## Cost Benefit Summary
Cost Benefit Summary
BQDMP Program
NPV of Revenue Requirements (filed 2/28/17)
($ millions)
|  |  | Project Component | NPV |  | 2017 Costs | 2026 Costs | Benefit of 2026 Delay | Cost to Achieve Delay
Customer Sided Solutions | 2017 | 1 | Original CSS 5-Year Program | 0 | Incremental Non-Traditional Costs to Achieve Benefits
| 2026 | 1 | Original CSS 5-Year Program | 94.0505 |  |  |  |  | 94.0505
Non-Traditional Utility Sided Solutions | 2017 | 2a | Battery Installation (2 MWs by 2017) | 0 | Incremental Non-Traditional Costs to Achieve Benefits
| 2026 | 2a | Battery Installation (2 MWs by 2017) | 13.4219 |  |  |  |  | 13.4219
| 2017 | 2b | Utility Solutions (9 MWs - 3MWs 2016 and 6MW more 2017) | 0 | Incremental Non-Traditional Costs to Achieve Benefits
| 2026 | 2b | Utility Solutions (Solar, Fuel Cells, DG) (2 MWs) | 0.25507 |  |  |  |  | 0.25507
| 2026 | 2c | Conservation Voltage Optimization (7 MWs) | 5.8484 |  |  |  |  | 5.8484
Load Transfers | 2017 | 3a | 135 MW from Brownsville to Gateway Park SS | 162.5921 | Benefit - Delayed Capital Costs | 162.5921
| 2026 | 3a | 135 MW from Brownsville to Gateway Park SS | 98.3679 |  |  | 98.3679 | 64.2242
| 2017 | 3b | 4 MWs from Brownsville No. 1 to Glendale + 2MWs in High Tension Vault (formerly 5 MW) | 3.7252 | Common Costs in All Scenarios | 3.7252
| 2026 | 3b | 4 MWs from Brownsville No. 1 to Glendale + 2MWs in High Tension Vault (formerly 5 MW) | 3.7252 |  |  | 3.7252 | 0
| 2017 | 3c | 6 MW from Brownsville No. 1 to Water St. | 2.9856 | Common Costs in All Scenarios | 2.9856
| 2026 | 3c | 6 MW from Brownsville No. 1 to Water St. | 2.9856 |  |  | 2.9856 | 0
| 2017 | 3d | 80 MWs from Brownsville to Glendale | 0 | Incremental Traditional Costs to Achieve Benefits
| 2026 | 3d | 80 MWs from Brownsville to Glendale | 109.6335 |  |  |  |  | 109.6335
Substation / Transmission Investment | 2017 | 4a | Capacitor Installation | 4.5189 | Common Costs in All Scenarios | 4.5189
| 2026 | 4a | Capacitor Installation | 4.5189 |  |  | 4.5189 | 0
| 2017 | 4b | Glendale 5th Transformer | 0 | Incremental Traditional Costs to Achieve Benefits
| 2026 | 4b | Glendale 5th Transformer | 199.634 |  |  |  |  | 199.634
| 2017 | 4c | NEW Gateway Park SS | 693.1894 | Benefit - Delayed Capital Costs | 693.1894
| 2026 | 4c | NEW Gateway Park SS | 406.3332 |  |  | 406.3332 | 286.8563
| 2017 | 4d | NEW Gowanus Expansion | 95.212 | Benefit - Delayed Capital Costs | 95.212
| 2026 | 4d | NEW Gowanus Expansion | 59.1183 |  |  | 59.1183 | 36.0936
| 2017 | 4e | Newtown 4th Transformer | 0 | Accelerated Traditional Costs to Achieve Benefits
| 2026 | 4e | Newtown 4th Transformer | 38.903 |  |  |  |  | 38.903
| 2017 | 4f | Upgrade 3 Sections plus risers on Feeder 38Q03 (NEW to the 2015 LRP) | 0 | Accelerated Traditional Costs to Achieve Benefits
| 2026 | 4f | Upgrade 3 Sections plus risers on Feeder 38Q03 (NEW to the 2015 LRP) | 0 |  |  |  |  | 0
| 2017 | 4g | Upgrade 2 Sections plus risers on Feeder 38Q04 (NEW to the 2015 LRP) | 0 | Accelerated Traditional Costs to Achieve Benefits
| 2026 | 4g | Upgrade 2 Sections plus risers on Feeder 38Q04 (NEW to the 2015 LRP) | 0 |  |  |  |  | 0
Additional Benefits and Avoided Costs | 2017 |  | Avoided Capacity, Energy, Distribution, Environmental, Line Loss | 0 | Additional Benefits and Avoided Costs
| 2026 |  | Avoided Capacity, Energy, Distribution, Environmental, Line Loss | -99.1 |  |  |  | 99.1
| 2017 | * | TOTAL | 962.2232 |  | 962.2232 | 575.0491 | 486.2741 | 461.7464
| 2026 | * | TOTAL | 937.6955 |  |  |  |  | Benefit - CTA =
24.5277
[8 empty] | Utility Cost Test Ratio | 1.0531
Note on D45: Lee, Betty: This project is required to push back the need for the Newtown TR 4 installation till 2022. If we build the station in 2017, then there is no need for the feeder upgrades.
Note on D48: Lee, Betty: This project is required to push back the need for the Newtown TR 4 installation till 2022. If we build the station in 2017, then there is no need for the feeder upgrades.
Note on J52: Lee, Betty: From Dogan Yiginer

## Rev Reqt Summary
Revenue Requirement Summary
BQDMP Program
Based on Escalated Dollars
($ millions)
Revenue Requirement
|  |  | Project Component | 2014 | 2015 | 2016 | 2017 | 2018 | 2019 | 2020 | 2021 | 2022 | 2023 | 2024 | 2025 | 2026 | 2027 | 2028 | 2029 | 2030 | 2031 | 2032 | 2033 | 2034 | 2035 | 2036 | 2037 | 2038 | 2039 | 2040 | 2041 | 2042 | 2043 | 2044 | 2045 | 2046 | 2047 | 2048 | 2049 | 2050 | 2051 | 2052 | 2053 | 2054 | 2055 | 2056 | 2057 | 2058 | 2059 | 2060 | 2061 | 2062 | 2063 | 2064 | 2065 | 2066 | 2067 | 2068 | 2069 | 2070 | 2071 | 2072 | 2073 | 2074 | 2075 | 2076 |  | TOTAL | NPV | use of pre-tax WACC
Customer Sided Solutions | 2017 | 1 | Original CSS 5-Year Program | 2014: 0; 2015: 0; 2016: 0; 2017: 0; 2018: 0; 2019: 0; 2020: 0; 2021: 0; 2022: 0; 2023: 0; 2024: 0; 2025: 0; 2026: 0 |  | 0 | 0
| 2026 | 1 | Original CSS 5-Year Program | 2014: 0.19769; 2015: 2.0341; 2016: 4.2511; 2017: 11.4592; 2018: 21.2329; 2019: 22.3334; 2020: 21.4314; 2021: 20.5293; 2022: 19.6273; 2023: 18.7252; 2024: 17.6732; 2025: 15.4158; 2026: 13.1503; 2027: 7.0585 |  | 195.1192 | 94.0505
Non-Traditional Utility Sided Solutions | 2017 | 2a | Battery Installation (2 MWs by 2017) | 0 | 0 | 0 | 0 | 0 | 0 | 0 | 0 | 0 | 0 | 0 | 0 | 0 | 0 | 0 | 0 | 0 | 0 | 0 | 0 | 0 | 0 | 0 | 0 | 0 | 0 | 0 | 0 | 0 | 0 | 0 | 0 | 0 | 0 | 0 | 0 | 0 | 0 | 0 | 0 | 0 | 0 | 0 | 0 | 0 | 0 | 0 | 0 | 0 | 0 | 0 | 0 | 0 | 0 | 0 | 0 | 0 | 0 | 0 | 0 | 0 | 0 | 0 |  | 0 | 0
| 2026 | 2a | Battery Installation (2 MWs by 2017) | 0 | 0.85656 | 2.0321 | 2.9008 | 2.9134 | 2.753 | 2.6143 | 2.4862 | 2.3647 | 2.2559 | 1.9443 | 1.1725 | 0.4076 | -5.444e-06 | -5.444e-06 | -5.444e-06 | -5.444e-06 | -5.444e-06 | -5.444e-06 | -5.444e-06 | -5.444e-06 | -5.444e-06 | -5.444e-06 | -5.444e-06 | -5.444e-06 | -5.444e-06 | -5.444e-06 | -5.444e-06 | -5.444e-06 | -5.444e-06 | -5.444e-06 | -5.444e-06 | -5.444e-06 | -5.444e-06 | -5.444e-06 | -5.444e-06 | -5.444e-06 | -5.444e-06 | -5.444e-06 | -5.444e-06 | -5.444e-06 | -5.444e-06 | -5.444e-06 | -5.444e-06 | -5.444e-06 | -5.444e-06 | -5.444e-06 | -5.444e-06 | -5.444e-06 | -5.444e-06 | -5.444e-06 | -5.444e-06 | -5.444e-06 | -5.444e-06 | -5.444e-06 | -5.444e-06 | -5.444e-06 | -5.444e-06 | -5.444e-06 | -5.444e-06 | -5.444e-06 | -5.444e-06 | -5.444e-06 | 0 | 24.7011 | 13.4219
| 2017 | 2b | Utility Solutions (9 MWs - 3MWs 2016 and 6MW more 2017) | 0 | 0 | 0 | 0 | 0 | 0 | 0 | 0 | 0 | 0 | 0 | 0 | 0 | 0 | 0 | 0 | 0 | 0 | 0 | 0 | 0 | 0 | 0 | 0 | 0 | 0 | 0 | 0 | 0 | 0 | 0 | 0 | 0 | 0 | 0 | 0 | 0 | 0 | 0 | 0 | 0 | 0 | 0 | 0 | 0 | 0 | 0 | 0 | 0 | 0 | 0 | 0 | 0 | 0 | 0 | 0 | 0 | 0 | 0 | 0 | 0 | 0 | 0 | 0 | 0 | 0
| 2026 | 2b | Utility Solutions (Solar, Fuel Cells, DG) (2 MWs) | 2014: 0; 2015: 0.022668; 2016: 0.05018; 2017: 0.053052; 2018: 0.050942; 2019: 0.048831; 2020: 0.04672; 2021: 0.044609; 2022: 0.042498; 2023: 0.040387; 2024: 0.038276; 2025: 0.018971; 2026: 0 | 0 | 0.45713 | 0.25507
| 2026 | 2c | Conservation Voltage Optimization (7 MWs) | 0 | 0.15307 | 0.6983 | 1.27 | 1.3128 | 1.238 | 1.1744 | 1.1172 | 1.0625 | 1.0116 | 0.9684 | 0.81668 | 0.39339 | -2.4066e-06 | -2.4066e-06 | -2.4066e-06 | -2.4066e-06 | -2.4066e-06 | -2.4066e-06 | -2.4066e-06 | -2.4066e-06 | -2.4066e-06 | -2.4066e-06 | -2.4066e-06 | -2.4066e-06 | -2.4066e-06 | -2.4066e-06 | -2.4066e-06 | -2.4066e-06 | -2.4066e-06 | -2.4066e-06 | -2.4066e-06 | -2.4066e-06 | -2.4066e-06 | -2.4066e-06 | -2.4066e-06 | -2.4066e-06 | -2.4066e-06 | -2.4066e-06 | -2.4066e-06 | -2.4066e-06 | -2.4066e-06 | -2.4066e-06 | -2.4066e-06 | -2.4066e-06 | -2.4066e-06 | -2.4066e-06 | -2.4066e-06 | -2.4066e-06 | -2.4066e-06 | -2.4066e-06 | -2.4066e-06 | -2.4066e-06 | [11 empty] | 11.2163 | 5.8484
Load Transfers | 2017 | 3a | 135 MW from Brownsville to Gateway Park SS | 0 | 0 | 0 | 19.3 | 26.1 | 25.4 | 24.8 | 24.2 | 23.6 | 23 | 22.5 | 21.9 | 21.4 | 20.9 | 20.4 | 19.9 | 19.3 | 18.8 | 18.3 | 17.8 | 17.2 | 16.7 | 16.2 | 15.7 | 15.4 | 15.2 | 14.9 | 14.7 | 14.4 | 14.2 | 13.9 | 13.7 | 13.4 | 13.2 | 13 | 12.7 | 12.5 | 12.2 | 12 | 11.7 | 11.5 | 11.2 | 11 | 10.7 | 10.5 | 10.2 | 10 | 9.7 | 9.5 | 9.2 | 9 | 8.7 | 2.6 | 0 | 0 | 0 | 0 | 0 | 0 | 0 | 0 | 0 | 0 | 0 | 774.3 | 162.5921
| 2026 | 3a | 135 MW from Brownsville to Gateway Park SS | 0 | 0 | 0 | 0 | 0 | 0 | 0 | 0 | 0 | 0 | 0 | 0 | 26.6 | 36.1 | 35.1 | 34.2 | 33.4 | 32.6 | 31.8 | 31.1 | 30.3 | 29.6 | 28.9 | 28.2 | 27.4 | 26.7 | 26 | 25.3 | 24.6 | 23.8 | 23.1 | 22.4 | 21.8 | 21.3 | 21 | 20.6 | 20.3 | 20 | 19.6 | 19.3 | 18.9 | 18.6 | 18.2 | 17.9 | 17.6 | 17.2 | 16.9 | 16.5 | 16.2 | 15.8 | 15.5 | 15.2 | 14.8 | 14.5 | 14.1 | 13.8 | 13.4 | 13.1 | 12.8 | 12.4 | 12.1 | 3.6 | 0 | 0 | 1070.2 | 98.3679
| 2017 | 3b | 4 MWs from Brownsville No. 1 to Glendale + 2MWs in High Tension Vault (formerly 5 MW) | 0 | 0 | 0.40594 | 0.54511 | 0.531 | 0.51755 | 0.50473 | 0.49247 | 0.48075 | 0.46952 | 0.45857 | 0.44765 | 0.43673 | 0.42582 | 0.4149 | 0.40398 | 0.39306 | 0.38215 | 0.37123 | 0.36031 | 0.34939 | 0.33848 | 0.32899 | 0.32238 | 0.31721 | 0.31203 | 0.30685 | 0.30167 | 0.2965 | 0.29132 | 0.28614 | 0.28097 | 0.27579 | 0.27061 | 0.26544 | 0.26026 | 0.25508 | 0.2499 | 0.24473 | 0.23955 | 0.23437 | 0.2292 | 0.22402 | 0.21884 | 0.21367 | 0.20849 | 0.20331 | 0.19814 | 0.19296 | 0.18778 | 0.1826 | 0.054888 | -7.719e-06 | -7.719e-06 | -7.719e-06 | -7.719e-06 | -7.719e-06 | -7.719e-06 | -7.719e-06 | -7.719e-06 | -7.719e-06 | -7.719e-06 | -7.719e-06 | 0 | 16.183 | 3.7252
| 2026 | 3b | 4 MWs from Brownsville No. 1 to Glendale + 2MWs in High Tension Vault (formerly 5 MW) | 0 | 0 | 0.40594 | 0.54511 | 0.531 | 0.51755 | 0.50473 | 0.49247 | 0.48075 | 0.46952 | 0.45857 | 0.44765 | 0.43673 | 0.42582 | 0.4149 | 0.40398 | 0.39306 | 0.38215 | 0.37123 | 0.36031 | 0.34939 | 0.33848 | 0.32899 | 0.32238 | 0.31721 | 0.31203 | 0.30685 | 0.30167 | 0.2965 | 0.29132 | 0.28614 | 0.28097 | 0.27579 | 0.27061 | 0.26544 | 0.26026 | 0.25508 | 0.2499 | 0.24473 | 0.23955 | 0.23437 | 0.2292 | 0.22402 | 0.21884 | 0.21367 | 0.20849 | 0.20331 | 0.19814 | 0.19296 | 0.18778 | 0.1826 | 0.054888 | -7.719e-06 | -7.719e-06 | -7.719e-06 | -7.719e-06 | -7.719e-06 | -7.719e-06 | -7.719e-06 | -7.719e-06 | -7.719e-06 | -7.719e-06 | -7.719e-06 | 0 | 16.183 | 3.7252
| 2017 | 3c | 6 MW from Brownsville No. 1 to Water St. | 0 | 0 | 0.32535 | 0.43688 | 0.42557 | 0.41479 | 0.40451 | 0.39469 | 0.3853 | 0.3763 | 0.36752 | 0.35877 | 0.35002 | 0.34127 | 0.33252 | 0.32377 | 0.31502 | 0.30627 | 0.29752 | 0.28877 | 0.28002 | 0.27127 | 0.26367 | 0.25837 | 0.25423 | 0.25008 | 0.24593 | 0.24178 | 0.23763 | 0.23348 | 0.22933 | 0.22518 | 0.22103 | 0.21688 | 0.21273 | 0.20859 | 0.20444 | 0.20029 | 0.19614 | 0.19199 | 0.18784 | 0.18369 | 0.17954 | 0.17539 | 0.17124 | 0.16709 | 0.16295 | 0.1588 | 0.15465 | 0.1505 | 0.14635 | 0.04399 | -6.1864e-06 | -6.1864e-06 | -6.1864e-06 | -6.1864e-06 | -6.1864e-06 | -6.1864e-06 | -6.1864e-06 | -6.1864e-06 | -6.1864e-06 | -6.1864e-06 | -6.1864e-06 | 0 | 12.9699 | 2.9856
| 2026 | 3c | 6 MW from Brownsville No. 1 to Water St. | 0 | 0 | 0.32535 | 0.43688 | 0.42557 | 0.41479 | 0.40451 | 0.39469 | 0.3853 | 0.3763 | 0.36752 | 0.35877 | 0.35002 | 0.34127 | 0.33252 | 0.32377 | 0.31502 | 0.30627 | 0.29752 | 0.28877 | 0.28002 | 0.27127 | 0.26367 | 0.25837 | 0.25423 | 0.25008 | 0.24593 | 0.24178 | 0.23763 | 0.23348 | 0.22933 | 0.22518 | 0.22103 | 0.21688 | 0.21273 | 0.20859 | 0.20444 | 0.20029 | 0.19614 | 0.19199 | 0.18784 | 0.18369 | 0.17954 | 0.17539 | 0.17124 | 0.16709 | 0.16295 | 0.1588 | 0.15465 | 0.1505 | 0.14635 | 0.04399 | -6.1864e-06 | -6.1864e-06 | -6.1864e-06 | -6.1864e-06 | -6.1864e-06 | -6.1864e-06 | -6.1864e-06 | -6.1864e-06 | -6.1864e-06 | -6.1864e-06 | -6.1864e-06 | 0 | 12.9699 | 2.9856
| 2017 | 3d | 80 MWs from Brownsville to Glendale | 0 | 0 | 0 | 0 | 0 | 0 | 0 | 0 | 0 | 0 | 0 | 0 | 0 | 0 | 0 | 0 | 0 | 0 | 0 | 0 | 0 | 0 | 0 | 0 | 0 | 0 | 0 | 0 | 0 | 0 | 0 | 0 | 0 | 0 | 0 | 0 | 0 | 0 | 0 | 0 | 0 | 0 | 0 | 0 | 0 | 0 | 0 | 0 | 0 | 0 | 0 | 0 | 0 | 0 | 0 | 0 | 0 | 0 | 0 | 0 | 0 | 0 | 0 | 0 | 0 | 0
| 2026 | 3d | 80 MWs from Brownsville to Glendale | 0 | 0 | 0 | 0 | 0 | 15.605 | 21.1422 | 20.5947 | 20.0732 | 19.5758 | 19.1006 | 18.6461 | 18.2105 | 17.7856 | 17.3621 | 16.9387 | 16.5153 | 16.0919 | 15.6684 | 15.245 | 14.8216 | 14.3981 | 13.9747 | 13.5513 | 13.1279 | 12.7601 | 12.5036 | 12.3029 | 12.1021 | 11.9013 | 11.7005 | 11.4997 | 11.2989 | 11.0981 | 10.8973 | 10.6965 | 10.4957 | 10.295 | 10.0942 | 9.8934 | 9.6926 | 9.4918 | 9.291 | 9.0902 | 8.8894 | 8.6886 | 8.4879 | 8.2871 | 8.0863 | 7.8855 | 7.6847 | 7.4839 | 7.2831 | 7.0823 | 2.1288 | -0.00029938 | -0.00029938 | -0.00029938 | -0.00029938 | -0.00029938 | -0.00029938 | -0.00029938 | -0.00029938 | 0 | 627.519 | 109.6335
Substation / Transmission Investment | 2017 | 4a | Capacitor Installation | 0 | 0 | 0.49244 | 0.66126 | 0.64414 | 0.62783 | 0.61227 | 0.59741 | 0.58319 | 0.56957 | 0.55628 | 0.54304 | 0.52979 | 0.51655 | 0.5033 | 0.49006 | 0.47682 | 0.46357 | 0.45033 | 0.43709 | 0.42384 | 0.4106 | 0.3991 | 0.39108 | 0.3848 | 0.37852 | 0.37224 | 0.36596 | 0.35968 | 0.3534 | 0.34712 | 0.34084 | 0.33456 | 0.32828 | 0.322 | 0.31571 | 0.30943 | 0.30315 | 0.29687 | 0.29059 | 0.28431 | 0.27803 | 0.27175 | 0.26547 | 0.25919 | 0.25291 | 0.24663 | 0.24035 | 0.23407 | 0.22779 | 0.22151 | 0.066583 | -9.3637e-06 | -9.3637e-06 | -9.3637e-06 | -9.3637e-06 | -9.3637e-06 | -9.3637e-06 | -9.3637e-06 | -9.3637e-06 | -9.3637e-06 | -9.3637e-06 | -9.3637e-06 | 0 | 19.6312 | 4.5189
| 2026 | 4a | Capacitor Installation | 0 | 0 | 0.49244 | 0.66126 | 0.64414 | 0.62783 | 0.61227 | 0.59741 | 0.58319 | 0.56957 | 0.55628 | 0.54304 | 0.52979 | 0.51655 | 0.5033 | 0.49006 | 0.47682 | 0.46357 | 0.45033 | 0.43709 | 0.42384 | 0.4106 | 0.3991 | 0.39108 | 0.3848 | 0.37852 | 0.37224 | 0.36596 | 0.35968 | 0.3534 | 0.34712 | 0.34084 | 0.33456 | 0.32828 | 0.322 | 0.31571 | 0.30943 | 0.30315 | 0.29687 | 0.29059 | 0.28431 | 0.27803 | 0.27175 | 0.26547 | 0.25919 | 0.25291 | 0.24663 | 0.24035 | 0.23407 | 0.22779 | 0.22151 | 0.066583 | -9.3637e-06 | -9.3637e-06 | -9.3637e-06 | -9.3637e-06 | -9.3637e-06 | -9.3637e-06 | -9.3637e-06 | -9.3637e-06 | -9.3637e-06 | -9.3637e-06 | -9.3637e-06 | 0 | 19.6312 | 4.5189
| 2017 | 4b | Glendale 5th Transformer | 0 | 0 | 0 | 0 | 0 | 0 | 0 | 0 | 0 | 0 | 0 | 0 | 0 | 0 | 0 | 0 | 0 | 0 | 0 | 0 | 0 | 0 | 0 | 0 | 0 | 0 | 0 | 0 | 0 | 0 | 0 | 0 | 0 | 0 | 0 | 0 | 0 | 0 | 0 | 0 | 0 | 0 | 0 | 0 | 0 | 0 | 0 | 0 | 0 | 0 | 0 | 0 | 0 | 0 | 0 | 0 | 0 | 0 | 0 | 0 | 0 | 0 | 0 | 0 | 0 | 0
| 2026 | 4b | Glendale 5th Transformer | 0 | 0 | 0 | 0 | 0 | 28.4155 | 38.4983 | 37.5014 | 36.5518 | 35.646 | 34.7808 | 33.953 | 33.1599 | 32.3861 | 31.6151 | 30.8441 | 30.0731 | 29.302 | 28.531 | 27.76 | 26.9889 | 26.2179 | 25.4469 | 24.6758 | 23.9048 | 23.2351 | 22.7682 | 22.4025 | 22.0369 | 21.6713 | 21.3057 | 20.94 | 20.5744 | 20.2088 | 19.8432 | 19.4776 | 19.1119 | 18.7463 | 18.3807 | 18.0151 | 17.6495 | 17.2838 | 16.9182 | 16.5526 | 16.187 | 15.8213 | 15.4557 | 15.0901 | 14.7245 | 14.3589 | 13.9932 | 13.6276 | 13.262 | 12.8964 | 3.8764 | -0.00054515 | -0.00054515 | -0.00054515 | -0.00054515 | -0.00054515 | -0.00054515 | -0.00054515 | -0.00054515 | 0 | 1142.6629 | 199.634
| 2017 | 4c | NEW Gateway Park SS | 0 | 0 | 0 | 82.1243 | 111.265 | 108.3838 | 105.6394 | 103.0216 | 100.5209 | 98.1286 | 95.8364 | 93.6001 | 91.3717 | 89.1434 | 86.915 | 84.6866 | 82.4582 | 80.2298 | 78.0015 | 75.7731 | 73.5447 | 71.3163 | 69.088 | 67.1525 | 65.8029 | 64.7462 | 63.6895 | 62.6328 | 61.5761 | 60.5194 | 59.4627 | 58.406 | 57.3493 | 56.2926 | 55.2359 | 54.1793 | 53.1226 | 52.0659 | 51.0092 | 49.9525 | 48.8958 | 47.8391 | 46.7824 | 45.7257 | 44.669 | 43.6123 | 42.5556 | 41.4989 | 40.4422 | 39.3855 | 38.3288 | 37.2722 | 11.2034 | -0.0015755 | -0.0015755 | -0.0015755 | -0.0015755 | -0.0015755 | -0.0015755 | -0.0015755 | -0.0015755 | -0.0015755 | -0.0015755 | 0 | 3302.4389 | 693.1894
| 2026 | 4c | NEW Gateway Park SS | 0 | 0 | 0 | 0 | 0 | 0 | 0 | 0 | 0 | 0 | 0 | 0 | 109.9394 | 148.9499 | 145.0929 | 141.419 | 137.9146 | 134.5669 | 131.3643 | 128.2957 | 125.3021 | 122.319 | 119.3358 | 116.3527 | 113.3696 | 110.3865 | 107.4034 | 104.4202 | 101.4371 | 98.454 | 95.4709 | 92.4878 | 89.8968 | 88.09 | 86.6755 | 85.2609 | 83.8463 | 82.4317 | 81.0171 | 79.6025 | 78.1879 | 76.7733 | 75.3587 | 73.9441 | 72.5295 | 71.1149 | 69.7004 | 68.2858 | 66.8712 | 65.4566 | 64.042 | 62.6274 | 61.2128 | 59.7982 | 58.3836 | 56.969 | 55.5544 | 54.1398 | 52.7253 | 51.3107 | 49.8961 | 14.9979 | -0.0021092 | 0 | 4420.9801 | 406.3332
| 2017 | 4d | NEW Gowanus Expansion | 0 | 0 | 0 | 11.2801 | 15.2826 | 14.8869 | 14.5099 | 14.1504 | 13.8069 | 13.4783 | 13.1635 | 12.8563 | 12.5502 | 12.2441 | 11.9381 | 11.632 | 11.3259 | 11.0198 | 10.7138 | 10.4077 | 10.1016 | 9.7955 | 9.4895 | 9.2236 | 9.0383 | 8.8931 | 8.748 | 8.6028 | 8.4577 | 8.3125 | 8.1674 | 8.0223 | 7.8771 | 7.732 | 7.5868 | 7.4417 | 7.2966 | 7.1514 | 7.0063 | 6.8611 | 6.716 | 6.5709 | 6.4257 | 6.2806 | 6.1354 | 5.9903 | 5.8452 | 5.7 | 5.5549 | 5.4097 | 5.2646 | 5.1195 | 1.5388 | -0.00021641 | -0.00021641 | -0.00021641 | -0.00021641 | -0.00021641 | -0.00021641 | -0.00021641 | -0.00021641 | -0.00021641 | -0.00021641 | 0 | 453.6013 | 95.212
| 2026 | 4d | NEW Gowanus Expansion | 0 | 0 | 0 | 0 | 0 | 0 | 0 | 0 | 0 | 0 | 0 | 14.593 | 19.7711 | 19.2591 | 18.7714 | 18.3063 | 17.8619 | 17.4368 | 17.0295 | 16.6321 | 16.2362 | 15.8402 | 15.4442 | 15.0483 | 14.6523 | 14.2563 | 13.8604 | 13.4644 | 13.0684 | 12.6724 | 12.2765 | 11.9326 | 11.6927 | 11.505 | 11.3172 | 11.1294 | 10.9417 | 10.7539 | 10.5661 | 10.3784 | 10.1906 | 10.0028 | 9.8151 | 9.6273 | 9.4395 | 9.2518 | 9.064 | 8.8762 | 8.6885 | 8.5007 | 8.3129 | 8.1252 | 7.9374 | 7.7496 | 7.5619 | 7.3741 | 7.1863 | 6.9986 | 6.8108 | 6.623 | 1.9908 | -0.00027996 | -0.00027996 | 0 | 586.8241 | 59.1183
| 2017 | 4e | Newtown 4th Transformer | 0 | 0 | 0 | 0 | 0 | 0 | 0 | 0 | 0 | 0 | 0 | 0 | 0 | 0 | 0 | 0 | 0 | 0 | 0 | 0 | 0 | 0 | 0 | 0 | 0 | 0 | 0 | 0 | 0 | 0 | 0 | 0 | 0 | 0 | 0 | 0 | 0 | 0 | 0 | 0 | 0 | 0 | 0 | 0 | 0 | 0 | 0 | 0 | 0 | 0 | 0 | 0 | 0 | 0 | 0 | 0 | 0 | 0 | 0 | 0 | 0 | 0 | 0 | 0 | 0 | 0
| 2026 | 4e | Newtown 4th Transformer | 0 | 0 | 0 | 0 | 0 | 5.5374 | 7.5022 | 7.308 | 7.1229 | 6.9464 | 6.7778 | 6.6165 | 6.4619 | 6.3111 | 6.1609 | 6.0106 | 5.8604 | 5.7101 | 5.5599 | 5.4096 | 5.2594 | 5.1091 | 4.9589 | 4.8086 | 4.6584 | 4.5279 | 4.4369 | 4.3656 | 4.2944 | 4.2231 | 4.1519 | 4.0806 | 4.0094 | 3.9381 | 3.8669 | 3.7956 | 3.7244 | 3.6531 | 3.5819 | 3.5106 | 3.4394 | 3.3681 | 3.2969 | 3.2256 | 3.1544 | 3.0831 | 3.0119 | 2.9406 | 2.8694 | 2.7981 | 2.7269 | 2.6556 | 2.5844 | 2.5131 | 0.75541 | -0.00010623 | -0.00010623 | -0.00010623 | -0.00010623 | -0.00010623 | -0.00010623 | -0.00010623 | -0.00010623 | 0 | 222.6728 | 38.903
| 2017 | 4f | Upgrade 3 Sections plus risers on Feeder 38Q03 (NEW to the 2015 LRP) | 0 | 0 | 0 | 0 | 0 | 0 | 0 | 0 | 0 | 0 | 0 | 0 | 0 | 0 | 0 | 0 | 0 | 0 | 0 | 0 | 0 | 0 | 0 | 0 | 0 | 0 | 0 | 0 | 0 | 0 | 0 | 0 | 0 | 0 | 0 | 0 | 0 | 0 | 0 | 0 | 0 | 0 | 0 | 0 | 0 | 0 | 0 | 0 | 0 | 0 | 0 | 0 | 0 | 0 | 0 | 0 | 0 | 0 | 0 | 0 | 0 | 0 | 0 | 0 | 0 | 0
| 2026 | 4f | Upgrade 3 Sections plus risers on Feeder 38Q03 (NEW to the 2015 LRP) | 0 | 0 | 0 | 0 | 0 | 0 | 0 | 0 | 0 | 0 | 0 | 0 | 0 | 0 | 0 | 0 | 0 | 0 | 0 | 0 | 0 | 0 | 0 | 0 | 0 | 0 | 0 | 0 | 0 | 0 | 0 | 0 | 0 | 0 | 0 | 0 | 0 | 0 | 0 | 0 | 0 | 0 | 0 | 0 | 0 | 0 | 0 | 0 | 0 | 0 | 0 | 0 | 0 | 0 | 0 | 0 | 0 | 0 | 0 | 0 | 0 | 0 | 0 | 0 | 0 | 0
| 2017 | 4g | Upgrade 2 Sections plus risers on Feeder 38Q04 (NEW to the 2015 LRP) | 0 | 0 | 0 | 0 | 0 | 0 | 0 | 0 | 0 | 0 | 0 | 0 | 0 | 0 | 0 | 0 | 0 | 0 | 0 | 0 | 0 | 0 | 0 | 0 | 0 | 0 | 0 | 0 | 0 | 0 | 0 | 0 | 0 | 0 | 0 | 0 | 0 | 0 | 0 | 0 | 0 | 0 | 0 | 0 | 0 | 0 | 0 | 0 | 0 | 0 | 0 | 0 | 0 | 0 | 0 | 0 | 0 | 0 | 0 | 0 | 0 | 0 | 0 | 0 | 0 | 0
| 2026 | 4g | Upgrade 2 Sections plus risers on Feeder 38Q04 (NEW to the 2015 LRP) | 0 | 0 | 0 | 0 | 0 | 0 | 0 | 0 | 0 | 0 | 0 | 0 | 0 | 0 | 0 | 0 | 0 | 0 | 0 | 0 | 0 | 0 | 0 | 0 | 0 | 0 | 0 | 0 | 0 | 0 | 0 | 0 | 0 | 0 | 0 | 0 | 0 | 0 | 0 | 0 | 0 | 0 | 0 | 0 | 0 | 0 | 0 | 0 | 0 | 0 | 0 | 0 | 0 | 0 | 0 | 0 | 0 | 0 | 0 | 0 | 0 | 0 | 0 | 0 | 0 | 0
| 2017 | * | TOTAL | 0 | 0 | 1.2237 | 114.3476 | 154.2483 | 150.2308 | 146.4708 | 142.8566 | 139.3771 | 136.0222 | 132.8822 | 129.7059 | 126.6385 | 123.5711 | 120.5038 | 117.4364 | 114.269 | 111.2017 | 108.1343 | 105.067 | 101.8996 | 98.8322 | 95.7692 | 93.048 | 91.1974 | 89.7799 | 88.2625 | 86.845 | 85.3276 | 83.9102 | 82.3927 | 80.9753 | 79.4578 | 78.0404 | 76.623 | 75.1055 | 73.6881 | 72.1706 | 70.7532 | 69.2358 | 67.8183 | 66.3009 | 64.8834 | 63.366 | 61.9486 | 60.4311 | 59.0137 | 57.4962 | 56.0788 | 54.5614 | 53.1439 | 51.2571 | 15.3422 | -0.0018152 | -0.0018152 | -0.0018152 | -0.0018152 | -0.0018152 | -0.0018152 | -0.0018152 | -0.0018152 | -0.0018152 | -0.0018152 |  | 4579.1243 | 962.2232
| 2026 | * | TOTAL | 0.19769 | 3.0664 | 8.2554 | 17.3264 | 27.1107 | 77.4912 | 93.9311 | 91.0659 | 88.2942 | 85.6167 | 82.6657 | 92.5819 | 229.4106 | 269.134 | 255.3532 | 248.9365 | 242.8101 | 236.8597 | 231.0722 | 225.5286 | 219.9614 | 214.5047 | 209.0523 | 203.6086 | 198.0691 | 192.8065 | 187.8974 | 183.165 | 178.4327 | 173.6003 | 168.868 | 164.1877 | 160.1036 | 156.9558 | 154.4002 | 151.7446 | 149.189 | 146.6333 | 143.9777 | 141.4221 | 138.7665 | 136.2108 | 133.5552 | 130.9996 | 128.444 | 125.7883 | 123.2327 | 120.5771 | 118.0214 | 115.3658 | 112.8102 | 109.8852 | 107.0797 | 104.5396 | 86.8061 | 78.1421 | 76.1398 | 74.2374 | 72.3351 | 70.3327 | 63.9859 | 18.5966 | -0.0033686 |  | 8351.1367 | 1036.7955

## 100 Basis Point Incentive Value
100 Basis Point Incentive Value
Based on Escalated Dollars
($ millions)
Revenue Requirement
|  |  | Project Component | 2014 | 2015 | 2016 | 2017 | 2018 | 2019 | 2020 | 2021 | 2022 | 2023 | 2024 | 2025 | 2026 | 2027 | 2028 | 2029 | 2030 | 2031 | 2032 | 2033 | 2034 | 2035 | 2036 | 2037 | 2038 | 2039 | 2040 | 2041 | 2042 | 2043 | 2044 | 2045 | 2046 | 2047 | 2048 | 2049 | 2050 | 2051 | 2052 | 2053 | 2054 | 2055 | 2056 | 2057 | 2058 | 2059 | 2060 | 2061 | 2062 | 2063 | 2064 | 2065 | 2066 | 2067 | 2068 | 2069 | 2070 | 2071 | 2072 | 2073 | 2074 | 2075 | 2076 |  | TOTAL
Regular ROR
Customer Sided Solutions | 2017 | 1 | Original CSS 5-Year Program | 2014: 0; 2015: 0; 2016: 0; 2017: 0; 2018: 0; 2019: 0; 2020: 0; 2021: 0; 2022: 0; 2023: 0; 2024: 0; 2025: 0; 2026: 0; 2027: 0 |  | 0
| 2026 | 1 | Original CSS 5-Year Program | 2014: 0.19769; 2015: 2.0341; 2016: 4.2511; 2017: 11.4592; 2018: 21.2329; 2019: 22.3334; 2020: 21.4314; 2021: 20.5293; 2022: 19.6273; 2023: 18.7252; 2024: 17.6732; 2025: 15.4158; 2026: 13.1503; 2027: 7.0585; 2028: 0 |  | 195.1192
Non-Traditional Utility Sided Solutions | 2017 | 2a | Battery Installation (2 MWs by 2017) | 2014: 0; 2015: 0; 2016: 0; 2017: 0; 2018: 0; 2019: 0; 2020: 0; 2021: 0; 2022: 0; 2023: 0; 2024: 0; 2025: 0; 2026: 0 |  | 0
| 2026 | 2a | Battery Installation (2 MWs by 2017) | 0 | 0.85656 | 2.0321 | 2.9008 | 2.9134 | 2.753 | 2.6143 | 2.4862 | 2.3647 | 2.2559 | 1.9443 | 1.1725 | 0.4076 | -5.444e-06 | -5.444e-06 | -5.444e-06 | -5.444e-06 | -5.444e-06 | -5.444e-06 | -5.444e-06 | -5.444e-06 | -5.444e-06 | -5.444e-06 | -5.444e-06 | -5.444e-06 | -5.444e-06 | -5.444e-06 | -5.444e-06 | -5.444e-06 | -5.444e-06 | -5.444e-06 | -5.444e-06 | -5.444e-06 | -5.444e-06 | -5.444e-06 | -5.444e-06 | -5.444e-06 | -5.444e-06 | -5.444e-06 | -5.444e-06 | -5.444e-06 | -5.444e-06 | -5.444e-06 | -5.444e-06 | -5.444e-06 | -5.444e-06 | -5.444e-06 | -5.444e-06 | -5.444e-06 | -5.444e-06 | -5.444e-06 | -5.444e-06 | -5.444e-06 | -5.444e-06 | -5.444e-06 | -5.444e-06 | -5.444e-06 | -5.444e-06 | -5.444e-06 | -5.444e-06 | -5.444e-06 | -5.444e-06 | -5.444e-06 | 0 | 24.7011
| 2017 | 2b | Utility Solutions (9 MWs - 3MWs 2016 and 6MW more 2017) | 0 | 0 | 0 | 0 | 0 | 0 | 0 | 0 | 0 | 0 | 0 | 0 | 0 | 0 | 0 | 0 | 0 | 0 | 0 | 0 | 0 | 0 | 0 | 0 | 0 | 0 | 0 | 0 | 0 | 0 | 0 | 0 | 0 | 0 | 0 | 0 | 0 | 0 | 0 | 0 | 0 | 0 | 0 | 0 | 0 | 0 | 0 | 0 | 0 | 0 | 0 | 0 | 0 | 0 | 0 | 0 | 0 | 0 | 0 | 0 | 0 | 0 | 0 | 0 | 0
| 2026 | 2b | Utility Solutions (Solar, Fuel Cells, DG) (2 MWs) | 2014: 0; 2015: 0.022668; 2016: 0.05018; 2017: 0.053052; 2018: 0.050942; 2019: 0.048831; 2020: 0.04672; 2021: 0.044609; 2022: 0.042498; 2023: 0.040387; 2024: 0.038276; 2025: 0.018971; 2026: 0 | 0 | 0.45713
| 2026 | 2c | Conservation Voltage Optimization (7 MWs) | 0 | 0.15307 | 0.6983 | 1.27 | 1.3128 | 1.238 | 1.1744 | 1.1172 | 1.0625 | 1.0116 | 0.9684 | 0.81668 | 0.39339 | -2.4066e-06 | -2.4066e-06 | -2.4066e-06 | -2.4066e-06 | -2.4066e-06 | -2.4066e-06 | -2.4066e-06 | -2.4066e-06 | -2.4066e-06 | -2.4066e-06 | -2.4066e-06 | -2.4066e-06 | -2.4066e-06 | -2.4066e-06 | -2.4066e-06 | -2.4066e-06 | -2.4066e-06 | -2.4066e-06 | -2.4066e-06 | -2.4066e-06 | -2.4066e-06 | -2.4066e-06 | -2.4066e-06 | -2.4066e-06 | -2.4066e-06 | -2.4066e-06 | -2.4066e-06 | -2.4066e-06 | -2.4066e-06 | -2.4066e-06 | -2.4066e-06 | -2.4066e-06 | -2.4066e-06 | -2.4066e-06 | -2.4066e-06 | -2.4066e-06 | -2.4066e-06 | -2.4066e-06 | -2.4066e-06 | -2.4066e-06 | [11 empty] | 11.2163
ROR + 100 basis point Incentive on ROE
Customer Sided Solutions | 2017 | 1 | Original CSS 5-Year Program | 2014: 0; 2015: 0; 2016: 0; 2017: 0; 2018: 0; 2019: 0; 2020: 0; 2021: 0; 2022: 0; 2023: 0; 2024: 0; 2025: 0; 2026: 0; 2027: 0 |  | 0
| 2026 | 1 | Original CSS 5-Year Program | 2014: 0.20104; 2015: 2.0709; 2016: 4.3554; 2017: 11.6952; 2018: 21.7086; 2019: 22.8996; 2020: 21.9234; 2021: 20.9472; 2022: 19.971; 2023: 18.9948; 2024: 17.869; 2025: 15.5415; 2026: 13.2129; 2027: 7.0749 |  | 198.4653
Non-Traditional Utility Sided Solutions | 2017 | 2a | Battery Installation (2 MWs by 2017) | 2014: 0; 2015: 0; 2016: 0; 2017: 0; 2018: 0; 2019: 0; 2020: 0; 2021: 0; 2022: 0; 2023: 0; 2024: 0; 2025: 0; 2026: 0 |  | 0
| 2026 | 2a | Battery Installation (2 MWs by 2017) | 2014: 0; 2015: 0.87195; 2016: 2.0827; 2017: 2.971; 2018: 2.9845; 2019: 2.811; 2020: 2.6609; 2021: 2.5222; 2022: 2.3908; 2023: 2.273; 2024: 1.9538; 2025: 1.1765; 2026: 0.40851 |  | 25.1069
| 2017 | 2b | Utility Solutions (9 MWs - 3MWs 2016 and 6MW more 2017) | 2014: 0; 2015: 0; 2016: 0; 2017: 0; 2018: 0; 2019: 0; 2020: 0; 2021: 0; 2022: 0; 2023: 0; 2024: 0; 2025: 0; 2026: 0 |  | 0
| 2026 | 2b | Utility Solutions (Solar, Fuel Cells, DG) (2 MWs) | 2014: 0; 2015: 0.023053; 2016: 0.051407; 2017: 0.054442; 2018: 0.052158; 2019: 0.049874; 2020: 0.047589; 2021: 0.045305; 2022: 0.04302; 2023: 0.040736; 2024: 0.038452; 2025: 0.019015; 2026: 0 |  | 0.46505
| 2026 | 2c | Conservation Voltage Optimization (7 MWs) | 0 | 0.15582 | 0.71395 | 1.3 | 1.3463 | 1.2653 | 1.1966 | 1.1346 | 1.0754 | 1.0203 | 0.97359 | 0.81909 | 0.39399 | -2.6044e-06 | -2.6044e-06 | -2.6044e-06 | -2.6044e-06 | -2.6044e-06 | -2.6044e-06 | -2.6044e-06 | -2.6044e-06 | -2.6044e-06 | -2.6044e-06 | -2.6044e-06 | -2.6044e-06 | -2.6044e-06 | -2.6044e-06 | -2.6044e-06 | -2.6044e-06 | -2.6044e-06 | -2.6044e-06 | -2.6044e-06 | -2.6044e-06 | -2.6044e-06 | -2.6044e-06 | -2.6044e-06 | -2.6044e-06 | -2.6044e-06 | -2.6044e-06 | -2.6044e-06 | -2.6044e-06 | -2.6044e-06 | -2.6044e-06 | -2.6044e-06 | -2.6044e-06 | -2.6044e-06 | -2.6044e-06 | -2.6044e-06 | -2.6044e-06 | -2.6044e-06 | -2.6044e-06 | -2.6044e-06 | -2.6044e-06 | [11 empty] | 11.395
100 Basis Point Incentive Value
Customer Sided Solutions | 2017 | 1 | Original CSS 5-Year Program | 0 | 0 | 0 | 0 | 0 | 0 | 0 | 0 | 0 | 0 | 0 | 0 | 0 | 0 | 0 | 0 | 0 | 0 | 0 | 0 | 0 | 0 | 0 | 0 | 0 | 0 | 0 | 0 | 0 | 0 | 0 | 0 | 0 | 0 | 0 | 0 | 0 | 0 | 0 | 0 | 0 | 0 | 0 | 0 | 0 | 0 | 0 | 0 | 0 | 0 | 0 | 0 | 0 | 0 | 0 | 0 | 0 | 0 | 0 | 0 | 0 | 0 | 0 |  | 0
| 2026 | 1 | Original CSS 5-Year Program | 0.0033551 | 0.036865 | 0.10429 | 0.23603 | 0.4757 | 0.56617 | 0.49202 | 0.41786 | 0.34371 | 0.26955 | 0.19577 | 0.12573 | 0.062661 | 0.016463 | 0 | 0 | 0 | 0 | 0 | 0 | 0 | 0 | 0 | 0 | 0 | 0 | 0 | 0 | 0 | 0 | 0 | 0 | 0 | 0 | 0 | 0 | 0 | 0 | 0 | 0 | 0 | 0 | 0 | 0 | 0 | 0 | 0 | 0 | 0 | 0 | 0 | 0 | 0 | 0 | 0 | 0 | 0 | 0 | 0 | 0 | 0 | 0 | 0 |  | 3.3462
Non-Traditional Utility Sided Solutions | 2017 | 2a | Battery Installation (2 MWs by 2017) | 0 | 0 | 0 | 0 | 0 | 0 | 0 | 0 | 0 | 0 | 0 | 0 | 0 | 0 | 0 | 0 | 0 | 0 | 0 | 0 | 0 | 0 | 0 | 0 | 0 | 0 | 0 | 0 | 0 | 0 | 0 | 0 | 0 | 0 | 0 | 0 | 0 | 0 | 0 | 0 | 0 | 0 | 0 | 0 | 0 | 0 | 0 | 0 | 0 | 0 | 0 | 0 | 0 | 0 | 0 | 0 | 0 | 0 | 0 | 0 | 0 | 0 | 0 |  | 0
| 2026 | 2a | Battery Installation (2 MWs by 2017) | 0 | 0.015384 | 0.050651 | 0.070144 | 0.071173 | 0.057991 | 0.04659 | 0.036055 | 0.026073 | 0.017121 | 0.0095554 | 0.0039714 | 0.00091567 | 5.444e-06 | 5.444e-06 | 5.444e-06 | 5.444e-06 | 5.444e-06 | 5.444e-06 | 5.444e-06 | 5.444e-06 | 5.444e-06 | 5.444e-06 | 5.444e-06 | 5.444e-06 | 5.444e-06 | 5.444e-06 | 5.444e-06 | 5.444e-06 | 5.444e-06 | 5.444e-06 | 5.444e-06 | 5.444e-06 | 5.444e-06 | 5.444e-06 | 5.444e-06 | 5.444e-06 | 5.444e-06 | 5.444e-06 | 5.444e-06 | 5.444e-06 | 5.444e-06 | 5.444e-06 | 5.444e-06 | 5.444e-06 | 5.444e-06 | 5.444e-06 | 5.444e-06 | 5.444e-06 | 5.444e-06 | 5.444e-06 | 5.444e-06 | 5.444e-06 | 5.444e-06 | 5.444e-06 | 5.444e-06 | 5.444e-06 | 5.444e-06 | 5.444e-06 | 5.444e-06 | 5.444e-06 | 5.444e-06 | 5.444e-06 |  | 0.4059
| 2017 | 2b | Utility Solutions (9 MWs - 3MWs 2016 and 6MW more 2017) | 0 | 0 | 0 | 0 | 0 | 0 | 0 | 0 | 0 | 0 | 0 | 0 | 0 | 0 | 0 | 0 | 0 | 0 | 0 | 0 | 0 | 0 | 0 | 0 | 0 | 0 | 0 | 0 | 0 | 0 | 0 | 0 | 0 | 0 | 0 | 0 | 0 | 0 | 0 | 0 | 0 | 0 | 0 | 0 | 0 | 0 | 0 | 0 | 0 | 0 | 0 | 0 | 0 | 0 | 0 | 0 | 0 | 0 | 0 | 0 | 0 | 0 | 0 |  | 0
| 2026 | 2b | Utility Solutions (Solar, Fuel Cells, DG) (2 MWs) | 0 | 0.00038472 | 0.0012269 | 0.0013899 | 0.0012164 | 0.0010429 | 0.00086935 | 0.00069583 | 0.0005223 | 0.00034878 | 0.00017525 | 4.4246e-05 | 0 | 0 | 0 | 0 | 0 | 0 | 0 | 0 | 0 | 0 | 0 | 0 | 0 | 0 | 0 | 0 | 0 | 0 | 0 | 0 | 0 | 0 | 0 | 0 | 0 | 0 | 0 | 0 | 0 | 0 | 0 | 0 | 0 | 0 | 0 | 0 | 0 | 0 | 0 | 0 | 0 | 0 | 0 | 0 | 0 | 0 | 0 | 0 | 0 | 0 | 0 |  | 0.0079166
| 2026 | 2c | Conservation Voltage Optimization (7 MWs) | 0 | 0.0027493 | 0.015647 | 0.029994 | 0.033511 | 0.02736 | 0.022137 | 0.017432 | 0.012935 | 0.008748 | 0.0051985 | 0.0024026 | 0.00059468 | -1.9784e-07 | -1.9784e-07 | -1.9784e-07 | -1.9784e-07 | -1.9784e-07 | -1.9784e-07 | -1.9784e-07 | -1.9784e-07 | -1.9784e-07 | -1.9784e-07 | -1.9784e-07 | -1.9784e-07 | -1.9784e-07 | -1.9784e-07 | -1.9784e-07 | -1.9784e-07 | -1.9784e-07 | -1.9784e-07 | -1.9784e-07 | -1.9784e-07 | -1.9784e-07 | -1.9784e-07 | -1.9784e-07 | -1.9784e-07 | -1.9784e-07 | -1.9784e-07 | -1.9784e-07 | -1.9784e-07 | -1.9784e-07 | -1.9784e-07 | -1.9784e-07 | -1.9784e-07 | -1.9784e-07 | -1.9784e-07 | -1.9784e-07 | -1.9784e-07 | -1.9784e-07 | -1.9784e-07 | -1.9784e-07 | -1.9784e-07 | 0 | 0 | 0 | 0 | 0 | 0 | 0 | 0 | 0 | 0 | 0 | 0.1787
Total 100 Basis Point Incentive | 2017 | * | TOTAL | 0 | 0 | 0 | 0 | 0 | 0 | 0 | 0 | 0 | 0 | 0 | 0 | 0 | 0 | 0 | 0 | 0 | 0 | 0 | 0 | 0 | 0 | 0 | 0 | 0 | 0 | 0 | 0 | 0 | 0 | 0 | 0 | 0 | 0 | 0 | 0 | 0 | 0 | 0 | 0 | 0 | 0 | 0 | 0 | 0 | 0 | 0 | 0 | 0 | 0 | 0 | 0 | 0 | 0 | 0 | 0 | 0 | 0 | 0 | 0 | 0 | 0 | 0 | 0 | 0
| 2026 | * | TOTAL | 0.0033551 | 0.055383 | 0.17181 | 0.33756 | 0.5816 | 0.65257 | 0.56161 | 0.47205 | 0.38324 | 0.29577 | 0.2107 | 0.13215 | 0.064172 | 0.016468 | 5.2462e-06 | 5.2462e-06 | 5.2462e-06 | 5.2462e-06 | 5.2462e-06 | 5.2462e-06 | 5.2462e-06 | 5.2462e-06 | 5.2462e-06 | 5.2462e-06 | 5.2462e-06 | 5.2462e-06 | 5.2462e-06 | 5.2462e-06 | 5.2462e-06 | 5.2462e-06 | 5.2462e-06 | 5.2462e-06 | 5.2462e-06 | 5.2462e-06 | 5.2462e-06 | 5.2462e-06 | 5.2462e-06 | 5.2462e-06 | 5.2462e-06 | 5.2462e-06 | 5.2462e-06 | 5.2462e-06 | 5.2462e-06 | 5.2462e-06 | 5.2462e-06 | 5.2462e-06 | 5.2462e-06 | 5.2462e-06 | 5.2462e-06 | 5.2462e-06 | 5.2462e-06 | 5.2462e-06 | 5.2462e-06 | 5.444e-06 | 5.444e-06 | 5.444e-06 | 5.444e-06 | 5.444e-06 | 5.444e-06 | 5.444e-06 | 5.444e-06 | 5.444e-06 | 5.444e-06 | 0 | 3.9387

## Assumptions (Inputs)
Assumptions
|  |  |  | Net Book |  |  | Book | Salvage | Net
| No. | Description |  | Life | Tax Life | In Service | Life | Factor | Book Rate
Customer-Sided Solutions | 1 | Original CSS 5-Year Program | treat as Reg Asset; 100 basis point Incentive (1%) | 10 | 1 | various
Non-Traditional Utility Sided Solutions | 2a | Battery Installation (2 MWs by 2017) | treat as Plant; 100 basis point incentive (1%) | 10 | 7N | 2016/17 | 10 | 0% | 0
| 2b | Utility Solutions (Solar, Fuel Cells, DG) (2 MWs) | treat as Reg Asset | 10 | 7N | 2016/17 | 10 | 0% | 0
| 2c | Conservation Voltage Optimization (7 MWs) | treat as Plant | 10 | 7N | 2016/17 | 50 | 0% | 0
Load Transfers | 3a | 135 MW from Brownsville to Gateway Park SS | treat as Plant | 50 | 20N | various | 50 | -25% | 0.025
| 3b | 4 MWs from Brownsville No. 1 to Glendale + 2MWs in High Tension Vault (formerly 5 MW) | treat as Plant | 50 | 20N | 2016 | 50 | -25% | 0.025
| 3c | 6 MW from Brownsville No. 1 to Water St. | treat as Plant | 50 | 20N | 2016 | 50 | -25% | 0.025
| 3d | 80 MWs from Brownsville to Glendale | treat as Plant | 50 | 20N | 2019 | 50 | -25% | 0.025
Substation / Transmission Investment | 4a | Capacitor Installation | treat as Plant | 50 | 20N | 2016 | 50 | -25% | 0.025
| 4b | Glendale 5th Transformer | treat as Plant | 50 | 20N | 2019 | 50 | -25% | 0.025
| 4c | NEW Gateway Park SS | treat as Plant | 50 | 20N | various | 50 | -25% | 0.025
| 4d | NEW Gowanus Expansion | treat as Plant | 50 | 20N | various | 50 | -25% | 0.025
| 4e | Newtown 4th Transformer | treat as Plant | 50 | 20N | various | 50 | -25% | 0.025
| 4f | Upgrade 3 Sections plus risers on Feeder 38Q03 (NEW to the 2015 LRP) | treat as Plant | 50 | 20N | various | 50 | -25% | 0.025
| 4g | Upgrade 2 Sections plus risers on Feeder 38Q04 (NEW to the 2015 LRP) | treat as Plant | 50 | 20N | various | 50 | -25% | 0.025
|  | Base |  | 1
|  | SIT | 6.5% | 0.065 | 4.615%
|  | MTA (25.6% of SIT rate) | 0% | 0
0.935
|  | FIT | 35% | 0.3273
|  | Net Retained |  | 0.6077
|  | Tax Amount |  | 0.3923
Gross Up Factor (Case 13-E-0030)
|  | GRT Revenue Taxes | 2.9% | 1.0299
|  | LPC Revenues | -0.385% | 0.99616
|  | Uncollectible Factor | 0.82% | 1.0083
|  | Advertising | 0.08% | 1.0008
|  | Total Revenue Gross Up | 3.415% | 1.0354
Gross Up Factor (Case 16-E-0060)
|  | GRT Revenue Taxes | 2.55% | 1.0262
|  | LPC Revenues | -0.43% | 0.99572
|  | Uncollectible Factor | 0.69% | 1.0069
|  | Advertising | 0.08% | 1.0008
|  | Total Revenue Gross Up | 2.89% | 1.0298
|  | Property Tax rate for new Plant in Service | 5%
|  | Annual Escalation Rate | 3.66%
Note on B10: Lee, Betty: need to change to 10 years book life/7N tax life
Note on C27: Lee, Betty: MTA tax was updated in 2017; 25.6% is up to 2016
Note on D51: Lee, Betty: per e-mail from Rhys Dela Cruz

## CapEx (2014 Dollars)
Annual Cash Flow of Various BQDMP Scenarios (2014 dollars)
|  |  | Project Component | 2014 | 2015 | 2016 | 2017 | 2018 | 2019 | 2020 | 2021 | 2022 | 2023 | 2024 | 2025 | 2026 | TOTAL | Type of Cost | Cost Type | Amortization / Depreciation Period | Tax Life | In Service | Property Tax | 100 Basis Pt Incentive
Customer Sided Solutions | 2017 | 1 | Original CSS 5-Year Program | [13 empty] | 0 | Incremental Non-Traditional Costs to Achieve Benefits | Reg Asset | 10 | 1 | Each Year | No | Incremental Non-Traditional Costs to Achieve Benefits
| 2026 | 1 | Original CSS 5-Year Program | 2014: 1.5; 2015: 13.648; 2016: 14.55; 2017: 53.7; 2018: 66.6 | 149.998
Non-Traditional Utility Sided Solutions | 2017 | 2a | Battery Installation (2 MWs by 2017) | [13 empty] | 0 | Incremental Non-Traditional Costs to Achieve Benefits | Utility Plant | 10 | 7N | Each Year | Yes | Yes
| 2026 | 2a | Battery Installation (2 MWs by 2017) | 2015: 4.264; 2016: 5.142; 2017: 3.85 | 13.256
| 2017 | 2b | Utility Solutions (9 MWs - 3MWs 2016 and 6MW more 2017) | [13 empty] | 0 | Incremental Non-Traditional Costs to Achieve Benefits | Utility Plant | 10 | 7N | Each Year | Yes | Yes
| 2026 | 2b | Utility Solutions (Solar, Fuel Cells, DG) (2 MWs) | 2015: 0.172; 2016: 0.179; 2017: 0 | 0.351 |  | Reg Asset | 10 | 7N |  | No
| 2026 | 2c | Conservation Voltage Optimization (7 MWs) | 2015: 0.762; 2016: 2.598; 2017: 2.5 | 5.86 |  | Utility Plant | 50 | 20N |  | Yes
Load Transfers | 2017 | 3a | 135 MW from Brownsville to Gateway Park SS | 2015: 42; 2016: 70; 2017: 28 | 140 | Benefit - Delayed Capital Costs | Utility Plant | 50 | 20N | Last Year of Spend | Yes | No
| 2026 | 3a | 135 MW from Brownsville to Gateway Park SS | 2024: 42; 2025: 70; 2026: 28 | 140
| 2017 | 3b | 4 MWs from Brownsville No. 1 to Glendale + 2MWs in High Tension Vault (formerly 5 MW) | 2015: 2.4; 2016: 0.6 | 3 | Common Costs in All Scenarios | Utility Plant | 50 | 20N | Last Year of Spend | Yes | No
| 2026 | 3b | 4 MWs from Brownsville No. 1 to Glendale + 2MWs in High Tension Vault (formerly 5 MW) | 2015: 2.4; 2016: 0.6 | 3
| 2017 | 3c | 6 MW from Brownsville No. 1 to Water St. | 2015: 1.8; 2016: 0.6 | 2.4 | Common Costs in All Scenarios | Utility Plant | 50 | 20N | Last Year of Spend | Yes | No
| 2026 | 3c | 6 MW from Brownsville No. 1 to Water St. | 2015: 1.8; 2016: 0.6 | 2.4
| 2017 | 3d | 80 MWs from Brownsville to Glendale | [13 empty] | 0 | Incremental Traditional Costs to Achieve Benefits | Utility Plant | 50 | 20N | Last Year of Spend | Yes | No
| 2026 | 3d | 80 MWs from Brownsville to Glendale | 2017: 31.5; 2018: 52.5; 2019: 21 | 105
Substation / Transmission Investment | 2017 | 4a | Capacitor Installation | 2015: 1.8; 2016: 1.8 | 3.6 | Common Costs in All Scenarios | Utility Plant | 50 | 20N | Last Year of Spend | Yes | No
| 2026 | 4a | Capacitor Installation | 2015: 1.8; 2016: 1.8 | 3.6
| 2017 | 4b | Glendale 5th Transformer | [13 empty] | 0 | Incremental Traditional Costs to Achieve Benefits | Utility Plant | 50 | 20N | Last Year of Spend | Yes | No
| 2026 | 4b | Glendale 5th Transformer | 2016: 19.5; 2017: 78; 2018: 78; 2019: 19.5 | 195
| 2017 | 4c | NEW Gateway Park SS | 2015: 179.1; 2016: 298.5; 2017: 119.4 | 597 | Benefit - Delayed Capital Costs | Utility Plant | 50 | 20N | Last Year of Spend | Yes | No
| 2026 | 4c | NEW Gateway Park SS | 2021: 10; 2022: 58.7; 2023: 117.4; 2024: 205.45; 2025: 146.75; 2026: 58.7 | 597
| 2017 | 4d | NEW Gowanus Expansion | 2015: 24.6; 2016: 41; 2017: 16.4 | 82 | Benefit - Delayed Capital Costs | Utility Plant | 50 | 20N | Last Year of Spend | Yes | No
| 2026 | 4d | NEW Gowanus Expansion | 2021: 8.2; 2022: 16.4; 2023: 28.7; 2024: 20.5; 2025: 8.2 | 82
| 2017 | 4e | Newtown 4th Transformer | [13 empty] | 0 | Accelerated Traditional Costs to Achieve Benefits | Utility Plant | 50 | 20N | Last Year of Spend | Yes | No
| 2026 | 4e | Newtown 4th Transformer | 2016: 3.8; 2017: 15.2; 2018: 15.2; 2019: 3.8 | 38
| 2017 | 4f | Upgrade 3 Sections plus risers on Feeder 38Q03 (NEW to the 2015 LRP) | [13 empty] | 0 | Accelerated Traditional Costs to Achieve Benefits | Utility Plant | 50 | 20N | Last Year of Spend | Yes | No
| 2026 | 4f | Upgrade 3 Sections plus risers on Feeder 38Q03 (NEW to the 2015 LRP) | [13 empty] | 0
| 2017 | 4g | Upgrade 2 Sections plus risers on Feeder 38Q04 (NEW to the 2015 LRP) | [13 empty] | 0 | Accelerated Traditional Costs to Achieve Benefits | Utility Plant | 50 | 20N | Last Year of Spend | Yes | No
| 2026 | 4g | Upgrade 2 Sections plus risers on Feeder 38Q04 (NEW to the 2015 LRP) | [13 empty] | 0
| 2017 | * | TOTAL | 0 | 251.7 | 412.5 | 163.8 | 0 | 0 | 0 | 0 | 0 | 0 | 0 | 0 | 0 | 828
| 2026 | * | TOTAL | 1.5 | 24.846 | 48.769 | 184.75 | 212.3 | 44.3 | 0 | 18.2 | 75.1 | 146.1 | 267.95 | 224.95 | 86.7 | 1335.465
Note on A6: Lee, Betty: From Dogan Yiginer
Note on E7: Lee, Betty: Emily Morris: "I asked the USS and CSS teams to confirm whether or not their updated cash flows were in 2014 dollars, and they both stated that actual dollars spent in 2014-2016 and forecasted dollars for 2017-2018 are in the values of their corresponding years, i.e. not all in 2014 dollars."
Note on A9: Lee, Betty: From Lou Cedrone/Shi Yang
Note on F10: Lee, Betty: Emily Morris: "I asked the USS and CSS teams to confirm whether or not their updated cash flows were in 2014 dollars, and they both stated that actual dollars spent in 2014-2016 and forecasted dollars for 2017-2018 are in the values of their corresponding years, i.e. not all in 2014 dollars."
Note on A16: Lee, Betty: From Stephan Dubissette; Mohamed Kamaludeen Per Dogan, "Load Transfers" and "Substation/Transmission Investment" traditional Costs will remain fixed/frozen in each BCA update
Note on A28: Lee, Betty: From Stephan Dubissette; Mohamed Kamaludeen 2017 Traditional Costs will remain fixed/frozen in each BCA Filing
Note on D43: Lee, Betty: This project is required to push back the need for the Newtown TR 4 installation till 2022. If we build the station in 2017, then there is no need for the feeder upgrades.
Note on D46: Lee, Betty: This project is required to push back the need for the Newtown TR 4 installation till 2022. If we build the station in 2017, then there is no need for the feeder upgrades.

## CapEx (2014 Dollars discount) (hidden)
Annual Cash Flow of Various BQDMP Scenarios (2016 dollars discounted back to 2014 dollars)
Annual Discount |  |  | 3.66%
|  |  | Project Component | 2014 | 2015 | 2016 | 2017 | 2018 | 2019 | 2020 | 2021 | 2022 | 2023 | 2024 | 2025 | 2026 | TOTAL | Type of Cost | Cost Type | Amortization / Depreciation Period | Tax Life | In Service | Property Tax | 100 Basis Pt Incentive
|  |  | Year | 0 | 0 | 0 | 0 | 0 | 0 | 0 | 0 | 0 | 0 | 0 | 0 | 0
Customer Sided Solutions | 2017 | 1 | Original CSS 5-Year Program | 0 | 0 | 0 | 0 | 0 | 0 | 0 | 0 | 0 | 0 | 0 | 0 | 0 | 0 | Incremental Non-Traditional Costs to Achieve Benefits | Reg Asset | 5 | 1 | Each Year | No | Incremental Non-Traditional Costs to Achieve Benefits
| 2026 | 1 | Original CSS 5-Year Program | 1.5 | 13.648 | 14.55 | 53.7 | 66.6 | 0 | 0 | 0 | 0 | 0 | 0 | 0 | 0 | 149.998
Non-Traditional Utility Sided Solutions | 2017 | 2a | Battery Installation (2 MWs by 2017) | 0 | 0 | 0 | 0 | 0 | 0 | 0 | 0 | 0 | 0 | 0 | 0 | 0 | 0 | Incremental Non-Traditional Costs to Achieve Benefits | Utility Plant | 10 | 7N | Each Year | Yes | Yes
| 2026 | 2a | Battery Installation (2 MWs by 2017) | 0 | 4.264 | 5.142 | 3.85 | 0 | 0 | 0 | 0 | 0 | 0 | 0 | 0 | 0 | 13.256
| 2017 | 2b | Utility Solutions (9 MWs - 3MWs 2016 and 6MW more 2017) | 0 | 0 | 0 | 0 | 0 | 0 | 0 | 0 | 0 | 0 | 0 | 0 | 0 | 0 | Incremental Non-Traditional Costs to Achieve Benefits | Utility Plant | 10 | 7N | Each Year | Yes | Yes
| 2026 | 2b | Utility Solutions (Solar, Fuel Cells, DG) (2 MWs) | 0 | 0.172 | 0.179 | 0 | 0 | 0 | 0 | 0 | 0 | 0 | 0 | 0 | 0 | 0.351
| 2026 | 2c | Conservation Voltage Optimization (7 MWs) | 0 | 0.762 | 2.598 | 2.5 | 0 | 0 | 0 | 0 | 0 | 0 | 0 | 0 | 0 | 5.86
Load Transfers | 2017 | 3a | 135 MW from Brownsville to Gateway Park SS | 0 | 42 | 70 | 28 | 0 | 0 | 0 | 0 | 0 | 0 | 0 | 0 | 0 | 140 | Benefit - Delayed Capital Costs | Utility Plant | 50 | 20N | Last Year of Spend | Yes | Yes
| 2026 | 3a | 135 MW from Brownsville to Gateway Park SS | 0 | 0 | 0 | 0 | 0 | 0 | 0 | 0 | 0 | 0 | 42 | 70 | 28 | 140
| 2017 | 3b | 4 MWs from Brownsville No. 1 to Glendale + 2MWs in High Tension Vault (formerly 5 MW) | 0 | 2.4 | 0.6 | 0 | 0 | 0 | 0 | 0 | 0 | 0 | 0 | 0 | 0 | 3 | Common Costs in All Scenarios | Utility Plant | 50 | 20N | Last Year of Spend | Yes | No
| 2026 | 3b | 4 MWs from Brownsville No. 1 to Glendale + 2MWs in High Tension Vault (formerly 5 MW) | 0 | 2.4 | 0.6 | 0 | 0 | 0 | 0 | 0 | 0 | 0 | 0 | 0 | 0 | 3
| 2017 | 3c | 6 MW from Brownsville No. 1 to Water St. | 0 | 1.8 | 0.6 | 0 | 0 | 0 | 0 | 0 | 0 | 0 | 0 | 0 | 0 | 2.4 | Common Costs in All Scenarios | Utility Plant | 50 | 20N | Last Year of Spend | Yes | No
| 2026 | 3c | 6 MW from Brownsville No. 1 to Water St. | 0 | 1.8 | 0.6 | 0 | 0 | 0 | 0 | 0 | 0 | 0 | 0 | 0 | 0 | 2.4
| 2017 | 3d | 80 MWs from Brownsville to Glendale | 0 | 0 | 0 | 0 | 0 | 0 | 0 | 0 | 0 | 0 | 0 | 0 | 0 | 0 | Incremental Traditional Costs to Achieve Benefits | Utility Plant | 50 | 20N | Last Year of Spend | Yes | No
| 2026 | 3d | 80 MWs from Brownsville to Glendale | 0 | 0 | 0 | 31.5 | 52.5 | 21 | 0 | 0 | 0 | 0 | 0 | 0 | 0 | 105
Substation / Transmission Investment | 2017 | 4a | Capacitor Installation | 0 | 1.8 | 1.8 | 0 | 0 | 0 | 0 | 0 | 0 | 0 | 0 | 0 | 0 | 3.6 | Common Costs in All Scenarios | Utility Plant | 50 | 20N | Last Year of Spend | Yes | No
| 2026 | 4a | Capacitor Installation | 0 | 1.8 | 1.8 | 0 | 0 | 0 | 0 | 0 | 0 | 0 | 0 | 0 | 0 | 3.6
| 2017 | 4b | Glendale 5th Transformer | 0 | 0 | 0 | 0 | 0 | 0 | 0 | 0 | 0 | 0 | 0 | 0 | 0 | 0 | Incremental Traditional Costs to Achieve Benefits | Utility Plant | 50 | 20N | Last Year of Spend | Yes | No
| 2026 | 4b | Glendale 5th Transformer | 0 | 0 | 19.5 | 78 | 78 | 19.5 | 0 | 0 | 0 | 0 | 0 | 0 | 0 | 195
| 2017 | 4c | NEW Gateway Park SS | 0 | 179.1 | 298.5 | 119.4 | 0 | 0 | 0 | 0 | 0 | 0 | 0 | 0 | 0 | 597 | Benefit - Delayed Capital Costs | Utility Plant | 50 | 20N | Last Year of Spend | Yes | No
| 2026 | 4c | NEW Gateway Park SS | 0 | 0 | 0 | 0 | 0 | 0 | 0 | 10 | 58.7 | 117.4 | 205.45 | 146.75 | 58.7 | 597
| 2017 | 4d | NEW Gowanus Expansion | 0 | 24.6 | 41 | 16.4 | 0 | 0 | 0 | 0 | 0 | 0 | 0 | 0 | 0 | 82 | Benefit - Delayed Capital Costs | Utility Plant | 50 | 20N | Last Year of Spend | Yes | No
| 2026 | 4d | NEW Gowanus Expansion | 0 | 0 | 0 | 0 | 0 | 0 | 0 | 8.2 | 16.4 | 28.7 | 20.5 | 8.2 | 0 | 82
| 2017 | 4e | Newtown 4th Transformer | 0 | 0 | 0 | 0 | 0 | 0 | 0 | 0 | 0 | 0 | 0 | 0 | 0 | 0 | Accelerated Traditional Costs to Achieve Benefits | Utility Plant | 50 | 20N | Last Year of Spend | Yes | No
| 2026 | 4e | Newtown 4th Transformer | 0 | 0 | 3.8 | 15.2 | 15.2 | 3.8 | 0 | 0 | 0 | 0 | 0 | 0 | 0 | 38
| 2017 | 4f | Upgrade 3 Sections plus risers on Feeder 38Q03 (NEW to the 2015 LRP) | 0 | 0 | 0 | 0 | 0 | 0 | 0 | 0 | 0 | 0 | 0 | 0 | 0 | 0
| 2026 | 4f | Upgrade 3 Sections plus risers on Feeder 38Q03 (NEW to the 2015 LRP) | 0 | 0 | 0 | 0 | 0 | 0 | 0 | 0 | 0 | 0 | 0 | 0 | 0 | 0
| 2017 | 4g | Upgrade 2 Sections plus risers on Feeder 38Q04 (NEW to the 2015 LRP) | 0 | 0 | 0 | 0 | 0 | 0 | 0 | 0 | 0 | 0 | 0 | 0 | 0 | 0
| 2026 | 4g | Upgrade 2 Sections plus risers on Feeder 38Q04 (NEW to the 2015 LRP) | 0 | 0 | 0 | 0 | 0 | 0 | 0 | 0 | 0 | 0 | 0 | 0 | 0 | 0
| 2017 | * | TOTAL | 0 | 251.7 | 412.5 | 163.8 | 0 | 0 | 0 | 0 | 0 | 0 | 0 | 0 | 0 | 828
| 2026 | * | TOTAL | 1.5 | 24.084 | 46.171 | 182.25 | 212.3 | 44.3 | 0 | 18.2 | 75.1 | 146.1 | 267.95 | 224.95 | 86.7 | 1329.605

## CapEx (Escalated)
Annual Cash Flow of Various BQDMP Scenarios (Escalated dollars)
Annual Escalation |  |  | 3.66%
|  |  | Project Component | 2014 | 2015 | 2016 | 2017 | 2018 | 2019 | 2020 | 2021 | 2022 | 2023 | 2024 | 2025 | 2026 | TOTAL | Type of Cost | Cost Type | Amortization / Depreciation Period | Tax Life | In Service | Property Tax | 100 Basis Pt Incentive
|  |  | Year | 0 | 1 | 2 | 3 | 4 | 5 | 6 | 7 | 8 | 9 | 10 | 11 | 12
Customer Sided Solutions | 2017 | 1 | Original CSS 5-Year Program | 0 | 0 | 0 | 0 | 0 | 0 | 0 | 0 | 0 | 0 | 0 | 0 | 0 | 0 | Incremental Non-Traditional Costs to Achieve Benefits | Reg Asset | 5 | 1 | Each Year | No | Incremental Non-Traditional Costs to Achieve Benefits
| 2026 | 1 | Original CSS 5-Year Program | 1.5 | 13.648 | 14.55 | 53.7 | 66.6 | 0 | 0 | 0 | 0 | 0 | 0 | 0 | 0 | 149.998 | [7 empty] | escalated amounts provided by Emily Morris
Non-Traditional Utility Sided Solutions | 2017 | 2a | Battery Installation (2 MWs by 2017) | [5 empty] | 0 | 0 | 0 | 0 | 0 | 0 | 0 | 0 | 0 | Incremental Non-Traditional Costs to Achieve Benefits | Utility Plant | 10 | 7N | Each Year | Yes | Yes
| 2026 | 2a | Battery Installation (2 MWs by 2017) |  | 4.264 | 5.142 | 3.85 |  | 0 | 0 | 0 | 0 | 0 | 0 | 0 | 0 | 13.256
| 2017 | 2b | Utility Solutions (9 MWs - 3MWs 2016 and 6MW more 2017) | [5 empty] | 0 | 0 | 0 | 0 | 0 | 0 | 0 | 0 | 0 | Incremental Non-Traditional Costs to Achieve Benefits | Utility Plant | 10 | 7N | Each Year | Yes | Yes
| 2026 | 2b | Utility Solutions (Solar, Fuel Cells, DG) (2 MWs) |  | 0.172 | 0.179 | 0 |  | 0 | 0 | 0 | 0 | 0 | 0 | 0 | 0 | 0.351
| 2026 | 2c | Conservation Voltage Optimization (7 MWs) |  | 0.762 | 2.598 | 2.5 |  | 0 | 0 | 0 | 0 | 0 | 0 | 0 | 0 | 5.86
Load Transfers | 2017 | 3a | 135 MW from Brownsville to Gateway Park SS | 0 | 43.5372 | 75.2178 | 31.1883 | 0 | 0 | 0 | 0 | 0 | 0 | 0 | 0 | 0 | 149.9433 | Benefit - Delayed Capital Costs | Utility Plant | 50 | 20N | Last Year of Spend | Yes | Yes
| 2026 | 3a | 135 MW from Brownsville to Gateway Park SS | 0 | 0 | 0 | 0 | 0 | 0 | 0 | 0 | 0 | 0 | 60.1674 | 103.9492 | 43.1015 | 207.2182
| 2017 | 3b | 4 MWs from Brownsville No. 1 to Glendale + 2MWs in High Tension Vault (formerly 5 MW) | 0 | 2.4878 | 0.64472 | 0 | 0 | 0 | 0 | 0 | 0 | 0 | 0 | 0 | 0 | 3.1326 | Common Costs in All Scenarios | Utility Plant | 50 | 20N | Last Year of Spend | Yes | No
| 2026 | 3b | 4 MWs from Brownsville No. 1 to Glendale + 2MWs in High Tension Vault (formerly 5 MW) | 0 | 2.4878 | 0.64472 | 0 | 0 | 0 | 0 | 0 | 0 | 0 | 0 | 0 | 0 | 3.1326
| 2017 | 3c | 6 MW from Brownsville No. 1 to Water St. | 0 | 1.8659 | 0.64472 | 0 | 0 | 0 | 0 | 0 | 0 | 0 | 0 | 0 | 0 | 2.5106 | Common Costs in All Scenarios | Utility Plant | 50 | 20N | Last Year of Spend | Yes | No
| 2026 | 3c | 6 MW from Brownsville No. 1 to Water St. | 0 | 1.8659 | 0.64472 | 0 | 0 | 0 | 0 | 0 | 0 | 0 | 0 | 0 | 0 | 2.5106
| 2017 | 3d | 80 MWs from Brownsville to Glendale | 0 | 0 | 0 | 0 | 0 | 0 | 0 | 0 | 0 | 0 | 0 | 0 | 0 | 0 | Incremental Traditional Costs to Achieve Benefits | Utility Plant | 50 | 20N | Last Year of Spend | Yes | No
| 2026 | 3d | 80 MWs from Brownsville to Glendale | 0 | 0 | 0 | 35.0868 | 60.6184 | 25.1348 | 0 | 0 | 0 | 0 | 0 | 0 | 0 | 120.84
Substation / Transmission Investment | 2017 | 4a | Capacitor Installation | 0 | 1.8659 | 1.9342 | 0 | 0 | 0 | 0 | 0 | 0 | 0 | 0 | 0 | 0 | 3.8001 | Common Costs in All Scenarios | Utility Plant | 50 | 20N | Last Year of Spend | Yes | No
| 2026 | 4a | Capacitor Installation | 0 | 1.8659 | 1.9342 | 0 | 0 | 0 | 0 | 0 | 0 | 0 | 0 | 0 | 0 | 3.8001
| 2017 | 4b | Glendale 5th Transformer | 0 | 0 | 0 | 0 | 0 | 0 | 0 | 0 | 0 | 0 | 0 | 0 | 0 | 0 | Incremental Traditional Costs to Achieve Benefits | Utility Plant | 50 | 20N | Last Year of Spend | Yes | No
| 2026 | 4b | Glendale 5th Transformer | 0 | 0 | 20.9535 | 86.8817 | 90.0616 | 23.3395 | 0 | 0 | 0 | 0 | 0 | 0 | 0 | 221.2362
| 2017 | 4c | NEW Gateway Park SS | 0 | 185.6551 | 320.7501 | 132.9958 | 0 | 0 | 0 | 0 | 0 | 0 | 0 | 0 | 0 | 639.4009 | Benefit - Delayed Capital Costs | Utility Plant | 50 | 20N | Last Year of Spend | Yes | No
| 2026 | 4c | NEW Gateway Park SS | 0 | 0 | 0 | 0 | 0 | 0 | 0 | 12.8611 | 78.2578 | 162.2441 | 294.3189 | 217.9221 | 90.3592 | 855.9633
| 2017 | 4d | NEW Gowanus Expansion | 0 | 25.5004 | 44.0561 | 18.2674 | 0 | 0 | 0 | 0 | 0 | 0 | 0 | 0 | 0 | 87.8239 | Benefit - Delayed Capital Costs | Utility Plant | 50 | 20N | Last Year of Spend | Yes | No
| 2026 | 4d | NEW Gowanus Expansion | 0 | 0 | 0 | 0 | 0 | 0 | 0 | 10.5461 | 21.8642 | 39.6627 | 29.3674 | 12.1769 | 0 | 113.6174
| 2017 | 4e | Newtown 4th Transformer | 0 | 0 | 0 | 0 | 0 | 0 | 0 | 0 | 0 | 0 | 0 | 0 | 0 | 0 | Accelerated Traditional Costs to Achieve Benefits | Utility Plant | 50 | 20N | Last Year of Spend | Yes | No
| 2026 | 4e | Newtown 4th Transformer | 0 | 0 | 4.0833 | 16.9308 | 17.5505 | 4.5482 | 0 | 0 | 0 | 0 | 0 | 0 | 0 | 43.1127
| 2017 | 4f | Upgrade 3 Sections plus risers on Feeder 38Q03 (NEW to the 2015 LRP) | 0 | 0 | 0 | 0 | 0 | 0 | 0 | 0 | 0 | 0 | 0 | 0 | 0 | 0
| 2026 | 4f | Upgrade 3 Sections plus risers on Feeder 38Q03 (NEW to the 2015 LRP) | 0 | 0 | 0 | 0 | 0 | 0 | 0 | 0 | 0 | 0 | 0 | 0 | 0 | 0
| 2017 | 4g | Upgrade 2 Sections plus risers on Feeder 38Q04 (NEW to the 2015 LRP) | 0 | 0 | 0 | 0 | 0 | 0 | 0 | 0 | 0 | 0 | 0 | 0 | 0 | 0
| 2026 | 4g | Upgrade 2 Sections plus risers on Feeder 38Q04 (NEW to the 2015 LRP) | 0 | 0 | 0 | 0 | 0 | 0 | 0 | 0 | 0 | 0 | 0 | 0 | 0 | 0
| 2017 | * | TOTAL | 0 | 260.9122 | 443.2476 | 182.4515 | 0 | 0 | 0 | 0 | 0 | 0 | 0 | 0 | 0 | 886.6113
| 2026 | * | TOTAL | 1.5 | 24.3036 | 48.1314 | 196.4493 | 234.8304 | 53.0224 | 0 | 23.4072 | 100.122 | 201.9069 | 383.8538 | 334.0483 | 133.4607 | 1735.036
Note on E7: Lee, Betty: Emily Morris: "I asked the USS and CSS teams to confirm whether or not their updated cash flows were in 2014 dollars, and they both stated that actual dollars spent in 2014-2016 and forecasted dollars for 2017-2018 are in the values of their corresponding years, i.e. not all in 2014 dollars."
Note on F10: Lee, Betty: Emily Morris: "I asked the USS and CSS teams to confirm whether or not their updated cash flows were in 2014 dollars, and they both stated that actual dollars spent in 2014-2016 and forecasted dollars for 2017-2018 are in the values of their corresponding years, i.e. not all in 2014 dollars."
Note on F12: Lee, Betty: Emily Morris: "I asked the USS and CSS teams to confirm whether or not their updated cash flows were in 2014 dollars, and they both stated that actual dollars spent in 2014-2016 and forecasted dollars for 2017-2018 are in the values of their corresponding years, i.e. not all in 2014 dollars."

## 1-2017
Project No. | 1
Project Desc. | Original CSS 5-Year Program
Book Life | 10 | Treat as Regulatory Asset
Tax Life | 1
Salvage Rate | 0%
After-Tax Rate | 60.77%
| 2014 | 2015 | 2016 | 2017 | 2018 | 2019 | 2020 | 2021 | 2022 | 2023 | 2024 | 2025 | 2026
Closing to Plant (Y/N) | N | N | N | N | N | N | N | N | N | N | N | N | N | Total
CWIP
Beginning of Period | 0 | 0 | 0 | 0 | 0 | 0 | 0 | 0 | 0 | 0 | 0 | 0 | 0
Activity
Capex (Actual Expenditures) | 0 | 0 | 0 | 0 | 0 | 0 | 0 | 0 | 0 | 0 | 0 | 0 | 0 | 0
Closings to Plant | 0 | 0 | 0 | 0 | 0 | [8 empty] | 0
End of Period | 0 | 0 | 0 | 0 | 0 | 0 | 0 | 0 | 0 | 0 | 0 | 0 | 0
Average | 0 | 0 | 0 | 0 | 0 | 0 | 0 | 0 | 0 | 0 | 0 | 0 | 0
Plant in Service
Beginning of Period | 0 | 0 | 0 | 0 | 0 | 0 | 0 | 0 | 0 | 0 | 0
Activity | 0 | 0 | 0 | 0 | 0 | 0 | 0 | 0 | 0 | 0 | 0 |  |  | 0
End of Period | 0 | 0 | 0 | 0 | 0 | 0 | 0 | 0 | 0 | 0 | 0
Average | 0 | 0 | 0 | 0 | 0 | 0 | 0 | 0 | 0 | 0 | 0
Tax Depreciation
Beginning of Period | 0 | 0 | 0 | 0 | 0 | 0 | 0 | 0 | 0 | 0 | 0
Federal | 0 | 0 | 0 | 0 | 0 | 0 | 0 | 0 | 0 | 0 | 0 |  |  | 0
State | 0 | 0 | 0 | 0 | 0 | 0 | 0 | 0 | 0 | 0 | 0 |  |  | 0
End of Period | 0 | 0 | 0 | 0 | 0 | 0 | 0 | 0 | 0 | 0 | 0
Average | 0 | 0 | 0 | 0 | 0 | 0 | 0 | 0 | 0 | 0 | 0
Book Depreciation with COR
Beginning of Period | 0 | 0 | 0 | 0 | 0 | 0 | 0 | 0 | 0 | 0 | 0 | 0 | 0
Activity (Monthly Amortization) | 0 | 0 | 0 | 0 | 0 | 0 | 0 | 0 | 0 | 0 | 0 | 0 | 0 | 0
End of Period | 0 | 0 | 0 | 0 | 0 | 0 | 0 | 0 | 0 | 0 | 0 | 0 | 0
Average | 0 | 0 | 0 | 0 | 0 | 0 | 0 | 0 | 0 | 0 | 0 | 0 | 0
Unamortized Balance | 0 | 0 | 0 | 0 | 0 | 0 | 0 | 0 | 0 | 0 | 0 | 0 | 0
Avg Unamortized Balance, Net of Tax (60.775%) | 0 | 0 | 0 | 0 | 0 | 0 | 0 | 0 | 0 | 0 | 0 | 0 | 0 | 0
Federal Deferred Tax Balance, Net of Tax
Beginning of Period | 0 | 0 | 0 | 0 | 0 | 0 | 0 | 0 | 0 | 0 | 0
Activity | 0 | 0 | 0 | 0 | 0 | 0 | 0 | 0 | 0 | 0 | 0 |  |  | 0
End of Period | 0 | 0 | 0 | 0 | 0 | 0 | 0 | 0 | 0 | 0 | 0
Average | 0 | 0 | 0 | 0 | 0 | 0 | 0 | 0 | 0 | 0 | 0
State Deferred Tax Balance
Beginning of Period | 0 | 0 | 0 | 0 | 0 | 0 | 0 | 0 | 0 | 0 | 0
Activity | 0 | 0 | 0 | 0 | 0 | 0 | 0 | 0 | 0 | 0 | 0 |  |  | 0
End of Period | 0 | 0 | 0 | 0 | 0 | 0 | 0 | 0 | 0 | 0 | 0
Average | 0 | 0 | 0 | 0 | 0 | 0 | 0 | 0 | 0 | 0 | 0
Net Rate Base - Average | 0 | 0 | 0 | 0 | 0 | 0 | 0 | 0 | 0 | 0 | 0
EXPENSES
Income Tax - Removal Cost | 0 | 0 | 0 | 0 | 0 | 0 | 0 | 0 | 0 | 0 | 0 | 0 | 0 | 0
Book Depreciation | 0 | 0 | 0 | 0 | 0 | 0 | 0 | 0 | 0 | 0 | 0 | 0 | 0 | 0
Property Taxes | 0 | 0 | 0 | 0 | 0 | 0 | 0 | 0 | 0 | 0 | 0 | 0 | 0 | 0
Total Expenses | 0 | 0 | 0 | 0 | 0 | 0 | 0 | 0 | 0 | 0 | 0 | 0 | 0 | 0
REVENUE REQUIREMENT
Unamortized Balance, Net of Tax 60.775%) | 0 | 0 | 0 | 0 | 0 | 0 | 0 | 0 | 0 | 0 | 0 | 0 | 0 | 0
ROR | 9.98% | 9.98% | 9.7% | 9.61% | 9.61% | 9.61% | 9.61% | 9.61% | 9.61% | 9.61% | 9.61% | 9.61% | 9.61%
Earnings Base | 0 | 0 | 0 | 0 | 0 | 0 | 0 | 0 | 0 | 0 | 0 | 0 | 0
Expenses (Amortization) | 0 | 0 | 0 | 0 | 0 | 0 | 0 | 0 | 0 | 0 | 0 | 0 | 0 | 0
Total Earnings Effect | 0 | 0 | 0 | 0 | 0 | 0 | 0 | 0 | 0 | 0 | 0 | 0 | 0
Gross-Up Factor | 1.0354 | 1.0354 | 1.0354 | 1.0298 | 1.0298 | 1.0298 | 1.0298 | 1.0298 | 1.0298 | 1.0298 | 1.0298 | 1.0298 | 1.0298
Revenue requirement | 0 | 0 | 0 | 0 | 0 | 0 | 0 | 0 | 0 | 0 | 0 | 0 | 0 | 0
Depreciation Calculations
Tax Depreciation - Federal
Cost of new equipment in service basis | 0 | 0 | 0 | 0 | 0 | 0 | 0 | 0 | 0 | 0 | 0
Bonus Depreciation (N/A) | 0 | 0 | 0 | 0 | 0 | 0 | 0 | 0 | 0 | 0 | 0
Regular Depreciation basis (Cumulative) | 0 | 0 | 0 | 0 | 0 | 0 | 0 | 0 | 0 | 0 | 0
RegularDepreciation | 0 | 0 | 0 | 0 | 0 | 0 | 0 | 0 | 0 | 0 | 0
Total Depreciation for year | 0 | 0 | 0 | 0 | 0 | 0 | 0 | 0 | 0 | 0 | 0
Tax Depreciation - State
Cost of new equipment in service basis | 0 | 0 | 0 | 0 | 0 | 0 | 0 | 0 | 0 | 0 | 0
Bonus Depreciation (N/A) | 0 | 0 | 0 | 0 | 0 | 0 | 0 | 0 | 0 | 0 | 0
Regular Depreciation basis (Cumulative) | 0 | 0 | 0 | 0 | 0 | 0 | 0 | 0 | 0 | 0 | 0
RegularDepreciation | 0 | 0 | 0 | 0 | 0 | 0 | 0 | 0 | 0 | 0 | 0
Total Depreciation for year | 0 | 0 | 0 | 0 | 0 | 0 | 0 | 0 | 0 | 0 | 0
Book Depreciation with COR
2014 | 0 | 0 | 0 | 0 | 0 | [8 empty] | 0
2015 |  | 0 | 0 | 0 | 0 | 0 | [7 empty] | 0
2016 |  |  | 0 | 0 | 0 | 0 | 0 | [6 empty] | 0
2017 |  |  |  | 0 | 0 | 0 | 0 | 0 | [5 empty] | 0
2018 |  |  |  |  | 0 | 0 | 0 | 0 | 0 |  |  |  |  | 0
2019 | [5 empty] | 0 | 0 | 0 | 0 | 0 | 0 |  |  | 0
2020 | [6 empty] | 0 | 0 | 0 | 0 | 0 |  |  | 0
2021 | [7 empty] | 0 | 0 | 0 | 0 |  |  | 0
2022 | [8 empty] | 0 | 0 | 0 |  |  | 0
2023 | [9 empty] | 0 | 0 |  |  | 0
2024 | [10 empty] | 0 |  |  | 0
| 0 | 0 | 0 | 0 | 0 | 0 | 0 | 0 | 0 | 0 | 0 |  |  | 0
Book Depreciation- excl. Salvage
2014 | 0 | 0 | 0 | 0 | 0 | 0 | 0 | 0 | 0 | 0 | 0 |  |  | 0
2015 |  | 0 | 0 | 0 | 0 | 0 | 0 | 0 | 0 | 0 | 0 |  |  | 0
2016 |  |  | 0 | 0 | 0 | 0 | 0 | 0 | 0 | 0 | 0 |  |  | 0
2017 |  |  |  | 0 | 0 | 0 | 0 | 0 | 0 | 0 | 0 |  |  | 0
2018 |  |  |  |  | 0 | 0 | 0 | 0 | 0 | 0 | 0 |  |  | 0
2019 | [5 empty] | 0 | 0 | 0 | 0 | 0 | 0 |  |  | 0
2020 | [6 empty] | 0 | 0 | 0 | 0 | 0 |  |  | 0
2021 | [7 empty] | 0 | 0 | 0 | 0 |  |  | 0
2022 | [8 empty] | 0 | 0 | 0 |  |  | 0
2023 | [9 empty] | 0 | 0 |  |  | 0
2024 | [10 empty] | 0 |  |  | 0
| 0 | 0 | 0 | 0 | 0 | 0 | 0 | 0 | 0 | 0 | 0 |  |  | 0

## 1-2026
Project No. | 1
Project Desc. | Original CSS 5-Year Program
Book Life | 10 | Treat as Regulatory Asset
Tax Life | 1
Salvage Rate | 0%
After-Tax Rate | 60.77%
| 2014 | 2015 | 2016 | 2017 | 2018 | 2019 | 2020 | 2021 | 2022 | 2023 | 2024 | 2025 | 2026 | 2027
Closing to Plant (Y/N) | N | N | N | N | N | N | N | N | N | N | N | N | N | N | Total
CWIP
Beginning of Period | 0 | 0 | 0 | 0 | 0 | 0 | 0 | 0 | 0 | 0 | 0 | 0 | 0
Activity
Capex (Actual Expenditures) | 1.5 | 13.648 | 14.55 | 53.7 | 66.6 | 0 | 0 | 0 | 0 | 0 | 0 | 0 | 0 |  | 149.998
Closings to Plant | -1.5 | -13.648 | -14.55 | -53.7 | -66.6 | [9 empty] | -149.998
End of Period | 0 | 0 | 0 | 0 | 0 | 0 | 0 | 0 | 0 | 0 | 0 | 0 | 0
Average | 0 | 0 | 0 | 0 | 0 | 0 | 0 | 0 | 0 | 0 | 0 | 0 | 0
Plant in Service
Beginning of Period | 0 | 1.5 | 15.148 | 29.698 | 83.398 | 149.998 | 149.998 | 149.998 | 149.998 | 149.998 | 149.998
Activity | 1.5 | 13.648 | 14.55 | 53.7 | 66.6 | 0 | 0 | 0 | 0 | 0 | 0 |  |  |  | 149.998
End of Period | 1.5 | 15.148 | 29.698 | 83.398 | 149.998 | 149.998 | 149.998 | 149.998 | 149.998 | 149.998 | 149.998
Average | 0.75 | 8.324 | 22.423 | 56.548 | 116.698 | 149.998 | 149.998 | 149.998 | 149.998 | 149.998 | 149.998
Tax Depreciation
Beginning of Period | 0 | 0 | 0 | 0 | 0 | 4.995 | 14.6107 | 23.5045 | 31.7322 | 39.342 | 46.3816
Federal | 0 | 0 | 0 | 0 | 2.4975 | 4.8079 | 4.4469 | 4.1139 | 3.8049 | 3.5198 | 3.2554 |  |  |  | 26.4462
State | 0 | 0 | 0 | 0 | 2.4975 | 4.8079 | 4.4469 | 4.1139 | 3.8049 | 3.5198 | 3.2554 |  |  |  | 26.4462
End of Period | 0 | 0 | 0 | 0 | 4.995 | 14.6107 | 23.5045 | 31.7322 | 39.342 | 46.3816 | 52.8924
Average | 0 | 0 | 0 | 0 | 2.4975 | 9.8029 | 19.0576 | 27.6184 | 35.5371 | 42.8618 | 49.637
Book Depreciation with COR
Beginning of Period | 0 | 0.15 | 1.6648 | 4.6346 | 12.9744 | 27.9742 | 42.974 | 57.9738 | 72.9736 | 87.9734 | 102.9732 | 117.823 | 131.308 | 143.338
Activity (Monthly Amortization) | 0.15 | 1.5148 | 2.9698 | 8.3398 | 14.9998 | 14.9998 | 14.9998 | 14.9998 | 14.9998 | 14.9998 | 14.8498 | 13.485 | 12.03 | 6.66 | 149.998
End of Period | 0.15 | 1.6648 | 4.6346 | 12.9744 | 27.9742 | 42.974 | 57.9738 | 72.9736 | 87.9734 | 102.9732 | 117.823 | 131.308 | 143.338 | 149.998
Average | 0.075 | 0.9074 | 3.1497 | 8.8045 | 20.4743 | 35.4741 | 50.4739 | 65.4737 | 80.4735 | 95.4733 | 110.3981 | 124.5655 | 137.323 | 146.668
Unamortized Balance | 1.35 | 13.4832 | 25.0634 | 70.4236 | 122.0238 | 107.024 | 92.0242 | 77.0244 | 62.0246 | 47.0248 | 32.175 | 18.69 | 6.66 | 0
Avg Unamortized Balance, Net of Tax (60.775%) | 0.4102 | 4.5071 | 11.7124 | 29.0137 | 58.4751 | 69.5962 | 60.4808 | 51.3654 | 42.25 | 33.1347 | 24.0649 | 15.4553 | 7.7026 | 2.0236 | 410.192
Federal Deferred Tax Balance, Net of Tax
Beginning of Period | 0 | -0.0525 | -0.58268 | -1.6221 | -4.541 | -8.9168 | -12.484 | -16.1775 | -19.9876 | -23.9058 | -27.9238
Activity | -0.0525 | -0.53018 | -1.0394 | -2.9189 | -4.3758 | -3.5672 | -3.6935 | -3.8101 | -3.9182 | -4.018 | -4.1105 |  |  |  | -32.0344
End of Period | -0.0525 | -0.58268 | -1.6221 | -4.541 | -8.9168 | -12.484 | -16.1775 | -19.9876 | -23.9058 | -27.9238 | -32.0344
Average | -0.02625 | -0.31759 | -1.1024 | -3.0816 | -6.7289 | -10.7004 | -14.3308 | -18.0826 | -21.9467 | -25.9148 | -29.9791
State Deferred Tax Balance
Beginning of Period | 0 | -0.00975 | -0.10821 | -0.30125 | -0.84334 | -1.656 | -2.3185 | -3.0044 | -3.712 | -4.4397 | -5.1859
Activity | -0.00975 | -0.098462 | -0.19304 | -0.54209 | -0.81265 | -0.66248 | -0.68594 | -0.70758 | -0.72767 | -0.7462 | -0.76339 |  |  |  | -5.9492
End of Period | -0.00975 | -0.10821 | -0.30125 | -0.84334 | -1.656 | -2.3185 | -3.0044 | -3.712 | -4.4397 | -5.1859 | -5.9492
Average | -0.004875 | -0.058981 | -0.20473 | -0.57229 | -1.2497 | -1.9872 | -2.6614 | -3.3582 | -4.0758 | -4.8128 | -5.5675
Net Rate Base - Average | 0.70613 | 7.7932 | 20.5804 | 51.3974 | 104.2023 | 127.2116 | 116.5163 | 105.9651 | 95.5471 | 85.2523 | 75.1466
EXPENSES
Income Tax - Removal Cost | 0 | 0 | 0 | 0 | 0 | 0 | 0 | 0 | 0 | 0 | 0 | 0 | 0 | 0 | 0
Book Depreciation | 0.15 | 1.5148 | 2.9698 | 8.3398 | 14.9998 | 14.9998 | 14.9998 | 14.9998 | 14.9998 | 14.9998 | 14.8498 | 13.485 | 12.03 | 6.66 | 117.823
Property Taxes | 0 | 0 | 0 | 0 | 0 | 0 | 0 | 0 | 0 | 0 | 0 | 0 | 0 | 0 | 0
Total Expenses | 0.15 | 1.5148 | 2.9698 | 8.3398 | 14.9998 | 14.9998 | 14.9998 | 14.9998 | 14.9998 | 14.9998 | 14.8498 | 13.485 | 12.03 | 6.66 | 117.823
REVENUE REQUIREMENT
Unamortized Balance, Net of Tax (60.775%) | 0.4102 | 4.5071 | 11.7124 | 29.0137 | 58.4751 | 69.5962 | 60.4808 | 51.3654 | 42.25 | 33.1347 | 24.0649 | 15.4553 | 7.7026 | 2.0236 | 385.0105
ROR | 9.98% | 9.98% | 9.7% | 9.61% | 9.61% | 9.61% | 9.61% | 9.61% | 9.61% | 9.61% | 9.61% | 9.61% | 9.61% | 9.61%
Earnings Base | 0.040938 | 0.44981 | 1.1361 | 2.7882 | 5.6195 | 6.6882 | 5.8122 | 4.9362 | 4.0602 | 3.1842 | 2.3126 | 1.4853 | 0.74022 | 0.19447
Expenses (Amortization) | 0.15 | 1.5148 | 2.9698 | 8.3398 | 14.9998 | 14.9998 | 14.9998 | 14.9998 | 14.9998 | 14.9998 | 14.8498 | 13.485 | 12.03 | 6.66 | 117.823
Total Earnings Effect | 0.19094 | 1.9646 | 4.1059 | 11.128 | 20.6193 | 21.688 | 20.812 | 19.936 | 19.06 | 18.184 | 17.1624 | 14.9703 | 12.7702 | 6.8545
Gross-Up Factor | 1.0354 | 1.0354 | 1.0354 | 1.0298 | 1.0298 | 1.0298 | 1.0298 | 1.0298 | 1.0298 | 1.0298 | 1.0298 | 1.0298 | 1.0298 | 1.0298
Revenue requirement | 0.19769 | 2.0341 | 4.2511 | 11.4592 | 21.2329 | 22.3334 | 21.4314 | 20.5293 | 19.6273 | 18.7252 | 17.6732 | 15.4158 | 13.1503 | 7.0585 | 195.1192
Depreciation Calculations
Tax Depreciation - Federal
Cost of new equipment in service basis | 1.5 | 13.648 | 14.55 | 53.7 | 66.6 | 0 | 0 | 0 | 0 | 0 | 0
Bonus Depreciation (N/A) | 0 | 0 | 0 | 0 | 0 | 0 | 0 | 0 | 0 | 0 | 0
Regular Depreciation basis (Cumulative) | 1.5 | 15.148 | 29.698 | 83.398 | 149.998 | 149.998 | 149.998 | 149.998 | 149.998 | 149.998 | 149.998
RegularDepreciation | 0 | 0 | 0 | 0 | 2.4975 | 4.8079 | 4.4469 | 4.1139 | 3.8049 | 3.5198 | 3.2554
Total Depreciation for year | 0 | 0 | 0 | 0 | 2.4975 | 4.8079 | 4.4469 | 4.1139 | 3.8049 | 3.5198 | 3.2554
Tax Depreciation - State
Cost of new equipment in service basis | 1.5 | 13.648 | 14.55 | 53.7 | 66.6 | 0 | 0 | 0 | 0 | 0 | 0
Bonus Depreciation (N/A) | 0 | 0 | 0 | 0 | 0 | 0 | 0 | 0 | 0 | 0 | 0
Regular Depreciation basis (Cumulative) | 1.5 | 15.148 | 29.698 | 83.398 | 149.998 | 149.998 | 149.998 | 149.998 | 149.998 | 149.998 | 149.998
RegularDepreciation | 0 | 0 | 0 | 0 | 2.4975 | 4.8079 | 4.4469 | 4.1139 | 3.8049 | 3.5198 | 3.2554
Total Depreciation for year | 0 | 0 | 0 | 0 | 2.4975 | 4.8079 | 4.4469 | 4.1139 | 3.8049 | 3.5198 | 3.2554
Book Depreciation with COR
2014 | 0.15 | 0.15 | 0.15 | 0.15 | 0.15 | 0.15 | 0.15 | 0.15 | 0.15 | 0.15 |  |  |  |  | 1.5
2015 |  | 1.3648 | 1.3648 | 1.3648 | 1.3648 | 1.3648 | 1.3648 | 1.3648 | 1.3648 | 1.3648 | 1.3648 |  |  |  | 13.648
2016 |  |  | 1.455 | 1.455 | 1.455 | 1.455 | 1.455 | 1.455 | 1.455 | 1.455 | 1.455 | 1.455 |  |  | 14.55
2017 |  |  |  | 5.37 | 5.37 | 5.37 | 5.37 | 5.37 | 5.37 | 5.37 | 5.37 | 5.37 | 5.37 |  | 53.7
2018 |  |  |  |  | 6.66 | 6.66 | 6.66 | 6.66 | 6.66 | 6.66 | 6.66 | 6.66 | 6.66 | 6.66 | 66.6
2019 | [5 empty] | 0 | 0 | 0 | 0 | 0 | 0 |  |  |  | 0
2020 | [6 empty] | 0 | 0 | 0 | 0 | 0 |  |  |  | 0
2021 | [7 empty] | 0 | 0 | 0 | 0 |  |  |  | 0
2022 | [8 empty] | 0 | 0 | 0 |  |  |  | 0
2023 | [9 empty] | 0 | 0 |  |  |  | 0
2024 | [10 empty] | 0 |  |  |  | 0
| 0.15 | 1.5148 | 2.9698 | 8.3398 | 14.9998 | 14.9998 | 14.9998 | 14.9998 | 14.9998 | 14.9998 | 14.8498 | 13.485 | 12.03 | 6.66 | 149.998
Book Depreciation- excl. Salvage
2014 | 0.15 | 0.15 | 0.15 | 0.15 | 0.15 | 0.15 | 0.15 | 0.15 | 0.15 | 0.15 | 0.15 |  |  |  | 1.65
2015 |  | 1.3648 | 1.3648 | 1.3648 | 1.3648 | 1.3648 | 1.3648 | 1.3648 | 1.3648 | 1.3648 | 1.3648 |  |  |  | 13.648
2016 |  |  | 1.455 | 1.455 | 1.455 | 1.455 | 1.455 | 1.455 | 1.455 | 1.455 | 1.455 |  |  |  | 13.095
2017 |  |  |  | 5.37 | 5.37 | 5.37 | 5.37 | 5.37 | 5.37 | 5.37 | 5.37 |  |  |  | 42.96
2018 |  |  |  |  | 6.66 | 6.66 | 6.66 | 6.66 | 6.66 | 6.66 | 6.66 |  |  |  | 46.62
2019 | [5 empty] | 0 | 0 | 0 | 0 | 0 | 0 |  |  |  | 0
2020 | [6 empty] | 0 | 0 | 0 | 0 | 0 |  |  |  | 0
2021 | [7 empty] | 0 | 0 | 0 | 0 |  |  |  | 0
2022 | [8 empty] | 0 | 0 | 0 |  |  |  | 0
2023 | [9 empty] | 0 | 0 |  |  |  | 0
2024 | [10 empty] | 0 |  |  |  | 0
| 0.15 | 1.5148 | 2.9698 | 8.3398 | 14.9998 | 14.9998 | 14.9998 | 14.9998 | 14.9998 | 14.9998 | 14.9998 |  |  |  | 117.973

## 1 (w 100pt incentive)
Project No. | 1
Project Desc. | Original CSS 5-Year Program
Book Life | 10 | Treat as Regulatory Asset
Tax Life | 1
Salvage Rate | 0%
After-Tax Rate | 60.77%
| 2014 | 2015 | 2016 | 2017 | 2018 | 2019 | 2020 | 2021 | 2022 | 2023 | 2024 | 2025 | 2026 | 2027
Closing to Plant (Y/N) | N | N | N | N | N | N | N | N | N | N | N | N | N | N | Total
CWIP
Beginning of Period | 0 | 0 | 0 | 0 | 0 | 0 | 0 | 0 | 0 | 0 | 0 | 0 | 0
Activity
Capex (Actual Expenditures) | 1.5 | 13.648 | 14.55 | 53.7 | 66.6 | 0 | 0 | 0 | 0 | 0 | 0 | 0 | 0 |  | 149.998
Closings to Plant | -1.5 | -13.648 | -14.55 | -53.7 | -66.6 | [9 empty] | -149.998
End of Period | 0 | 0 | 0 | 0 | 0 | 0 | 0 | 0 | 0 | 0 | 0 | 0 | 0
Average | 0 | 0 | 0 | 0 | 0 | 0 | 0 | 0 | 0 | 0 | 0 | 0 | 0
Plant in Service
Beginning of Period | 0 | 1.5 | 15.148 | 29.698 | 83.398 | 149.998 | 149.998 | 149.998 | 149.998 | 149.998 | 149.998
Activity | 1.5 | 13.648 | 14.55 | 53.7 | 66.6 | 0 | 0 | 0 | 0 | 0 | 0 |  |  |  | 149.998
End of Period | 1.5 | 15.148 | 29.698 | 83.398 | 149.998 | 149.998 | 149.998 | 149.998 | 149.998 | 149.998 | 149.998
Average | 0.75 | 8.324 | 22.423 | 56.548 | 116.698 | 149.998 | 149.998 | 149.998 | 149.998 | 149.998 | 149.998
Tax Depreciation
Beginning of Period | 0 | 0 | 0 | 0 | 0 | 4.995 | 14.6107 | 23.5045 | 31.7322 | 39.342 | 46.3816
Federal | 0 | 0 | 0 | 0 | 2.4975 | 4.8079 | 4.4469 | 4.1139 | 3.8049 | 3.5198 | 3.2554 |  |  |  | 26.4462
State | 0 | 0 | 0 | 0 | 2.4975 | 4.8079 | 4.4469 | 4.1139 | 3.8049 | 3.5198 | 3.2554 |  |  |  | 26.4462
End of Period | 0 | 0 | 0 | 0 | 4.995 | 14.6107 | 23.5045 | 31.7322 | 39.342 | 46.3816 | 52.8924
Average | 0 | 0 | 0 | 0 | 2.4975 | 9.8029 | 19.0576 | 27.6184 | 35.5371 | 42.8618 | 49.637
Book Depreciation with COR
Beginning of Period | 0 | 0.15 | 1.6648 | 4.6346 | 12.9744 | 27.9742 | 42.974 | 57.9738 | 72.9736 | 87.9734 | 102.9732 | 117.823 | 131.308 | 143.338
Activity (Monthly Amortization) | 0.15 | 1.5148 | 2.9698 | 8.3398 | 14.9998 | 14.9998 | 14.9998 | 14.9998 | 14.9998 | 14.9998 | 14.8498 | 13.485 | 12.03 | 6.66 | 149.998
End of Period | 0.15 | 1.6648 | 4.6346 | 12.9744 | 27.9742 | 42.974 | 57.9738 | 72.9736 | 87.9734 | 102.9732 | 117.823 | 131.308 | 143.338 | 149.998
Average | 0.075 | 0.9074 | 3.1497 | 8.8045 | 20.4743 | 35.4741 | 50.4739 | 65.4737 | 80.4735 | 95.4733 | 110.3981 | 124.5655 | 137.323 | 146.668
Unamortized Balance | 1.35 | 13.4832 | 25.0634 | 70.4236 | 122.0238 | 107.024 | 92.0242 | 77.0244 | 62.0246 | 47.0248 | 32.175 | 18.69 | 6.66 | 0
Avg Unamortized Balance, Net of Tax (60.775%) | 0.4102 | 4.5071 | 11.7124 | 29.0137 | 58.4751 | 69.5962 | 60.4808 | 51.3654 | 42.25 | 33.1347 | 24.0649 | 15.4553 | 7.7026 | 2.0236 | 410.192
Federal Deferred Tax Balance, Net of Tax
Beginning of Period | 0 | -0.0525 | -0.58268 | -1.6221 | -4.541 | -8.9168 | -12.484 | -16.1775 | -19.9876 | -23.9058 | -27.9238
Activity | -0.0525 | -0.53018 | -1.0394 | -2.9189 | -4.3758 | -3.5672 | -3.6935 | -3.8101 | -3.9182 | -4.018 | -4.1105 |  |  |  | -32.0344
End of Period | -0.0525 | -0.58268 | -1.6221 | -4.541 | -8.9168 | -12.484 | -16.1775 | -19.9876 | -23.9058 | -27.9238 | -32.0344
Average | -0.02625 | -0.31759 | -1.1024 | -3.0816 | -6.7289 | -10.7004 | -14.3308 | -18.0826 | -21.9467 | -25.9148 | -29.9791
State Deferred Tax Balance
Beginning of Period | 0 | -0.00975 | -0.10821 | -0.30125 | -0.84334 | -1.656 | -2.3185 | -3.0044 | -3.712 | -4.4397 | -5.1859
Activity | -0.00975 | -0.098462 | -0.19304 | -0.54209 | -0.81265 | -0.66248 | -0.68594 | -0.70758 | -0.72767 | -0.7462 | -0.76339 |  |  |  | -5.9492
End of Period | -0.00975 | -0.10821 | -0.30125 | -0.84334 | -1.656 | -2.3185 | -3.0044 | -3.712 | -4.4397 | -5.1859 | -5.9492
Average | -0.004875 | -0.058981 | -0.20473 | -0.57229 | -1.2497 | -1.9872 | -2.6614 | -3.3582 | -4.0758 | -4.8128 | -5.5675
Net Rate Base - Average | 0.70613 | 7.7932 | 20.5804 | 51.3974 | 104.2023 | 127.2116 | 116.5163 | 105.9651 | 95.5471 | 85.2523 | 75.1466
EXPENSES
Income Tax - Removal Cost | 0 | 0 | 0 | 0 | 0 | 0 | 0 | 0 | 0 | 0 | 0 | 0 | 0 | 0 | 0
Book Depreciation | 0.15 | 1.5148 | 2.9698 | 8.3398 | 14.9998 | 14.9998 | 14.9998 | 14.9998 | 14.9998 | 14.9998 | 14.8498 | 13.485 | 12.03 | 6.66 | 117.823
Property Taxes | 0 | 0 | 0 | 0 | 0 | 0 | 0 | 0 | 0 | 0 | 0 | 0 | 0 | 0 | 0
Total Expenses | 0.15 | 1.5148 | 2.9698 | 8.3398 | 14.9998 | 14.9998 | 14.9998 | 14.9998 | 14.9998 | 14.9998 | 14.8498 | 13.485 | 12.03 | 6.66 | 117.823
REVENUE REQUIREMENT
Unamortized Balance, Net of Tax 60.775%) | 0.4102 | 4.5071 | 11.7124 | 29.0137 | 58.4751 | 69.5962 | 60.4808 | 51.3654 | 42.25 | 33.1347 | 24.0649 | 15.4553 | 7.7026 | 2.0236 | 410.192
ROR + 100 basis point Incentive on ROE | 10.77% | 10.77% | 10.56% | 10.4% | 10.4% | 10.4% | 10.4% | 10.4% | 10.4% | 10.4% | 10.4% | 10.4% | 10.4% | 10.4%
Earnings Base | 0.044178 | 0.48541 | 1.2368 | 3.0174 | 6.0814 | 7.238 | 6.29 | 5.342 | 4.394 | 3.446 | 2.5027 | 1.6074 | 0.80107 | 0.21046
Expenses (Amortization) | 0.15 | 1.5148 | 2.9698 | 8.3398 | 14.9998 | 14.9998 | 14.9998 | 14.9998 | 14.9998 | 14.9998 | 14.8498 | 13.485 | 12.03 | 6.66 | 149.998
Total Earnings Effect | 0.19418 | 2.0002 | 4.2066 | 11.3572 | 21.0812 | 22.2378 | 21.2898 | 20.3418 | 19.3938 | 18.4458 | 17.3525 | 15.0924 | 12.8311 | 6.8705
Gross-Up Factor | 1.0354 | 1.0354 | 1.0354 | 1.0298 | 1.0298 | 1.0298 | 1.0298 | 1.0298 | 1.0298 | 1.0298 | 1.0298 | 1.0298 | 1.0298 | 1.0298
Revenue requirement | 0.20104 | 2.0709 | 4.3554 | 11.6952 | 21.7086 | 22.8996 | 21.9234 | 20.9472 | 19.971 | 18.9948 | 17.869 | 15.5415 | 13.2129 | 7.0749 | 198.4653
Depreciation Calculations
Tax Depreciation - Federal
Cost of new equipment in service basis | 1.5 | 13.648 | 14.55 | 53.7 | 66.6 | 0 | 0 | 0 | 0 | 0 | 0
Bonus Depreciation (N/A) | 0 | 0 | 0 | 0 | 0 | 0 | 0 | 0 | 0 | 0 | 0
Regular Depreciation basis (Cumulative) | 1.5 | 15.148 | 29.698 | 83.398 | 149.998 | 149.998 | 149.998 | 149.998 | 149.998 | 149.998 | 149.998
RegularDepreciation | 0 | 0 | 0 | 0 | 2.4975 | 4.8079 | 4.4469 | 4.1139 | 3.8049 | 3.5198 | 3.2554
Total Depreciation for year | 0 | 0 | 0 | 0 | 2.4975 | 4.8079 | 4.4469 | 4.1139 | 3.8049 | 3.5198 | 3.2554
Tax Depreciation - State
Cost of new equipment in service basis | 1.5 | 13.648 | 14.55 | 53.7 | 66.6 | 0 | 0 | 0 | 0 | 0 | 0
Bonus Depreciation (N/A) | 0 | 0 | 0 | 0 | 0 | 0 | 0 | 0 | 0 | 0 | 0
Regular Depreciation basis (Cumulative) | 1.5 | 15.148 | 29.698 | 83.398 | 149.998 | 149.998 | 149.998 | 149.998 | 149.998 | 149.998 | 149.998
RegularDepreciation | 0 | 0 | 0 | 0 | 2.4975 | 4.8079 | 4.4469 | 4.1139 | 3.8049 | 3.5198 | 3.2554
Total Depreciation for year | 0 | 0 | 0 | 0 | 2.4975 | 4.8079 | 4.4469 | 4.1139 | 3.8049 | 3.5198 | 3.2554
Book Depreciation with COR
2014 | 0.15 | 0.15 | 0.15 | 0.15 | 0.15 | 0.15 | 0.15 | 0.15 | 0.15 | 0.15 |  |  |  |  | 1.5
2015 |  | 1.3648 | 1.3648 | 1.3648 | 1.3648 | 1.3648 | 1.3648 | 1.3648 | 1.3648 | 1.3648 | 1.3648 |  |  |  | 13.648
2016 |  |  | 1.455 | 1.455 | 1.455 | 1.455 | 1.455 | 1.455 | 1.455 | 1.455 | 1.455 | 1.455 |  |  | 14.55
2017 |  |  |  | 5.37 | 5.37 | 5.37 | 5.37 | 5.37 | 5.37 | 5.37 | 5.37 | 5.37 | 5.37 |  | 53.7
2018 |  |  |  |  | 6.66 | 6.66 | 6.66 | 6.66 | 6.66 | 6.66 | 6.66 | 6.66 | 6.66 | 6.66 | 66.6
2019 | [5 empty] | 0 | 0 | 0 | 0 | 0 | 0 |  |  |  | 0
2020 | [6 empty] | 0 | 0 | 0 | 0 | 0 |  |  |  | 0
2021 | [7 empty] | 0 | 0 | 0 | 0 |  |  |  | 0
2022 | [8 empty] | 0 | 0 | 0 |  |  |  | 0
2023 | [9 empty] | 0 | 0 |  |  |  | 0
2024 | [10 empty] | 0 |  |  |  | 0
| 0.15 | 1.5148 | 2.9698 | 8.3398 | 14.9998 | 14.9998 | 14.9998 | 14.9998 | 14.9998 | 14.9998 | 14.8498 | 13.485 | 12.03 | 6.66 | 149.998
Book Depreciation- excl. Salvage
2014 | 0.15 | 0.15 | 0.15 | 0.15 | 0.15 | 0.15 | 0.15 | 0.15 | 0.15 | 0.15 | 0.15 |  |  |  | 1.65
2015 |  | 1.3648 | 1.3648 | 1.3648 | 1.3648 | 1.3648 | 1.3648 | 1.3648 | 1.3648 | 1.3648 | 1.3648 |  |  |  | 13.648
2016 |  |  | 1.455 | 1.455 | 1.455 | 1.455 | 1.455 | 1.455 | 1.455 | 1.455 | 1.455 |  |  |  | 13.095
2017 |  |  |  | 5.37 | 5.37 | 5.37 | 5.37 | 5.37 | 5.37 | 5.37 | 5.37 |  |  |  | 42.96
2018 |  |  |  |  | 6.66 | 6.66 | 6.66 | 6.66 | 6.66 | 6.66 | 6.66 |  |  |  | 46.62
2019 | [5 empty] | 0 | 0 | 0 | 0 | 0 | 0 |  |  |  | 0
2020 | [6 empty] | 0 | 0 | 0 | 0 | 0 |  |  |  | 0
2021 | [7 empty] | 0 | 0 | 0 | 0 |  |  |  | 0
2022 | [8 empty] | 0 | 0 | 0 |  |  |  | 0
2023 | [9 empty] | 0 | 0 |  |  |  | 0
2024 | [10 empty] | 0 |  |  |  | 0
| 0.15 | 1.5148 | 2.9698 | 8.3398 | 14.9998 | 14.9998 | 14.9998 | 14.9998 | 14.9998 | 14.9998 | 14.9998 |  |  |  | 117.973

## 2a-2017
Project No. | 2a
Project Desc. | Battery Installation (2 MWs by 2017)
Book Life | 10
Tax Life | 7N
Salvage Rate | 0%
| 2014 | 2015 | 2016 | 2017 | 2018 | 2019 | 2020 | 2021 | 2022 | 2023 | 2024 | 2025 | 2026 | 2027 | 2028 | 2029 | 2030 | 2031 | 2032 | 2033 | 2034 | 2035 | 2036 | 2037 | 2038 | 2039 | 2040 | 2041 | 2042 | 2043 | 2044 | 2045 | 2046 | 2047 | 2048 | 2049 | 2050 | 2051 | 2052 | 2053 | 2054 | 2055 | 2056 | 2057 | 2058 | 2059 | 2060 | 2061 | 2062 | 2063 | 2064 | 2065 | 2066 | 2067 | 2068 | 2069 | 2070 | 2071 | 2072 | 2073 | 2074 | 2075 | 2076
Closing to Plant (Y/N) | N | N | N | N | N | N | N | N | N | N | N | N | N | N | N | N | N | N | N | N | N | N | N | N | N | N | N | N | N | N | N | N | N | N | N | N | N | N | N | N | N | N | N | N | N | N | N | N | N | N | N | N | N | N | N | N | N | N | N | N | N | N | N | Total
CWIP
Beginning of Period | 0 | 0 | 0 | 0 | 0 | 0 | 0 | 0 | 0 | 0 | 0 | 0 | 0 | 0 | 0 | 0 | 0 | 0 | 0 | 0 | 0 | 0 | 0 | 0 | 0 | 0 | 0 | 0 | 0 | 0 | 0 | 0 | 0 | 0 | 0 | 0 | 0 | 0 | 0 | 0 | 0 | 0 | 0 | 0 | 0 | 0 | 0 | 0 | 0 | 0 | 0 | 0 | 0 | 0 | 0 | 0 | 0 | 0 | 0 | 0 | 0 | 0 | 0
Activity
Capex | 0 | 0 | 0 | 0 | 0 | 0 | 0 | 0 | 0 | 0 | 0 | 0 | 0 | [50 empty] | 0
Closings to Plant | [63 empty] | 0
End of Period | 0 | 0 | 0 | 0 | 0 | 0 | 0 | 0 | 0 | 0 | 0 | 0 | 0 | 0 | 0 | 0 | 0 | 0 | 0 | 0 | 0 | 0 | 0 | 0 | 0 | 0 | 0 | 0 | 0 | 0 | 0 | 0 | 0 | 0 | 0 | 0 | 0 | 0 | 0 | 0 | 0 | 0 | 0 | 0 | 0 | 0 | 0 | 0 | 0 | 0 | 0 | 0 | 0 | 0 | 0 | 0 | 0 | 0 | 0 | 0 | 0 | 0 | 0
Average | 0 | 0 | 0 | 0 | 0 | 0 | 0 | 0 | 0 | 0 | 0 | 0 | 0 | 0 | 0 | 0 | 0 | 0 | 0 | 0 | 0 | 0 | 0 | 0 | 0 | 0 | 0 | 0 | 0 | 0 | 0 | 0 | 0 | 0 | 0 | 0 | 0 | 0 | 0 | 0 | 0 | 0 | 0 | 0 | 0 | 0 | 0 | 0 | 0 | 0 | 0 | 0 | 0 | 0 | 0 | 0 | 0 | 0 | 0 | 0 | 0 | 0 | 0
Plant in Service
Beginning of Period | 0 | 0 | 0 | 0 | 0 | 0 | 0 | 0 | 0 | 0 | 0 | 0 | 0 | 0 | 0 | 0 | 0 | 0 | 0 | 0 | 0 | 0 | 0 | 0 | 0 | 0 | 0 | 0 | 0 | 0 | 0 | 0 | 0 | 0 | 0 | 0 | 0 | 0 | 0 | 0 | 0 | 0 | 0 | 0 | 0 | 0 | 0 | 0 | 0 | 0 | 0 | 0 | 0 | 0 | 0 | 0 | 0 | 0 | 0 | 0 | 0 | 0 | 0
Activity | 0 | 0 | 0 | 0 | 0 | 0 | 0 | 0 | 0 | 0 | 0 | 0 | 0 | 0 | 0 | 0 | 0 | 0 | 0 | 0 | 0 | 0 | 0 | 0 | 0 | 0 | 0 | 0 | 0 | 0 | 0 | 0 | 0 | 0 | 0 | 0 | 0 | 0 | 0 | 0 | 0 | 0 | 0 | 0 | 0 | 0 | 0 | 0 | 0 | 0 | 0 | 0 |  |  | 0 | [6 empty] | 0 |  | 0
End of Period | 0 | 0 | 0 | 0 | 0 | 0 | 0 | 0 | 0 | 0 | 0 | 0 | 0 | 0 | 0 | 0 | 0 | 0 | 0 | 0 | 0 | 0 | 0 | 0 | 0 | 0 | 0 | 0 | 0 | 0 | 0 | 0 | 0 | 0 | 0 | 0 | 0 | 0 | 0 | 0 | 0 | 0 | 0 | 0 | 0 | 0 | 0 | 0 | 0 | 0 | 0 | 0 | 0 | 0 | 0 | 0 | 0 | 0 | 0 | 0 | 0 | 0 | 0
Average | 0 | 0 | 0 | 0 | 0 | 0 | 0 | 0 | 0 | 0 | 0 | 0 | 0 | 0 | 0 | 0 | 0 | 0 | 0 | 0 | 0 | 0 | 0 | 0 | 0 | 0 | 0 | 0 | 0 | 0 | 0 | 0 | 0 | 0 | 0 | 0 | 0 | 0 | 0 | 0 | 0 | 0 | 0 | 0 | 0 | 0 | 0 | 0 | 0 | 0 | 0 | 0 | 0 | 0 | 0 | 0 | 0 | 0 | 0 | 0 | 0 | 0 | 0
Tax Depreciation
Beginning of Period | 0 | 0 | 0 | 0 | 0 | 0 | 0 | 0 | 0 | 0 | 0 | 0 | 0 | 0 | 0 | 0 | 0 | 0 | 0 | 0 | 0 | 0 | 0 | 0 | 0 | 0 | 0 | 0 | 0 | 0 | 0 | 0 | 0 | 0 | 0 | 0 | 0 | 0 | 0 | 0 | 0 | 0 | 0 | 0 | 0 | 0 | 0 | 0 | 0 | 0 | 0 | 0 | 0 | 0 | 0 | 0 | 0 | 0 | 0 | 0 | 0 | 0 | 0
Federal | 0 | 0 | 0 | 0 | 0 | 0 | 0 | 0 | 0 | 0 | 0 | 0 | 0 | 0 | 0 | 0 | 0 | 0 | 0 | 0 | 0 | 0 | 0 | 0 | 0 | 0 | 0 | 0 | 0 | 0 | 0 | 0 | 0 | 0 | 0 | 0 | 0 | 0 | 0 | 0 | 0 | 0 | 0 | 0 | 0 | 0 | 0 | 0 | 0 | 0 | 0 | 0 | 0 | 0 | 0 | 0 | 0 | 0 | 0 | 0 | 0 | 0 | 0 | 0
State | 0 | 0 | 0 | 0 | 0 | 0 | 0 | 0 | 0 | 0 | 0 | 0 | 0 | 0 | 0 | 0 | 0 | 0 | 0 | 0 | 0 | 0 | 0 | 0 | 0 | 0 | 0 | 0 | 0 | 0 | 0 | 0 | 0 | 0 | 0 | 0 | 0 | 0 | 0 | 0 | 0 | 0 | 0 | 0 | 0 | 0 | 0 | 0 | 0 | 0 | 0 | 0 | 0 | 0 | 0 | 0 | 0 | 0 | 0 | 0 | 0 | 0 | 0 | 0
End of Period | 0 | 0 | 0 | 0 | 0 | 0 | 0 | 0 | 0 | 0 | 0 | 0 | 0 | 0 | 0 | 0 | 0 | 0 | 0 | 0 | 0 | 0 | 0 | 0 | 0 | 0 | 0 | 0 | 0 | 0 | 0 | 0 | 0 | 0 | 0 | 0 | 0 | 0 | 0 | 0 | 0 | 0 | 0 | 0 | 0 | 0 | 0 | 0 | 0 | 0 | 0 | 0 | 0 | 0 | 0 | 0 | 0 | 0 | 0 | 0 | 0 | 0 | 0
Average | 0 | 0 | 0 | 0 | 0 | 0 | 0 | 0 | 0 | 0 | 0 | 0 | 0 | 0 | 0 | 0 | 0 | 0 | 0 | 0 | 0 | 0 | 0 | 0 | 0 | 0 | 0 | 0 | 0 | 0 | 0 | 0 | 0 | 0 | 0 | 0 | 0 | 0 | 0 | 0 | 0 | 0 | 0 | 0 | 0 | 0 | 0 | 0 | 0 | 0 | 0 | 0 | 0 | 0 | 0 | 0 | 0 | 0 | 0 | 0 | 0 | 0 | 0
Book Depreciation with COR
Beginning of Period | 0 | 0 | 0 | 0 | 0 | 0 | 0 | 0 | 0 | 0 | 0 | 0 | 0 | 0 | 0 | 0 | 0 | 0 | 0 | 0 | 0 | 0 | 0 | 0 | 0 | 0 | 0 | 0 | 0 | 0 | 0 | 0 | 0 | 0 | 0 | 0 | 0 | 0 | 0 | 0 | 0 | 0 | 0 | 0 | 0 | 0 | 0 | 0 | 0 | 0 | 0 | 0 | 0 | 0 | 0 | 0 | 0 | 0 | 0 | 0 | 0 | 0 | 0
Activity | 0 | 0 | 0 | 0 | 0 | 0 | 0 | 0 | 0 | 0 | 0 | 0 | 0 | 0 | 0 | 0 | 0 | 0 | 0 | 0 | 0 | 0 | 0 | 0 | 0 | 0 | 0 | 0 | 0 | 0 | 0 | 0 | 0 | 0 | 0 | 0 | 0 | 0 | 0 | 0 | 0 | 0 | 0 | 0 | 0 | 0 | 0 | 0 | 0 | 0 | 0 | 0 | 0 | 0 | 0 | 0 | 0 | 0 | 0 | 0 | 0 | 0 | 0 | 0
Book Depreciation Related to Retired PIS | [51 empty] | 0 |  |  | 0 | [6 empty] | 0 |  | 0
End of Period | 0 | 0 | 0 | 0 | 0 | 0 | 0 | 0 | 0 | 0 | 0 | 0 | 0 | 0 | 0 | 0 | 0 | 0 | 0 | 0 | 0 | 0 | 0 | 0 | 0 | 0 | 0 | 0 | 0 | 0 | 0 | 0 | 0 | 0 | 0 | 0 | 0 | 0 | 0 | 0 | 0 | 0 | 0 | 0 | 0 | 0 | 0 | 0 | 0 | 0 | 0 | 0 | 0 | 0 | 0 | 0 | 0 | 0 | 0 | 0 | 0 | 0 | 0
Average | 0 | 0 | 0 | 0 | 0 | 0 | 0 | 0 | 0 | 0 | 0 | 0 | 0 | 0 | 0 | 0 | 0 | 0 | 0 | 0 | 0 | 0 | 0 | 0 | 0 | 0 | 0 | 0 | 0 | 0 | 0 | 0 | 0 | 0 | 0 | 0 | 0 | 0 | 0 | 0 | 0 | 0 | 0 | 0 | 0 | 0 | 0 | 0 | 0 | 0 | 0 | 0 | 0 | 0 | 0 | 0 | 0 | 0 | 0 | 0 | 0 | 0 | 0
Federal Deferred Tax Balance, Net of Tax
Beginning of Period | 0 | 0 | 0 | 0 | 0 | 0 | 0 | 0 | 0 | 0 | 0 | 0 | 0 | 0 | 0 | 0 | 0 | 0 | 0 | 0 | 0 | 0 | 0 | 0 | 0 | 0 | 0 | 0 | 0 | 0 | 0 | 0 | 0 | 0 | 0 | 0 | 0 | 0 | 0 | 0 | 0 | 0 | 0 | 0 | 0 | 0 | 0 | 0 | 0 | 0 | 0 | 0 | 0 | 0 | 0 | 0 | 0 | 0 | 0 | 0 | 0 | 0 | 0
Activity | 0 | 0 | 0 | 0 | 0 | 0 | 0 | 0 | 0 | 0 | 0 | 0 | 0 | 0 | 0 | 0 | 0 | 0 | 0 | 0 | 0 | 0 | 0 | 0 | 0 | 0 | 0 | 0 | 0 | 0 | 0 | 0 | 0 | 0 | 0 | 0 | 0 | 0 | 0 | 0 | 0 | 0 | 0 | 0 | 0 | 0 | 0 | 0 | 0 | 0 | 0 | 0 | 0 | 0 | 0 | 0 | 0 | 0 | 0 | 0 | 0 | 0 | 0 | 0
End of Period | 0 | 0 | 0 | 0 | 0 | 0 | 0 | 0 | 0 | 0 | 0 | 0 | 0 | 0 | 0 | 0 | 0 | 0 | 0 | 0 | 0 | 0 | 0 | 0 | 0 | 0 | 0 | 0 | 0 | 0 | 0 | 0 | 0 | 0 | 0 | 0 | 0 | 0 | 0 | 0 | 0 | 0 | 0 | 0 | 0 | 0 | 0 | 0 | 0 | 0 | 0 | 0 | 0 | 0 | 0 | 0 | 0 | 0 | 0 | 0 | 0 | 0 | 0
Average | 0 | 0 | 0 | 0 | 0 | 0 | 0 | 0 | 0 | 0 | 0 | 0 | 0 | 0 | 0 | 0 | 0 | 0 | 0 | 0 | 0 | 0 | 0 | 0 | 0 | 0 | 0 | 0 | 0 | 0 | 0 | 0 | 0 | 0 | 0 | 0 | 0 | 0 | 0 | 0 | 0 | 0 | 0 | 0 | 0 | 0 | 0 | 0 | 0 | 0 | 0 | 0 | 0 | 0 | 0 | 0 | 0 | 0 | 0 | 0 | 0 | 0 | 0
State Deferred Tax Balance
Beginning of Period | 0 | 0 | 0 | 0 | 0 | 0 | 0 | 0 | 0 | 0 | 0 | 0 | 0 | 0 | 0 | 0 | 0 | 0 | 0 | 0 | 0 | 0 | 0 | 0 | 0 | 0 | 0 | 0 | 0 | 0 | 0 | 0 | 0 | 0 | 0 | 0 | 0 | 0 | 0 | 0 | 0 | 0 | 0 | 0 | 0 | 0 | 0 | 0 | 0 | 0 | 0 | 0 | 0 | 0 | 0 | 0 | 0 | 0 | 0 | 0 | 0 | 0 | 0
Activity | 0 | 0 | 0 | 0 | 0 | 0 | 0 | 0 | 0 | 0 | 0 | 0 | 0 | 0 | 0 | 0 | 0 | 0 | 0 | 0 | 0 | 0 | 0 | 0 | 0 | 0 | 0 | 0 | 0 | 0 | 0 | 0 | 0 | 0 | 0 | 0 | 0 | 0 | 0 | 0 | 0 | 0 | 0 | 0 | 0 | 0 | 0 | 0 | 0 | 0 | 0 | 0 | 0 | 0 | 0 | 0 | 0 | 0 | 0 | 0 | 0 | 0 | 0 | 0
End of Period | 0 | 0 | 0 | 0 | 0 | 0 | 0 | 0 | 0 | 0 | 0 | 0 | 0 | 0 | 0 | 0 | 0 | 0 | 0 | 0 | 0 | 0 | 0 | 0 | 0 | 0 | 0 | 0 | 0 | 0 | 0 | 0 | 0 | 0 | 0 | 0 | 0 | 0 | 0 | 0 | 0 | 0 | 0 | 0 | 0 | 0 | 0 | 0 | 0 | 0 | 0 | 0 | 0 | 0 | 0 | 0 | 0 | 0 | 0 | 0 | 0 | 0 | 0
Average | 0 | 0 | 0 | 0 | 0 | 0 | 0 | 0 | 0 | 0 | 0 | 0 | 0 | 0 | 0 | 0 | 0 | 0 | 0 | 0 | 0 | 0 | 0 | 0 | 0 | 0 | 0 | 0 | 0 | 0 | 0 | 0 | 0 | 0 | 0 | 0 | 0 | 0 | 0 | 0 | 0 | 0 | 0 | 0 | 0 | 0 | 0 | 0 | 0 | 0 | 0 | 0 | 0 | 0 | 0 | 0 | 0 | 0 | 0 | 0 | 0 | 0 | 0
Net Rate Base - Average | 0 | 0 | 0 | 0 | 0 | 0 | 0 | 0 | 0 | 0 | 0 | 0 | 0 | 0 | 0 | 0 | 0 | 0 | 0 | 0 | 0 | 0 | 0 | 0 | 0 | 0 | 0 | 0 | 0 | 0 | 0 | 0 | 0 | 0 | 0 | 0 | 0 | 0 | 0 | 0 | 0 | 0 | 0 | 0 | 0 | 0 | 0 | 0 | 0 | 0 | 0 | 0 | 0 | 0 | 0 | 0 | 0 | 0 | 0 | 0 | 0 | 0 | 0
EXPENSES
Income Tax - Removal Cost | 0 | 0 | 0 | 0 | 0 | 0 | 0 | 0 | 0 | 0 | 0 | 0 | 0 | 0 | 0 | 0 | 0 | 0 | 0 | 0 | 0 | 0 | 0 | 0 | 0 | 0 | 0 | 0 | 0 | 0 | 0 | 0 | 0 | 0 | 0 | 0 | 0 | 0 | 0 | 0 | 0 | 0 | 0 | 0 | 0 | 0 | 0 | 0 | 0 | 0 | 0 | 0 | 0 | 0 | 0 | 0 | 0 | 0 | 0 | 0 | 0 | 0 | 0 | 0
Book Depreciation | 0 | 0 | 0 | 0 | 0 | 0 | 0 | 0 | 0 | 0 | 0 | 0 | 0 | 0 | 0 | 0 | 0 | 0 | 0 | 0 | 0 | 0 | 0 | 0 | 0 | 0 | 0 | 0 | 0 | 0 | 0 | 0 | 0 | 0 | 0 | 0 | 0 | 0 | 0 | 0 | 0 | 0 | 0 | 0 | 0 | 0 | 0 | 0 | 0 | 0 | 0 | 0 | 0 | 0 | 0 | 0 | 0 | 0 | 0 | 0 | 0 | 0 | 0 | 0
Property Taxes | 0 | 0 | 0 | 0 | 0 | 0 | 0 | 0 | 0 | 0 | 0 | 0 | 0 | 0 | 0 | 0 | 0 | 0 | 0 | 0 | 0 | 0 | 0 | 0 | 0 | 0 | 0 | 0 | 0 | 0 | 0 | 0 | 0 | 0 | 0 | 0 | 0 | 0 | 0 | 0 | 0 | 0 | 0 | 0 | 0 | 0 | 0 | 0 | 0 | 0 | 0 | 0 | 0 | 0 | 0 | 0 | 0 | 0 | 0 | 0 | 0 | 0 | 0 | 0
Total Expenses | 0 | 0 | 0 | 0 | 0 | 0 | 0 | 0 | 0 | 0 | 0 | 0 | 0 | 0 | 0 | 0 | 0 | 0 | 0 | 0 | 0 | 0 | 0 | 0 | 0 | 0 | 0 | 0 | 0 | 0 | 0 | 0 | 0 | 0 | 0 | 0 | 0 | 0 | 0 | 0 | 0 | 0 | 0 | 0 | 0 | 0 | 0 | 0 | 0 | 0 | 0 | 0 | 0 | 0 | 0 | 0 | 0 | 0 | 0 | 0 | 0 | 0 | 0 | 0
REVENUE REQUIREMENT
Net Rate Base | 0 | 0 | 0 | 0 | 0 | 0 | 0 | 0 | 0 | 0 | 0 | 0 | 0 | 0 | 0 | 0 | 0 | 0 | 0 | 0 | 0 | 0 | 0 | 0 | 0 | 0 | 0 | 0 | 0 | 0 | 0 | 0 | 0 | 0 | 0 | 0 | 0 | 0 | 0 | 0 | 0 | 0 | 0 | 0 | 0 | 0 | 0 | 0 | 0 | 0 | 0 | 0 | 0 | 0 | 0 | 0 | 0 | 0 | 0 | 0 | 0 | 0 | 0 | 0
ROR | 9.98% | 9.98% | 9.7% | 9.61% | 9.61% | 9.61% | 9.61% | 9.61% | 9.61% | 9.61% | 9.61% | 9.61% | 9.61% | 9.61% | 9.61% | 9.61% | 9.61% | 9.61% | 9.61% | 9.61% | 9.61% | 9.61% | 9.61% | 9.61% | 9.61% | 9.61% | 9.61% | 9.61% | 9.61% | 9.61% | 9.61% | 9.61% | 9.61% | 9.61% | 9.61% | 9.61% | 9.61% | 9.61% | 9.61% | 9.61% | 9.61% | 9.61% | 9.61% | 9.61% | 9.61% | 9.61% | 9.61% | 9.61% | 9.61% | 9.61% | 9.61% | 9.61% | 9.61% | 9.61% | 9.61% | 9.61% | 9.61% | 9.61% | 9.61% | 9.61% | 9.61% | 9.61% | 9.61%
Earnings Base | 0 | 0 | 0 | 0 | 0 | 0 | 0 | 0 | 0 | 0 | 0 | 0 | 0 | 0 | 0 | 0 | 0 | 0 | 0 | 0 | 0 | 0 | 0 | 0 | 0 | 0 | 0 | 0 | 0 | 0 | 0 | 0 | 0 | 0 | 0 | 0 | 0 | 0 | 0 | 0 | 0 | 0 | 0 | 0 | 0 | 0 | 0 | 0 | 0 | 0 | 0 | 0 | 0 | 0 | 0 | 0 | 0 | 0 | 0 | 0 | 0 | 0 | 0
Earnings - Expense | 0 | 0 | 0 | 0 | 0 | 0 | 0 | 0 | 0 | 0 | 0 | 0 | 0 | 0 | 0 | 0 | 0 | 0 | 0 | 0 | 0 | 0 | 0 | 0 | 0 | 0 | 0 | 0 | 0 | 0 | 0 | 0 | 0 | 0 | 0 | 0 | 0 | 0 | 0 | 0 | 0 | 0 | 0 | 0 | 0 | 0 | 0 | 0 | 0 | 0 | 0 | 0 | 0 | 0 | 0 | 0 | 0 | 0 | 0 | 0 | 0 | 0 | 0 | 0
Total Earnings Effect | 0 | 0 | 0 | 0 | 0 | 0 | 0 | 0 | 0 | 0 | 0 | 0 | 0 | 0 | 0 | 0 | 0 | 0 | 0 | 0 | 0 | 0 | 0 | 0 | 0 | 0 | 0 | 0 | 0 | 0 | 0 | 0 | 0 | 0 | 0 | 0 | 0 | 0 | 0 | 0 | 0 | 0 | 0 | 0 | 0 | 0 | 0 | 0 | 0 | 0 | 0 | 0 | 0 | 0 | 0 | 0 | 0 | 0 | 0 | 0 | 0 | 0 | 0
Gross-Up Factor | 1.0354 | 1.0354 | 1.0354 | 1.0298 | 1.0298 | 1.0298 | 1.0298 | 1.0298 | 1.0298 | 1.0298 | 1.0298 | 1.0298 | 1.0298 | 1.0298 | 1.0298 | 1.0298 | 1.0298 | 1.0298 | 1.0298 | 1.0298 | 1.0298 | 1.0298 | 1.0298 | 1.0298 | 1.0298 | 1.0298 | 1.0298 | 1.0298 | 1.0298 | 1.0298 | 1.0298 | 1.0298 | 1.0298 | 1.0298 | 1.0298 | 1.0298 | 1.0298 | 1.0298 | 1.0298 | 1.0298 | 1.0298 | 1.0298 | 1.0298 | 1.0298 | 1.0298 | 1.0298 | 1.0298 | 1.0298 | 1.0298 | 1.0298 | 1.0298 | 1.0298 | 1.0298 | 1.0298 | 1.0298 | 1.0298 | 1.0298 | 1.0298 | 1.0298 | 1.0298 | 1.0298 | 1.0298 | 1.0298
Revenue requirement | 0 | 0 | 0 | 0 | 0 | 0 | 0 | 0 | 0 | 0 | 0 | 0 | 0 | 0 | 0 | 0 | 0 | 0 | 0 | 0 | 0 | 0 | 0 | 0 | 0 | 0 | 0 | 0 | 0 | 0 | 0 | 0 | 0 | 0 | 0 | 0 | 0 | 0 | 0 | 0 | 0 | 0 | 0 | 0 | 0 | 0 | 0 | 0 | 0 | 0 | 0 | 0 | 0 | 0 | 0 | 0 | 0 | 0 | 0 | 0 | 0 | 0 | 0 | 0
Depreciation Calculations
Tax Depreciation - Federal
Cost of new equipment in service basis | 0 | 0 | 0 | 0 | 0 | 0 | 0 | 0 | 0 | 0 | 0 | 0 | 0 | 0 | 0 | 0 | 0 | 0 | 0 | 0 | 0 | 0 | 0 | 0 | 0 | 0 | 0 | 0 | 0 | 0 | 0 | 0 | 0 | 0 | 0 | 0 | 0 | 0 | 0 | 0 | 0 | 0 | 0 | 0 | 0 | 0 | 0 | 0 | 0 | 0 | 0 | 0 | 0 | 0 | 0 | 0 | 0 | 0 | 0 | 0 | 0
Bonus Depreciation (N/A) | 0 | 0 | 0 | 0 | 0 | 0 | 0 | 0 | 0 | 0 | 0 | 0 | 0 | 0 | 0 | 0 | 0 | 0 | 0 | 0 | 0 | 0 | 0 | 0 | 0 | 0 | 0 | 0 | 0 | 0 | 0 | 0 | 0 | 0 | 0 | 0 | 0 | 0 | 0 | 0 | 0 | 0 | 0 | 0 | 0 | 0 | 0 | 0 | 0 | 0 | 0 | 0 | 0 | 0 | 0 | 0 | 0 | 0 | 0 | 0 | 0
Regular Depreciation basis (Cumulative) | 0 | 0 | 0 | 0 | 0 | 0 | 0 | 0 | 0 | 0 | 0 | 0 | 0 | 0 | 0 | 0 | 0 | 0 | 0 | 0 | 0 | 0 | 0 | 0 | 0 | 0 | 0 | 0 | 0 | 0 | 0 | 0 | 0 | 0 | 0 | 0 | 0 | 0 | 0 | 0 | 0 | 0 | 0 | 0 | 0 | 0 | 0 | 0 | 0 | 0 | 0 | 0 | 0 | 0 | 0 | 0 | 0 | 0 | 0 | 0 | 0 | 0 | 0
RegularDepreciation | 0 | 0 | 0 | 0 | 0 | 0 | 0 | 0 | 0 | 0 | 0 | 0 | 0 | 0 | 0 | 0 | 0 | 0 | 0 | 0 | 0 | 0 | 0 | 0 | 0 | 0 | 0 | 0 | 0 | 0 | 0 | 0 | 0 | [30 empty] | 0
Total Depreciation for year | 0 | 0 | 0 | 0 | 0 | 0 | 0 | 0 | 0 | 0 | 0 | 0 | 0 | 0 | 0 | 0 | 0 | 0 | 0 | 0 | 0 | 0 | 0 | 0 | 0 | 0 | 0 | 0 | 0 | 0 | 0 | 0 | 0 | 0 | 0 | 0 | 0 | 0 | 0 | 0 | 0 | 0 | 0 | 0 | 0 | 0 | 0 | 0 | 0 | 0 | 0 | 0 | 0 | 0 | 0 | 0 | 0 | 0 | 0 | 0 | 0
Tax Depreciation - State
Cost of new equipment in service basis | 0 | 0 | 0 | 0 | 0 | 0 | 0 | 0 | 0 | 0 | 0 | 0 | 0 | 0 | 0 | 0 | 0 | 0 | 0 | 0 | 0 | 0 | 0 | 0 | 0 | 0 | 0 | 0 | 0 | 0 | 0 | 0 | 0 | 0 | 0 | 0 | 0 | 0 | 0 | 0 | 0 | 0 | 0 | 0 | 0 | 0 | 0 | 0 | 0 | 0 | 0 | 0 | 0 | 0 | 0 | 0 | 0 | 0 | 0 | 0 | 0 | 0 | 0
Bonus Depreciation (N/A) | 0 | 0 | 0 | 0 | 0 | 0 | 0 | 0 | 0 | 0 | 0 | 0 | 0 | 0 | 0 | 0 | 0 | 0 | 0 | 0 | 0 | 0 | 0 | 0 | 0 | 0 | 0 | 0 | 0 | 0 | 0 | 0 | 0 | 0 | 0 | 0 | 0 | 0 | 0 | 0 | 0 | 0 | 0 | 0 | 0 | 0 | 0 | 0 | 0 | 0 | 0 | 0 | 0 | 0 | 0 | 0 | 0 | 0 | 0 | 0 | 0 | 0 | 0
Regular Depreciation basis (Cumulative) | 0 | 0 | 0 | 0 | 0 | 0 | 0 | 0 | 0 | 0 | 0 | 0 | 0 | 0 | 0 | 0 | 0 | 0 | 0 | 0 | 0 | 0 | 0 | 0 | 0 | 0 | 0 | 0 | 0 | 0 | 0 | 0 | 0 | 0 | 0 | 0 | 0 | 0 | 0 | 0 | 0 | 0 | 0 | 0 | 0 | 0 | 0 | 0 | 0 | 0 | 0 | 0 | 0 | 0 | 0 | 0 | 0 | 0 | 0 | 0 | 0 | 0 | 0
RegularDepreciation | 0 | 0 | 0 | 0 | 0 | 0 | 0 | 0 | 0 | 0 | 0 | 0 | 0 | 0 | 0 | 0 | 0 | 0 | 0 | 0 | 0 | 0 | 0 | 0 | 0 | 0 | 0 | 0 | 0 | 0 | 0 | 0 | 0 | 0 | 0 | 0 | 0 | 0 | 0 | 0 | 0 | 0 | 0 | 0 | 0 | 0 | 0 | 0 | 0 | 0 | 0 | 0 | 0 | 0 | 0 | 0 | 0 | 0 | 0 | 0 | 0 | 0 | 0 | 0
Total Depreciation for year | 0 | 0 | 0 | 0 | 0 | 0 | 0 | 0 | 0 | 0 | 0 | 0 | 0 | 0 | 0 | 0 | 0 | 0 | 0 | 0 | 0 | 0 | 0 | 0 | 0 | 0 | 0 | 0 | 0 | 0 | 0 | 0 | 0 | 0 | 0 | 0 | 0 | 0 | 0 | 0 | 0 | 0 | 0 | 0 | 0 | 0 | 0 | 0 | 0 | 0 | 0 | 0 | 0 | 0 | 0 | 0 | 0 | 0 | 0 | 0 | 0 | 0 | 0
Book Depreciation with COR
2014 | 0 | 0 | 0 | 0 | 0 | 0 | 0 | 0 | 0 | 0 | 0 | 0 | 0 | 0 | 0 | 0 | 0 | 0 | 0 | 0 | 0 | 0 | 0 | 0 | 0 | 0 | 0 | 0 | 0 | 0 | 0 | 0 | 0 | 0 | 0 | 0 | 0 | 0 | 0 | 0 | 0 | 0 | 0 | 0 | 0 | 0 | 0 | 0 | 0 | 0 | 0 | 0 | 0 | 0 | 0 | 0 | 0 | 0 | 0 | 0 | 0 |  |  | 0
2015 |  | 0 | 0 | 0 | 0 | 0 | 0 | 0 | 0 | 0 | 0 | 0 | 0 | 0 | 0 | 0 | 0 | 0 | 0 | 0 | 0 | 0 | 0 | 0 | 0 | 0 | 0 | 0 | 0 | 0 | 0 | 0 | 0 | 0 | 0 | 0 | 0 | 0 | 0 | 0 | 0 | 0 | 0 | 0 | 0 | 0 | 0 | 0 | 0 | 0 | 0 | 0 | 0 | 0 | 0 | 0 | 0 | 0 | 0 | 0 | 0 |  |  | 0 | check - total PIS
2016 |  |  | 0 | 0 | 0 | 0 | 0 | 0 | 0 | 0 | 0 | 0 | 0 | 0 | 0 | 0 | 0 | 0 | 0 | 0 | 0 | 0 | 0 | 0 | 0 | 0 | 0 | 0 | 0 | 0 | 0 | 0 | 0 | 0 | 0 | 0 | 0 | 0 | 0 | 0 | 0 | 0 | 0 | 0 | 0 | 0 | 0 | 0 | 0 | 0 | 0 | 0 | [11 empty] | 0 | 0
2017 |  |  |  | 0 | 0 | 0 | 0 | 0 | 0 | 0 | 0 | 0 | 0 | 0 | 0 | 0 | 0 | 0 | 0 | 0 | 0 | 0 | 0 | 0 | 0 | 0 | 0 | 0 | 0 | 0 | 0 | 0 | 0 | 0 | 0 | 0 | 0 | 0 | 0 | 0 | 0 | 0 | 0 | 0 | 0 | 0 | 0 | 0 | 0 | 0 | 0 | 0 | 0 | 0 | 0 | 0 | 0 | 0 | 0 | 0 | 0 |  |  | 0
2018 |  |  |  |  | 0 | 0 | 0 | 0 | 0 | 0 | 0 | 0 | 0 | 0 | 0 | 0 | 0 | 0 | 0 | 0 | 0 | 0 | 0 | 0 | 0 | 0 | 0 | 0 | 0 | 0 | 0 | 0 | 0 | 0 | 0 | 0 | 0 | 0 | 0 | 0 | 0 | 0 | 0 | 0 | 0 | 0 | 0 | 0 | 0 | 0 | 0 | 0 | 0 | 0 | 0 | 0 | 0 | 0 | 0 | 0 | 0 |  |  | 0
2019 | [5 empty] | 0 | 0 | 0 | 0 | 0 | 0 | 0 | 0 | 0 | 0 | 0 | 0 | 0 | 0 | 0 | 0 | 0 | 0 | 0 | 0 | 0 | 0 | 0 | 0 | 0 | 0 | 0 | 0 | 0 | 0 | 0 | 0 | 0 | 0 | 0 | 0 | 0 | 0 | 0 | 0 | 0 | 0 | 0 | 0 | 0 | 0 | 0 | 0 | 0 | 0 | [8 empty] | 0 | 0
2020 | [6 empty] | 0 | 0 | 0 | 0 | 0 | 0 | 0 | 0 | 0 | 0 | 0 | 0 | 0 | 0 | 0 | 0 | 0 | 0 | 0 | 0 | 0 | 0 | 0 | 0 | 0 | 0 | 0 | 0 | 0 | 0 | 0 | 0 | 0 | 0 | 0 | 0 | 0 | 0 | 0 | 0 | 0 | 0 | 0 | 0 | 0 | 0 | 0 | 0 | 0 | 0 | 0 | 0 | 0 | 0 | 0 |  |  | 0
2021 | [7 empty] | 0 | 0 | 0 | 0 | 0 | 0 | 0 | 0 | 0 | 0 | 0 | 0 | 0 | 0 | 0 | 0 | 0 | 0 | 0 | 0 | 0 | 0 | 0 | 0 | 0 | 0 | 0 | 0 | 0 | 0 | 0 | 0 | 0 | 0 | 0 | 0 | 0 | 0 | 0 | 0 | 0 | 0 | 0 | 0 | 0 | 0 | 0 | 0 | 0 | 0 | 0 | 0 | 0 | 0 |  |  | 0
2022 | [8 empty] | 0 | 0 | 0 | 0 | 0 | 0 | 0 | 0 | 0 | 0 | 0 | 0 | 0 | 0 | 0 | 0 | 0 | 0 | 0 | 0 | 0 | 0 | 0 | 0 | 0 | 0 | 0 | 0 | 0 | 0 | 0 | 0 | 0 | 0 | 0 | 0 | 0 | 0 | 0 | 0 | 0 | 0 | 0 | 0 | 0 | 0 | 0 | 0 | 0 | 0 | 0 | 0 | 0 |  |  | 0
2023 | [9 empty] | 0 | 0 | 0 | 0 | 0 | 0 | 0 | 0 | 0 | 0 | 0 | 0 | 0 | 0 | 0 | 0 | 0 | 0 | 0 | 0 | 0 | 0 | 0 | 0 | 0 | 0 | 0 | 0 | 0 | 0 | 0 | 0 | 0 | 0 | 0 | 0 | 0 | 0 | 0 | 0 | 0 | 0 | 0 | 0 | 0 | 0 | 0 | 0 | 0 | 0 | 0 | 0 |  |  | 0
2024 | [10 empty] | 0 | 0 | 0 | 0 | 0 | 0 | 0 | 0 | 0 | 0 | 0 | 0 | 0 | 0 | 0 | 0 | 0 | 0 | 0 | 0 | 0 | 0 | 0 | 0 | 0 | 0 | 0 | 0 | 0 | 0 | 0 | 0 | 0 | 0 | 0 | 0 | 0 | 0 | 0 | 0 | 0 | 0 | 0 | 0 | 0 | 0 | 0 | 0 | 0 | 0 |  |  |  | 0 | 0
2025 | [11 empty] | 0 | 0 | 0 | 0 | 0 | 0 | 0 | 0 | 0 | 0 | 0 | 0 | 0 | 0 | 0 | 0 | 0 | 0 | 0 | 0 | 0 | 0 | 0 | 0 | 0 | 0 | 0 | 0 | 0 | 0 | 0 | 0 | 0 | 0 | 0 | 0 | 0 | 0 | 0 | 0 | 0 | 0 | 0 | 0 | 0 | 0 | 0 | 0 | 0 | 0 | 0 |  | 0
2026 | [12 empty] | 0 | 0 | 0 | 0 | 0 | 0 | 0 | 0 | 0 | 0 | 0 | 0 | 0 | 0 | 0 | 0 | 0 | 0 | 0 | 0 | 0 | 0 | 0 | 0 | 0 | 0 | 0 | 0 | 0 | 0 | 0 | 0 | 0 | 0 | 0 | 0 | 0 | 0 | 0 | 0 | 0 | 0 | 0 | 0 | 0 | 0 | 0 | 0 | 0 | 0 |  | 0 | 0
| 0 | 0 | 0 | 0 | 0 | 0 | 0 | 0 | 0 | 0 | 0 | 0 | 0 | 0 | 0 | 0 | 0 | 0 | 0 | 0 | 0 | 0 | 0 | 0 | 0 | 0 | 0 | 0 | 0 | 0 | 0 | 0 | 0 | 0 | 0 | 0 | 0 | 0 | 0 | 0 | 0 | 0 | 0 | 0 | 0 | 0 | 0 | 0 | 0 | 0 | 0 | 0 | 0 | 0 | 0 | 0 | 0 | 0 | 0 | 0 | 0 | 0 | 0 | 0
Book Depreciation- excl. Salvage
2014 | 0 | 0 | 0 | 0 | 0 | 0 | 0 | 0 | 0 | 0 | 0 | 0 | 0 | 0 | 0 | 0 | 0 | 0 | 0 | 0 | 0 | 0 | 0 | 0 | 0 | 0 | 0 | 0 | 0 | 0 | 0 | 0 | 0 | 0 | 0 | 0 | 0 | 0 | 0 | 0 | 0 | 0 | 0 | 0 | 0 | 0 | 0 | 0 | 0 | 0 | 0 | 0 | 0 | 0 | 0 | 0 | 0 | 0 | 0 | 0 | 0 |  |  | 0
2015 |  | 0 | 0 | 0 | 0 | 0 | 0 | 0 | 0 | 0 | 0 | 0 | 0 | 0 | 0 | 0 | 0 | 0 | 0 | 0 | 0 | 0 | 0 | 0 | 0 | 0 | 0 | 0 | 0 | 0 | 0 | 0 | 0 | 0 | 0 | 0 | 0 | 0 | 0 | 0 | 0 | 0 | 0 | 0 | 0 | 0 | 0 | 0 | 0 | 0 | 0 | 0 | 0 | 0 | 0 | 0 | 0 | 0 | 0 | 0 | 0 |  |  | 0 | check - total PIS
2016 |  |  | 0 | 0 | 0 | 0 | 0 | 0 | 0 | 0 | 0 | 0 | 0 | 0 | 0 | 0 | 0 | 0 | 0 | 0 | 0 | 0 | 0 | 0 | 0 | 0 | 0 | 0 | 0 | 0 | 0 | 0 | 0 | 0 | 0 | 0 | 0 | 0 | 0 | 0 | 0 | 0 | 0 | 0 | 0 | 0 | 0 | 0 | 0 | 0 | 0 | 0 | [11 empty] | 0 | 0
2017 |  |  |  | 0 | 0 | 0 | 0 | 0 | 0 | 0 | 0 | 0 | 0 | 0 | 0 | 0 | 0 | 0 | 0 | 0 | 0 | 0 | 0 | 0 | 0 | 0 | 0 | 0 | 0 | 0 | 0 | 0 | 0 | 0 | 0 | 0 | 0 | 0 | 0 | 0 | 0 | 0 | 0 | 0 | 0 | 0 | 0 | 0 | 0 | 0 | 0 | 0 | 0 | 0 | 0 | 0 | 0 | 0 | 0 | 0 | 0 |  |  | 0 | 0
2018 |  |  |  |  | 0 | 0 | 0 | 0 | 0 | 0 | 0 | 0 | 0 | 0 | 0 | 0 | 0 | 0 | 0 | 0 | 0 | 0 | 0 | 0 | 0 | 0 | 0 | 0 | 0 | 0 | 0 | 0 | 0 | 0 | 0 | 0 | 0 | 0 | 0 | 0 | 0 | 0 | 0 | 0 | 0 | 0 | 0 | 0 | 0 | 0 | 0 | 0 | 0 | 0 | 0 | 0 | 0 | 0 | 0 | 0 | 0 |  |  | 0
2019 | [5 empty] | 0 | 0 | 0 | 0 | 0 | 0 | 0 | 0 | 0 | 0 | 0 | 0 | 0 | 0 | 0 | 0 | 0 | 0 | 0 | 0 | 0 | 0 | 0 | 0 | 0 | 0 | 0 | 0 | 0 | 0 | 0 | 0 | 0 | 0 | 0 | 0 | 0 | 0 | 0 | 0 | 0 | 0 | 0 | 0 | 0 | 0 | 0 | 0 | 0 | 0 | [8 empty] | 0 | 0
2020 | [6 empty] | 0 | 0 | 0 | 0 | 0 | 0 | 0 | 0 | 0 | 0 | 0 | 0 | 0 | 0 | 0 | 0 | 0 | 0 | 0 | 0 | 0 | 0 | 0 | 0 | 0 | 0 | 0 | 0 | 0 | 0 | 0 | 0 | 0 | 0 | 0 | 0 | 0 | 0 | 0 | 0 | 0 | 0 | 0 | 0 | 0 | 0 | 0 | 0 | 0 | 0 | 0 | 0 | 0 | 0 | 0 |  |  | 0
2021 | [7 empty] | 0 | 0 | 0 | 0 | 0 | 0 | 0 | 0 | 0 | 0 | 0 | 0 | 0 | 0 | 0 | 0 | 0 | 0 | 0 | 0 | 0 | 0 | 0 | 0 | 0 | 0 | 0 | 0 | 0 | 0 | 0 | 0 | 0 | 0 | 0 | 0 | 0 | 0 | 0 | 0 | 0 | 0 | 0 | 0 | 0 | 0 | 0 | 0 | 0 | 0 | 0 | 0 | 0 | 0 |  |  | 0
2022 | [8 empty] | 0 | 0 | 0 | 0 | 0 | 0 | 0 | 0 | 0 | 0 | 0 | 0 | 0 | 0 | 0 | 0 | 0 | 0 | 0 | 0 | 0 | 0 | 0 | 0 | 0 | 0 | 0 | 0 | 0 | 0 | 0 | 0 | 0 | 0 | 0 | 0 | 0 | 0 | 0 | 0 | 0 | 0 | 0 | 0 | 0 | 0 | 0 | 0 | 0 | 0 | 0 | 0 | 0 |  |  | 0
2023 | [9 empty] | 0 | 0 | 0 | 0 | 0 | 0 | 0 | 0 | 0 | 0 | 0 | 0 | 0 | 0 | 0 | 0 | 0 | 0 | 0 | 0 | 0 | 0 | 0 | 0 | 0 | 0 | 0 | 0 | 0 | 0 | 0 | 0 | 0 | 0 | 0 | 0 | 0 | 0 | 0 | 0 | 0 | 0 | 0 | 0 | 0 | 0 | 0 | 0 | 0 | 0 | 0 | 0 |  |  | 0
2024 | [10 empty] | 0 | 0 | 0 | 0 | 0 | 0 | 0 | 0 | 0 | 0 | 0 | 0 | 0 | 0 | 0 | 0 | 0 | 0 | 0 | 0 | 0 | 0 | 0 | 0 | 0 | 0 | 0 | 0 | 0 | 0 | 0 | 0 | 0 | 0 | 0 | 0 | 0 | 0 | 0 | 0 | 0 | 0 | 0 | 0 | 0 | 0 | 0 | 0 | 0 | 0 |  |  |  | 0 | 0
2025 | [11 empty] | 0 | 0 | 0 | 0 | 0 | 0 | 0 | 0 | 0 | 0 | 0 | 0 | 0 | 0 | 0 | 0 | 0 | 0 | 0 | 0 | 0 | 0 | 0 | 0 | 0 | 0 | 0 | 0 | 0 | 0 | 0 | 0 | 0 | 0 | 0 | 0 | 0 | 0 | 0 | 0 | 0 | 0 | 0 | 0 | 0 | 0 | 0 | 0 | 0 | 0 | 0 |  | 0
2026 | [12 empty] | 0 | 0 | 0 | 0 | 0 | 0 | 0 | 0 | 0 | 0 | 0 | 0 | 0 | 0 | 0 | 0 | 0 | 0 | 0 | 0 | 0 | 0 | 0 | 0 | 0 | 0 | 0 | 0 | 0 | 0 | 0 | 0 | 0 | 0 | 0 | 0 | 0 | 0 | 0 | 0 | 0 | 0 | 0 | 0 | 0 | 0 | 0 | 0 | 0 | 0 |  | 0 | 0
| 0 | 0 | 0 | 0 | 0 | 0 | 0 | 0 | 0 | 0 | 0 | 0 | 0 | 0 | 0 | 0 | 0 | 0 | 0 | 0 | 0 | 0 | 0 | 0 | 0 | 0 | 0 | 0 | 0 | 0 | 0 | 0 | 0 | 0 | 0 | 0 | 0 | 0 | 0 | 0 | 0 | 0 | 0 | 0 | 0 | 0 | 0 | 0 | 0 | 0 | 0 | 0 | 0 | 0 | 0 | 0 | 0 | 0 | 0 | 0 | 0 | 0 | 0 | 0
Note on A50: Lee, Betty: rate base does not include CWIP b/c the CapEx dollars include an AFUDC component in it already

## 2a-2026
Project No. | 2a
Project Desc. | Battery Installation (2 MWs by 2017)
Book Life | 10
Tax Life | 7N
Salvage Rate | 0%
| 2014 | 2015 | 2016 | 2017 | 2018 | 2019 | 2020 | 2021 | 2022 | 2023 | 2024 | 2025 | 2026 | 2027 | 2028 | 2029 | 2030 | 2031 | 2032 | 2033 | 2034 | 2035 | 2036 | 2037 | 2038 | 2039 | 2040 | 2041 | 2042 | 2043 | 2044 | 2045 | 2046 | 2047 | 2048 | 2049 | 2050 | 2051 | 2052 | 2053 | 2054 | 2055 | 2056 | 2057 | 2058 | 2059 | 2060 | 2061 | 2062 | 2063 | 2064 | 2065 | 2066 | 2067 | 2068 | 2069 | 2070 | 2071 | 2072 | 2073 | 2074 | 2075 | 2076
Closing to Plant (Y/N) | N | N | N | N | N | N | N | N | N | N | N | N | N | N | N | N | N | N | N | N | N | N | N | N | N | N | N | N | N | N | N | N | N | N | N | N | N | N | N | N | N | N | N | N | N | N | N | N | N | N | N | N | N | N | N | N | N | N | N | N | N | N | N | Total
CWIP
Beginning of Period | 0 | 0 | 0 | 0 | 0 | 0 | 0 | 0 | 0 | 0 | 0 | 0 | 0 | 0 | 0 | 0 | 0 | 0 | 0 | 0 | 0 | 0 | 0 | 0 | 0 | 0 | 0 | 0 | 0 | 0 | 0 | 0 | 0 | 0 | 0 | 0 | 0 | 0 | 0 | 0 | 0 | 0 | 0 | 0 | 0 | 0 | 0 | 0 | 0 | 0 | 0 | 0 | 0 | 0 | 0 | 0 | 0 | 0 | 0 | 0 | 0 | 0 | 0
Activity
Capex | 0 | 4.264 | 5.142 | 3.85 | 0 | 0 | 0 | 0 | 0 | 0 | 0 | 0 | 0 | [50 empty] | 13.256
Closings to Plant |  | -4.264 | -5.142 | -3.85 | [59 empty] | -13.256
End of Period | 0 | 0 | 0 | 0 | 0 | 0 | 0 | 0 | 0 | 0 | 0 | 0 | 0 | 0 | 0 | 0 | 0 | 0 | 0 | 0 | 0 | 0 | 0 | 0 | 0 | 0 | 0 | 0 | 0 | 0 | 0 | 0 | 0 | 0 | 0 | 0 | 0 | 0 | 0 | 0 | 0 | 0 | 0 | 0 | 0 | 0 | 0 | 0 | 0 | 0 | 0 | 0 | 0 | 0 | 0 | 0 | 0 | 0 | 0 | 0 | 0 | 0 | 0
Average | 0 | 0 | 0 | 0 | 0 | 0 | 0 | 0 | 0 | 0 | 0 | 0 | 0 | 0 | 0 | 0 | 0 | 0 | 0 | 0 | 0 | 0 | 0 | 0 | 0 | 0 | 0 | 0 | 0 | 0 | 0 | 0 | 0 | 0 | 0 | 0 | 0 | 0 | 0 | 0 | 0 | 0 | 0 | 0 | 0 | 0 | 0 | 0 | 0 | 0 | 0 | 0 | 0 | 0 | 0 | 0 | 0 | 0 | 0 | 0 | 0 | 0 | 0
Plant in Service
Beginning of Period | 0 | 0 | 4.264 | 9.406 | 13.256 | 13.256 | 13.256 | 13.256 | 13.256 | 13.256 | 13.256 | 8.992 | 3.85 | 0 | 0 | 0 | 0 | 0 | 0 | 0 | 0 | 0 | 0 | 0 | 0 | 0 | 0 | 0 | 0 | 0 | 0 | 0 | 0 | 0 | 0 | 0 | 0 | 0 | 0 | 0 | 0 | 0 | 0 | 0 | 0 | 0 | 0 | 0 | 0 | 0 | 0 | 0 | 0 | 0 | 0 | 0 | 0 | 0 | 0 | 0 | 0 | 0 | 0
Activity | 0 | 4.264 | 5.142 | 3.85 | 0 | 0 | 0 | 0 | 0 | 0 | -4.264 | -5.142 | -3.85 | 0 | 0 | 0 | 0 | 0 | 0 | 0 | 0 | 0 | 0 | 0 | 0 | 0 | 0 | 0 | 0 | 0 | 0 | 0 | 0 | 0 | 0 | 0 | 0 | 0 | 0 | 0 | 0 | 0 | 0 | 0 | 0 | 0 | 0 | 0 | 0 | 0 | 0 |  |  |  | 0 | [8 empty] | 4.4409e-16
End of Period | 0 | 4.264 | 9.406 | 13.256 | 13.256 | 13.256 | 13.256 | 13.256 | 13.256 | 13.256 | 8.992 | 3.85 | 0 | 0 | 0 | 0 | 0 | 0 | 0 | 0 | 0 | 0 | 0 | 0 | 0 | 0 | 0 | 0 | 0 | 0 | 0 | 0 | 0 | 0 | 0 | 0 | 0 | 0 | 0 | 0 | 0 | 0 | 0 | 0 | 0 | 0 | 0 | 0 | 0 | 0 | 0 | 0 | 0 | 0 | 0 | 0 | 0 | 0 | 0 | 0 | 0 | 0 | 0
Average | 0 | 2.132 | 6.835 | 11.331 | 13.256 | 13.256 | 13.256 | 13.256 | 13.256 | 13.256 | 11.124 | 6.421 | 1.925 | 0 | 0 | 0 | 0 | 0 | 0 | 0 | 0 | 0 | 0 | 0 | 0 | 0 | 0 | 0 | 0 | 0 | 0 | 0 | 0 | 0 | 0 | 0 | 0 | 0 | 0 | 0 | 0 | 0 | 0 | 0 | 0 | 0 | 0 | 0 | 0 | 0 | 0 | 0 | 0 | 0 | 0 | 0 | 0 | 0 | 0 | 0 | 0 | 0 | 0
Tax Depreciation
Beginning of Period | 0 | 0 | 1.2182 | 4.7758 | 9.8861 | 14.6364 | 18.0295 | 20.6705 | 23.0367 | 25.0224 | 26.1686 | 26.5123 | 26.5123 | 26.5123 | 26.5123 | 26.5123 | 26.5123 | 26.5123 | 26.5123 | 26.5123 | 26.5123 | 26.5123 | 26.5123 | 26.5123 | 26.5123 | 26.5123 | 26.5123 | 26.5123 | 26.5123 | 26.5123 | 26.5123 | 26.5123 | 26.5123 | 26.5123 | 26.5123 | 26.5123 | 26.5123 | 26.5123 | 26.5123 | 26.5123 | 26.5123 | 26.5123 | 26.5123 | 26.5123 | 26.5123 | 26.5123 | 26.5123 | 26.5123 | 26.5123 | 26.5123 | 26.5123 | 26.5123 | 26.5123 | 26.5123 | 26.5123 | 26.5123 | 26.5123 | 26.5123 | 26.5123 | 26.5123 | 26.5123 | 26.5123 | 26.5123
Federal | 0 | 0.60911 | 1.7788 | 2.5551 | 2.3751 | 1.6965 | 1.3205 | 1.1831 | 0.99284 | 0.5731 | 0.17183 | 0 | 0 | 0 | 0 | 0 | 0 | 0 | 0 | 0 | 0 | 0 | 0 | 0 | 0 | 0 | 0 | 0 | 0 | 0 | 0 | 0 | 0 | 0 | 0 | 0 | 0 | 0 | 0 | 0 | 0 | 0 | 0 | 0 | 0 | 0 | 0 | 0 | 0 | 0 | 0 | 0 | 0 | 0 | 0 | 0 | 0 | 0 | 0 | 0 | 0 | 0 | 0 | 13.2561
State | 0 | 0.60911 | 1.7788 | 2.5551 | 2.3751 | 1.6965 | 1.3205 | 1.1831 | 0.99284 | 0.5731 | 0.17183 | 0 | 0 | 0 | 0 | 0 | 0 | 0 | 0 | 0 | 0 | 0 | 0 | 0 | 0 | 0 | 0 | 0 | 0 | 0 | 0 | 0 | 0 | 0 | 0 | 0 | 0 | 0 | 0 | 0 | 0 | 0 | 0 | 0 | 0 | 0 | 0 | 0 | 0 | 0 | 0 | 0 | 0 | 0 | 0 | 0 | 0 | 0 | 0 | 0 | 0 | 0 | 0 | 13.2561
End of Period | 0 | 1.2182 | 4.7758 | 9.8861 | 14.6364 | 18.0295 | 20.6705 | 23.0367 | 25.0224 | 26.1686 | 26.5123 | 26.5123 | 26.5123 | 26.5123 | 26.5123 | 26.5123 | 26.5123 | 26.5123 | 26.5123 | 26.5123 | 26.5123 | 26.5123 | 26.5123 | 26.5123 | 26.5123 | 26.5123 | 26.5123 | 26.5123 | 26.5123 | 26.5123 | 26.5123 | 26.5123 | 26.5123 | 26.5123 | 26.5123 | 26.5123 | 26.5123 | 26.5123 | 26.5123 | 26.5123 | 26.5123 | 26.5123 | 26.5123 | 26.5123 | 26.5123 | 26.5123 | 26.5123 | 26.5123 | 26.5123 | 26.5123 | 26.5123 | 26.5123 | 26.5123 | 26.5123 | 26.5123 | 26.5123 | 26.5123 | 26.5123 | 26.5123 | 26.5123 | 26.5123 | 26.5123 | 26.5123
Average | 0 | 0.60911 | 2.997 | 7.331 | 12.2612 | 16.3329 | 19.35 | 21.8536 | 24.0296 | 25.5955 | 26.3404 | 26.5123 | 26.5123 | 26.5123 | 26.5123 | 26.5123 | 26.5123 | 26.5123 | 26.5123 | 26.5123 | 26.5123 | 26.5123 | 26.5123 | 26.5123 | 26.5123 | 26.5123 | 26.5123 | 26.5123 | 26.5123 | 26.5123 | 26.5123 | 26.5123 | 26.5123 | 26.5123 | 26.5123 | 26.5123 | 26.5123 | 26.5123 | 26.5123 | 26.5123 | 26.5123 | 26.5123 | 26.5123 | 26.5123 | 26.5123 | 26.5123 | 26.5123 | 26.5123 | 26.5123 | 26.5123 | 26.5123 | 26.5123 | 26.5123 | 26.5123 | 26.5123 | 26.5123 | 26.5123 | 26.5123 | 26.5123 | 26.5123 | 26.5123 | 26.5123 | 26.5123
Book Depreciation with COR
Beginning of Period | 0 | 0 | 0.4264 | 1.367 | 2.6926 | 4.0182 | 5.3438 | 6.6694 | 7.995 | 9.3206 | 10.6462 | 7.7078 | 3.465 | 0 | 0 | 0 | 0 | 0 | 0 | 0 | 0 | 0 | 0 | 0 | 0 | 0 | 0 | 0 | 0 | 0 | 0 | 0 | 0 | 0 | 0 | 0 | 0 | 0 | 0 | 0 | 0 | 0 | 0 | 0 | 0 | 0 | 0 | 0 | 0 | 0 | 0 | 0 | 0 | 0 | 0 | 0 | 0 | 0 | 0 | 0 | 0 | 0 | 0
Activity | 0 | 0.4264 | 0.9406 | 1.3256 | 1.3256 | 1.3256 | 1.3256 | 1.3256 | 1.3256 | 1.3256 | 1.3256 | 0.8992 | 0.385 | 0 | 0 | 0 | 0 | 0 | 0 | 0 | 0 | 0 | 0 | 0 | 0 | 0 | 0 | 0 | 0 | 0 | 0 | 0 | 0 | 0 | 0 | 0 | 0 | 0 | 0 | 0 | 0 | 0 | 0 | 0 | 0 | 0 | 0 | 0 | 0 | 0 | 0 | 0 | 0 | 0 | 0 | 0 | 0 | 0 | 0 | 0 | 0 | 0 | 0 | 13.256
Book Depreciation Related to Retired PIS | [10 empty] | -4.264 | -5.142 | -3.85 | [41 empty] | 0 | [6 empty] | 0 |  | -13.256
End of Period | 0 | 0.4264 | 1.367 | 2.6926 | 4.0182 | 5.3438 | 6.6694 | 7.995 | 9.3206 | 10.6462 | 7.7078 | 3.465 | 0 | 0 | 0 | 0 | 0 | 0 | 0 | 0 | 0 | 0 | 0 | 0 | 0 | 0 | 0 | 0 | 0 | 0 | 0 | 0 | 0 | 0 | 0 | 0 | 0 | 0 | 0 | 0 | 0 | 0 | 0 | 0 | 0 | 0 | 0 | 0 | 0 | 0 | 0 | 0 | 0 | 0 | 0 | 0 | 0 | 0 | 0 | 0 | 0 | 0 | 0
Average | 0 | 0.2132 | 0.8967 | 2.0298 | 3.3554 | 4.681 | 6.0066 | 7.3322 | 8.6578 | 9.9834 | 9.177 | 5.5864 | 1.7325 | 0 | 0 | 0 | 0 | 0 | 0 | 0 | 0 | 0 | 0 | 0 | 0 | 0 | 0 | 0 | 0 | 0 | 0 | 0 | 0 | 0 | 0 | 0 | 0 | 0 | 0 | 0 | 0 | 0 | 0 | 0 | 0 | 0 | 0 | 0 | 0 | 0 | 0 | 0 | 0 | 0 | 0 | 0 | 0 | 0 | 0 | 0 | 0 | 0 | 0
Federal Deferred Tax Balance, Net of Tax
Beginning of Period | 0 | 0 | 0.063949 | 0.35732 | 0.78766 | 1.155 | 1.2848 | 1.2831 | 1.2332 | 1.1167 | 0.85334 | 0.44952 | 0.1348 | 4.6396e-05 | 4.6396e-05 | 4.6396e-05 | 4.6396e-05 | 4.6396e-05 | 4.6396e-05 | 4.6396e-05 | 4.6396e-05 | 4.6396e-05 | 4.6396e-05 | 4.6396e-05 | 4.6396e-05 | 4.6396e-05 | 4.6396e-05 | 4.6396e-05 | 4.6396e-05 | 4.6396e-05 | 4.6396e-05 | 4.6396e-05 | 4.6396e-05 | 4.6396e-05 | 4.6396e-05 | 4.6396e-05 | 4.6396e-05 | 4.6396e-05 | 4.6396e-05 | 4.6396e-05 | 4.6396e-05 | 4.6396e-05 | 4.6396e-05 | 4.6396e-05 | 4.6396e-05 | 4.6396e-05 | 4.6396e-05 | 4.6396e-05 | 4.6396e-05 | 4.6396e-05 | 4.6396e-05 | 4.6396e-05 | 4.6396e-05 | 4.6396e-05 | 4.6396e-05 | 4.6396e-05 | 4.6396e-05 | 4.6396e-05 | 4.6396e-05 | 4.6396e-05 | 4.6396e-05 | 4.6396e-05 | 4.6396e-05
Activity | 0 | 0.063949 | 0.29337 | 0.43034 | 0.36734 | 0.12983 | -0.00177 | -0.049876 | -0.11647 | -0.26338 | -0.40382 | -0.31472 | -0.13475 | 0 | 0 | 0 | 0 | 0 | 0 | 0 | 0 | 0 | 0 | 0 | 0 | 0 | 0 | 0 | 0 | 0 | 0 | 0 | 0 | 0 | 0 | 0 | 0 | 0 | 0 | 0 | 0 | 0 | 0 | 0 | 0 | 0 | 0 | 0 | 0 | 0 | 0 | 0 | 0 | 0 | 0 | 0 | 0 | 0 | 0 | 0 | 0 | 0 | 0 | 4.6396e-05
End of Period | 0 | 0.063949 | 0.35732 | 0.78766 | 1.155 | 1.2848 | 1.2831 | 1.2332 | 1.1167 | 0.85334 | 0.44952 | 0.1348 | 4.6396e-05 | 4.6396e-05 | 4.6396e-05 | 4.6396e-05 | 4.6396e-05 | 4.6396e-05 | 4.6396e-05 | 4.6396e-05 | 4.6396e-05 | 4.6396e-05 | 4.6396e-05 | 4.6396e-05 | 4.6396e-05 | 4.6396e-05 | 4.6396e-05 | 4.6396e-05 | 4.6396e-05 | 4.6396e-05 | 4.6396e-05 | 4.6396e-05 | 4.6396e-05 | 4.6396e-05 | 4.6396e-05 | 4.6396e-05 | 4.6396e-05 | 4.6396e-05 | 4.6396e-05 | 4.6396e-05 | 4.6396e-05 | 4.6396e-05 | 4.6396e-05 | 4.6396e-05 | 4.6396e-05 | 4.6396e-05 | 4.6396e-05 | 4.6396e-05 | 4.6396e-05 | 4.6396e-05 | 4.6396e-05 | 4.6396e-05 | 4.6396e-05 | 4.6396e-05 | 4.6396e-05 | 4.6396e-05 | 4.6396e-05 | 4.6396e-05 | 4.6396e-05 | 4.6396e-05 | 4.6396e-05 | 4.6396e-05 | 4.6396e-05
Average | 0 | 0.031975 | 0.21063 | 0.57249 | 0.97133 | 1.2199 | 1.2839 | 1.2581 | 1.1749 | 0.98502 | 0.65143 | 0.29216 | 0.067421 | 4.6396e-05 | 4.6396e-05 | 4.6396e-05 | 4.6396e-05 | 4.6396e-05 | 4.6396e-05 | 4.6396e-05 | 4.6396e-05 | 4.6396e-05 | 4.6396e-05 | 4.6396e-05 | 4.6396e-05 | 4.6396e-05 | 4.6396e-05 | 4.6396e-05 | 4.6396e-05 | 4.6396e-05 | 4.6396e-05 | 4.6396e-05 | 4.6396e-05 | 4.6396e-05 | 4.6396e-05 | 4.6396e-05 | 4.6396e-05 | 4.6396e-05 | 4.6396e-05 | 4.6396e-05 | 4.6396e-05 | 4.6396e-05 | 4.6396e-05 | 4.6396e-05 | 4.6396e-05 | 4.6396e-05 | 4.6396e-05 | 4.6396e-05 | 4.6396e-05 | 4.6396e-05 | 4.6396e-05 | 4.6396e-05 | 4.6396e-05 | 4.6396e-05 | 4.6396e-05 | 4.6396e-05 | 4.6396e-05 | 4.6396e-05 | 4.6396e-05 | 4.6396e-05 | 4.6396e-05 | 4.6396e-05 | 4.6396e-05
State Deferred Tax Balance
Beginning of Period | 0 | 0 | 0.011876 | 0.066359 | 0.14628 | 0.2145 | 0.23861 | 0.23828 | 0.22902 | 0.20739 | 0.15848 | 0.083482 | 0.025034 | 8.6164e-06 | 8.6164e-06 | 8.6164e-06 | 8.6164e-06 | 8.6164e-06 | 8.6164e-06 | 8.6164e-06 | 8.6164e-06 | 8.6164e-06 | 8.6164e-06 | 8.6164e-06 | 8.6164e-06 | 8.6164e-06 | 8.6164e-06 | 8.6164e-06 | 8.6164e-06 | 8.6164e-06 | 8.6164e-06 | 8.6164e-06 | 8.6164e-06 | 8.6164e-06 | 8.6164e-06 | 8.6164e-06 | 8.6164e-06 | 8.6164e-06 | 8.6164e-06 | 8.6164e-06 | 8.6164e-06 | 8.6164e-06 | 8.6164e-06 | 8.6164e-06 | 8.6164e-06 | 8.6164e-06 | 8.6164e-06 | 8.6164e-06 | 8.6164e-06 | 8.6164e-06 | 8.6164e-06 | 8.6164e-06 | 8.6164e-06 | 8.6164e-06 | 8.6164e-06 | 8.6164e-06 | 8.6164e-06 | 8.6164e-06 | 8.6164e-06 | 8.6164e-06 | 8.6164e-06 | 8.6164e-06 | 8.6164e-06
Activity | 0 | 0.011876 | 0.054482 | 0.079921 | 0.06822 | 0.024111 | -0.00032871 | -0.0092626 | -0.02163 | -0.048913 | -0.074995 | -0.058448 | -0.025025 | 0 | 0 | 0 | 0 | 0 | 0 | 0 | 0 | 0 | 0 | 0 | 0 | 0 | 0 | 0 | 0 | 0 | 0 | 0 | 0 | 0 | 0 | 0 | 0 | 0 | 0 | 0 | 0 | 0 | 0 | 0 | 0 | 0 | 0 | 0 | 0 | 0 | 0 | 0 | 0 | 0 | 0 | 0 | 0 | 0 | 0 | 0 | 0 | 0 | 0 | 8.6164e-06
End of Period | 0 | 0.011876 | 0.066359 | 0.14628 | 0.2145 | 0.23861 | 0.23828 | 0.22902 | 0.20739 | 0.15848 | 0.083482 | 0.025034 | 8.6164e-06 | 8.6164e-06 | 8.6164e-06 | 8.6164e-06 | 8.6164e-06 | 8.6164e-06 | 8.6164e-06 | 8.6164e-06 | 8.6164e-06 | 8.6164e-06 | 8.6164e-06 | 8.6164e-06 | 8.6164e-06 | 8.6164e-06 | 8.6164e-06 | 8.6164e-06 | 8.6164e-06 | 8.6164e-06 | 8.6164e-06 | 8.6164e-06 | 8.6164e-06 | 8.6164e-06 | 8.6164e-06 | 8.6164e-06 | 8.6164e-06 | 8.6164e-06 | 8.6164e-06 | 8.6164e-06 | 8.6164e-06 | 8.6164e-06 | 8.6164e-06 | 8.6164e-06 | 8.6164e-06 | 8.6164e-06 | 8.6164e-06 | 8.6164e-06 | 8.6164e-06 | 8.6164e-06 | 8.6164e-06 | 8.6164e-06 | 8.6164e-06 | 8.6164e-06 | 8.6164e-06 | 8.6164e-06 | 8.6164e-06 | 8.6164e-06 | 8.6164e-06 | 8.6164e-06 | 8.6164e-06 | 8.6164e-06 | 8.6164e-06
Average | 0 | 0.0059382 | 0.039117 | 0.10632 | 0.18039 | 0.22655 | 0.23845 | 0.23365 | 0.2182 | 0.18293 | 0.12098 | 0.054258 | 0.012521 | 8.6164e-06 | 8.6164e-06 | 8.6164e-06 | 8.6164e-06 | 8.6164e-06 | 8.6164e-06 | 8.6164e-06 | 8.6164e-06 | 8.6164e-06 | 8.6164e-06 | 8.6164e-06 | 8.6164e-06 | 8.6164e-06 | 8.6164e-06 | 8.6164e-06 | 8.6164e-06 | 8.6164e-06 | 8.6164e-06 | 8.6164e-06 | 8.6164e-06 | 8.6164e-06 | 8.6164e-06 | 8.6164e-06 | 8.6164e-06 | 8.6164e-06 | 8.6164e-06 | 8.6164e-06 | 8.6164e-06 | 8.6164e-06 | 8.6164e-06 | 8.6164e-06 | 8.6164e-06 | 8.6164e-06 | 8.6164e-06 | 8.6164e-06 | 8.6164e-06 | 8.6164e-06 | 8.6164e-06 | 8.6164e-06 | 8.6164e-06 | 8.6164e-06 | 8.6164e-06 | 8.6164e-06 | 8.6164e-06 | 8.6164e-06 | 8.6164e-06 | 8.6164e-06 | 8.6164e-06 | 8.6164e-06 | 8.6164e-06
Net Rate Base - Average | 0 | 1.8809 | 5.6886 | 8.6224 | 8.7489 | 7.1285 | 5.727 | 4.432 | 3.2051 | 2.1046 | 1.1746 | 0.48819 | 0.11256 | -5.5012e-05 | -5.5012e-05 | -5.5012e-05 | -5.5012e-05 | -5.5012e-05 | -5.5012e-05 | -5.5012e-05 | -5.5012e-05 | -5.5012e-05 | -5.5012e-05 | -5.5012e-05 | -5.5012e-05 | -5.5012e-05 | -5.5012e-05 | -5.5012e-05 | -5.5012e-05 | -5.5012e-05 | -5.5012e-05 | -5.5012e-05 | -5.5012e-05 | -5.5012e-05 | -5.5012e-05 | -5.5012e-05 | -5.5012e-05 | -5.5012e-05 | -5.5012e-05 | -5.5012e-05 | -5.5012e-05 | -5.5012e-05 | -5.5012e-05 | -5.5012e-05 | -5.5012e-05 | -5.5012e-05 | -5.5012e-05 | -5.5012e-05 | -5.5012e-05 | -5.5012e-05 | -5.5012e-05 | -5.5012e-05 | -5.5012e-05 | -5.5012e-05 | -5.5012e-05 | -5.5012e-05 | -5.5012e-05 | -5.5012e-05 | -5.5012e-05 | -5.5012e-05 | -5.5012e-05 | -5.5012e-05 | -5.5012e-05
EXPENSES
Income Tax - Removal Cost | 0 | 0 | 0 | 0 | 0 | 0 | 0 | 0 | 0 | 0 | 0 | 0 | 0 | 0 | 0 | 0 | 0 | 0 | 0 | 0 | 0 | 0 | 0 | 0 | 0 | 0 | 0 | 0 | 0 | 0 | 0 | 0 | 0 | 0 | 0 | 0 | 0 | 0 | 0 | 0 | 0 | 0 | 0 | 0 | 0 | 0 | 0 | 0 | 0 | 0 | 0 | 0 | 0 | 0 | 0 | 0 | 0 | 0 | 0 | 0 | 0 | 0 | 0 | 0
Book Depreciation | 0 | 0.4264 | 0.9406 | 1.3256 | 1.3256 | 1.3256 | 1.3256 | 1.3256 | 1.3256 | 1.3256 | 1.3256 | 0.8992 | 0.385 | 0 | 0 | 0 | 0 | 0 | 0 | 0 | 0 | 0 | 0 | 0 | 0 | 0 | 0 | 0 | 0 | 0 | 0 | 0 | 0 | 0 | 0 | 0 | 0 | 0 | 0 | 0 | 0 | 0 | 0 | 0 | 0 | 0 | 0 | 0 | 0 | 0 | 0 | 0 | 0 | 0 | 0 | 0 | 0 | 0 | 0 | 0 | 0 | 0 | 0 | 13.256
Property Taxes | 0 | 0.2132 | 0.4703 | 0.6628 | 0.6628 | 0.6628 | 0.6628 | 0.6628 | 0.6628 | 0.6628 | 0.4496 | 0.1925 | 0 | 0 | 0 | 0 | 0 | 0 | 0 | 0 | 0 | 0 | 0 | 0 | 0 | 0 | 0 | 0 | 0 | 0 | 0 | 0 | 0 | 0 | 0 | 0 | 0 | 0 | 0 | 0 | 0 | 0 | 0 | 0 | 0 | 0 | 0 | 0 | 0 | 0 | 0 | 0 | 0 | 0 | 0 | 0 | 0 | 0 | 0 | 0 | 0 | 0 | 0 | 5.9652
Total Expenses | 0 | 0.6396 | 1.4109 | 1.9884 | 1.9884 | 1.9884 | 1.9884 | 1.9884 | 1.9884 | 1.9884 | 1.7752 | 1.0917 | 0.385 | 0 | 0 | 0 | 0 | 0 | 0 | 0 | 0 | 0 | 0 | 0 | 0 | 0 | 0 | 0 | 0 | 0 | 0 | 0 | 0 | 0 | 0 | 0 | 0 | 0 | 0 | 0 | 0 | 0 | 0 | 0 | 0 | 0 | 0 | 0 | 0 | 0 | 0 | 0 | 0 | 0 | 0 | 0 | 0 | 0 | 0 | 0 | 0 | 0 | 0 | 19.2212
REVENUE REQUIREMENT
Net Rate Base | 0 | 1.8809 | 5.6886 | 8.6224 | 8.7489 | 7.1285 | 5.727 | 4.432 | 3.2051 | 2.1046 | 1.1746 | 0.48819 | 0.11256 | -5.5012e-05 | -5.5012e-05 | -5.5012e-05 | -5.5012e-05 | -5.5012e-05 | -5.5012e-05 | -5.5012e-05 | -5.5012e-05 | -5.5012e-05 | -5.5012e-05 | -5.5012e-05 | -5.5012e-05 | -5.5012e-05 | -5.5012e-05 | -5.5012e-05 | -5.5012e-05 | -5.5012e-05 | -5.5012e-05 | -5.5012e-05 | -5.5012e-05 | -5.5012e-05 | -5.5012e-05 | -5.5012e-05 | -5.5012e-05 | -5.5012e-05 | -5.5012e-05 | -5.5012e-05 | -5.5012e-05 | -5.5012e-05 | -5.5012e-05 | -5.5012e-05 | -5.5012e-05 | -5.5012e-05 | -5.5012e-05 | -5.5012e-05 | -5.5012e-05 | -5.5012e-05 | -5.5012e-05 | -5.5012e-05 | -5.5012e-05 | -5.5012e-05 | -5.5012e-05 | -5.5012e-05 | -5.5012e-05 | -5.5012e-05 | -5.5012e-05 | -5.5012e-05 | -5.5012e-05 | -5.5012e-05 | -5.5012e-05 | 49.3106
ROR | 9.98% | 9.98% | 9.7% | 9.61% | 9.61% | 9.61% | 9.61% | 9.61% | 9.61% | 9.61% | 9.61% | 9.61% | 9.61% | 9.61% | 9.61% | 9.61% | 9.61% | 9.61% | 9.61% | 9.61% | 9.61% | 9.61% | 9.61% | 9.61% | 9.61% | 9.61% | 9.61% | 9.61% | 9.61% | 9.61% | 9.61% | 9.61% | 9.61% | 9.61% | 9.61% | 9.61% | 9.61% | 9.61% | 9.61% | 9.61% | 9.61% | 9.61% | 9.61% | 9.61% | 9.61% | 9.61% | 9.61% | 9.61% | 9.61% | 9.61% | 9.61% | 9.61% | 9.61% | 9.61% | 9.61% | 9.61% | 9.61% | 9.61% | 9.61% | 9.61% | 9.61% | 9.61% | 9.61%
Earnings Base | 0 | 0.18771 | 0.55179 | 0.82861 | 0.84077 | 0.68505 | 0.55037 | 0.42592 | 0.30801 | 0.20226 | 0.11288 | 0.046915 | 0.010817 | -5.2867e-06 | -5.2867e-06 | -5.2867e-06 | -5.2867e-06 | -5.2867e-06 | -5.2867e-06 | -5.2867e-06 | -5.2867e-06 | -5.2867e-06 | -5.2867e-06 | -5.2867e-06 | -5.2867e-06 | -5.2867e-06 | -5.2867e-06 | -5.2867e-06 | -5.2867e-06 | -5.2867e-06 | -5.2867e-06 | -5.2867e-06 | -5.2867e-06 | -5.2867e-06 | -5.2867e-06 | -5.2867e-06 | -5.2867e-06 | -5.2867e-06 | -5.2867e-06 | -5.2867e-06 | -5.2867e-06 | -5.2867e-06 | -5.2867e-06 | -5.2867e-06 | -5.2867e-06 | -5.2867e-06 | -5.2867e-06 | -5.2867e-06 | -5.2867e-06 | -5.2867e-06 | -5.2867e-06 | -5.2867e-06 | -5.2867e-06 | -5.2867e-06 | -5.2867e-06 | -5.2867e-06 | -5.2867e-06 | -5.2867e-06 | -5.2867e-06 | -5.2867e-06 | -5.2867e-06 | -5.2867e-06 | -5.2867e-06
Earnings - Expense | 0 | 0.6396 | 1.4109 | 1.9884 | 1.9884 | 1.9884 | 1.9884 | 1.9884 | 1.9884 | 1.9884 | 1.7752 | 1.0917 | 0.385 | 0 | 0 | 0 | 0 | 0 | 0 | 0 | 0 | 0 | 0 | 0 | 0 | 0 | 0 | 0 | 0 | 0 | 0 | 0 | 0 | 0 | 0 | 0 | 0 | 0 | 0 | 0 | 0 | 0 | 0 | 0 | 0 | 0 | 0 | 0 | 0 | 0 | 0 | 0 | 0 | 0 | 0 | 0 | 0 | 0 | 0 | 0 | 0 | 0 | 0 | 19.2212
Total Earnings Effect | 0 | 0.82731 | 1.9627 | 2.817 | 2.8292 | 2.6735 | 2.5388 | 2.4143 | 2.2964 | 2.1907 | 1.8881 | 1.1386 | 0.39582 | -5.2867e-06 | -5.2867e-06 | -5.2867e-06 | -5.2867e-06 | -5.2867e-06 | -5.2867e-06 | -5.2867e-06 | -5.2867e-06 | -5.2867e-06 | -5.2867e-06 | -5.2867e-06 | -5.2867e-06 | -5.2867e-06 | -5.2867e-06 | -5.2867e-06 | -5.2867e-06 | -5.2867e-06 | -5.2867e-06 | -5.2867e-06 | -5.2867e-06 | -5.2867e-06 | -5.2867e-06 | -5.2867e-06 | -5.2867e-06 | -5.2867e-06 | -5.2867e-06 | -5.2867e-06 | -5.2867e-06 | -5.2867e-06 | -5.2867e-06 | -5.2867e-06 | -5.2867e-06 | -5.2867e-06 | -5.2867e-06 | -5.2867e-06 | -5.2867e-06 | -5.2867e-06 | -5.2867e-06 | -5.2867e-06 | -5.2867e-06 | -5.2867e-06 | -5.2867e-06 | -5.2867e-06 | -5.2867e-06 | -5.2867e-06 | -5.2867e-06 | -5.2867e-06 | -5.2867e-06 | -5.2867e-06 | -5.2867e-06
Gross-Up Factor | 1.0354 | 1.0354 | 1.0354 | 1.0298 | 1.0298 | 1.0298 | 1.0298 | 1.0298 | 1.0298 | 1.0298 | 1.0298 | 1.0298 | 1.0298 | 1.0298 | 1.0298 | 1.0298 | 1.0298 | 1.0298 | 1.0298 | 1.0298 | 1.0298 | 1.0298 | 1.0298 | 1.0298 | 1.0298 | 1.0298 | 1.0298 | 1.0298 | 1.0298 | 1.0298 | 1.0298 | 1.0298 | 1.0298 | 1.0298 | 1.0298 | 1.0298 | 1.0298 | 1.0298 | 1.0298 | 1.0298 | 1.0298 | 1.0298 | 1.0298 | 1.0298 | 1.0298 | 1.0298 | 1.0298 | 1.0298 | 1.0298 | 1.0298 | 1.0298 | 1.0298 | 1.0298 | 1.0298 | 1.0298 | 1.0298 | 1.0298 | 1.0298 | 1.0298 | 1.0298 | 1.0298 | 1.0298 | 1.0298
Revenue requirement | 0 | 0.85656 | 2.0321 | 2.9008 | 2.9134 | 2.753 | 2.6143 | 2.4862 | 2.3647 | 2.2559 | 1.9443 | 1.1725 | 0.4076 | -5.444e-06 | -5.444e-06 | -5.444e-06 | -5.444e-06 | -5.444e-06 | -5.444e-06 | -5.444e-06 | -5.444e-06 | -5.444e-06 | -5.444e-06 | -5.444e-06 | -5.444e-06 | -5.444e-06 | -5.444e-06 | -5.444e-06 | -5.444e-06 | -5.444e-06 | -5.444e-06 | -5.444e-06 | -5.444e-06 | -5.444e-06 | -5.444e-06 | -5.444e-06 | -5.444e-06 | -5.444e-06 | -5.444e-06 | -5.444e-06 | -5.444e-06 | -5.444e-06 | -5.444e-06 | -5.444e-06 | -5.444e-06 | -5.444e-06 | -5.444e-06 | -5.444e-06 | -5.444e-06 | -5.444e-06 | -5.444e-06 | -5.444e-06 | -5.444e-06 | -5.444e-06 | -5.444e-06 | -5.444e-06 | -5.444e-06 | -5.444e-06 | -5.444e-06 | -5.444e-06 | -5.444e-06 | -5.444e-06 | -5.444e-06 | 24.7011
Depreciation Calculations
Tax Depreciation - Federal
Cost of new equipment in service basis | 0 | 4.264 | 5.142 | 3.85 | 0 | 0 | 0 | 0 | 0 | 0 | -4.264 | -5.142 | -3.85 | 0 | 0 | 0 | 0 | 0 | 0 | 0 | 0 | 0 | 0 | 0 | 0 | 0 | 0 | 0 | 0 | 0 | 0 | 0 | 0 | 0 | 0 | 0 | 0 | 0 | 0 | 0 | 0 | 0 | 0 | 0 | 0 | 0 | 0 | 0 | 0 | 0 | 0 | 0 | 0 | 0 | 0 | 0 | 0 | 0 | 0 | 0 | 0
Bonus Depreciation (N/A) | 0 | 0 | 0 | 0 | 0 | 0 | 0 | 0 | 0 | 0 | 0 | 0 | 0 | 0 | 0 | 0 | 0 | 0 | 0 | 0 | 0 | 0 | 0 | 0 | 0 | 0 | 0 | 0 | 0 | 0 | 0 | 0 | 0 | 0 | 0 | 0 | 0 | 0 | 0 | 0 | 0 | 0 | 0 | 0 | 0 | 0 | 0 | 0 | 0 | 0 | 0 | 0 | 0 | 0 | 0 | 0 | 0 | 0 | 0 | 0 | 0
Regular Depreciation basis (Cumulative) | 0 | 4.264 | 9.406 | 13.256 | 13.256 | 13.256 | 13.256 | 13.256 | 13.256 | 13.256 | 8.992 | 3.85 | 0 | 4.4409e-16 | 4.4409e-16 | 4.4409e-16 | 4.4409e-16 | 4.4409e-16 | 4.4409e-16 | 4.4409e-16 | 4.4409e-16 | 4.4409e-16 | 4.4409e-16 | 4.4409e-16 | 4.4409e-16 | 4.4409e-16 | 4.4409e-16 | 4.4409e-16 | 4.4409e-16 | 4.4409e-16 | 4.4409e-16 | 4.4409e-16 | 4.4409e-16 | 4.4409e-16 | 4.4409e-16 | 4.4409e-16 | 4.4409e-16 | 4.4409e-16 | 4.4409e-16 | 4.4409e-16 | 4.4409e-16 | 4.4409e-16 | 4.4409e-16 | 4.4409e-16 | 4.4409e-16 | 4.4409e-16 | 4.4409e-16 | 4.4409e-16 | 4.4409e-16 | 4.4409e-16 | 4.4409e-16 | 4.4409e-16 | 4.4409e-16 | 4.4409e-16 | 4.4409e-16 | 4.4409e-16 | 4.4409e-16 | 4.4409e-16 | 4.4409e-16 | 4.4409e-16 | 4.4409e-16 | 4.4409e-16 | 4.4409e-16
RegularDepreciation | 0 | 0.60911 | 1.7788 | 2.5551 | 2.3751 | 1.6965 | 1.3205 | 1.1831 | 0.99284 | 0.5731 | 0.17183 | 0 | [51 empty] | 13.2561
Total Depreciation for year | 0 | 0.60911 | 1.7788 | 2.5551 | 2.3751 | 1.6965 | 1.3205 | 1.1831 | 0.99284 | 0.5731 | 0.17183 | 0 | 0 | 0 | 0 | 0 | 0 | 0 | 0 | 0 | 0 | 0 | 0 | 0 | 0 | 0 | 0 | 0 | 0 | 0 | 0 | 0 | 0 | 0 | 0 | 0 | 0 | 0 | 0 | 0 | 0 | 0 | 0 | 0 | 0 | 0 | 0 | 0 | 0 | 0 | 0 | 0 | 0 | 0 | 0 | 0 | 0 | 0 | 0 | 0 | 0
Tax Depreciation - State
Cost of new equipment in service basis | 0 | 4.264 | 5.142 | 3.85 | 0 | 0 | 0 | 0 | 0 | 0 | -4.264 | -5.142 | -3.85 | 0 | 0 | 0 | 0 | 0 | 0 | 0 | 0 | 0 | 0 | 0 | 0 | 0 | 0 | 0 | 0 | 0 | 0 | 0 | 0 | 0 | 0 | 0 | 0 | 0 | 0 | 0 | 0 | 0 | 0 | 0 | 0 | 0 | 0 | 0 | 0 | 0 | 0 | 0 | 0 | 0 | 0 | 0 | 0 | 0 | 0 | 0 | 0 | 0 | 0
Bonus Depreciation (N/A) | 0 | 0 | 0 | 0 | 0 | 0 | 0 | 0 | 0 | 0 | 0 | 0 | 0 | 0 | 0 | 0 | 0 | 0 | 0 | 0 | 0 | 0 | 0 | 0 | 0 | 0 | 0 | 0 | 0 | 0 | 0 | 0 | 0 | 0 | 0 | 0 | 0 | 0 | 0 | 0 | 0 | 0 | 0 | 0 | 0 | 0 | 0 | 0 | 0 | 0 | 0 | 0 | 0 | 0 | 0 | 0 | 0 | 0 | 0 | 0 | 0 | 0 | 0
Regular Depreciation basis (Cumulative) | 0 | 4.264 | 9.406 | 13.256 | 13.256 | 13.256 | 13.256 | 13.256 | 13.256 | 13.256 | 8.992 | 3.85 | 0 | 4.4409e-16 | 4.4409e-16 | 4.4409e-16 | 4.4409e-16 | 4.4409e-16 | 4.4409e-16 | 4.4409e-16 | 4.4409e-16 | 4.4409e-16 | 4.4409e-16 | 4.4409e-16 | 4.4409e-16 | 4.4409e-16 | 4.4409e-16 | 4.4409e-16 | 4.4409e-16 | 4.4409e-16 | 4.4409e-16 | 4.4409e-16 | 4.4409e-16 | 4.4409e-16 | 4.4409e-16 | 4.4409e-16 | 4.4409e-16 | 4.4409e-16 | 4.4409e-16 | 4.4409e-16 | 4.4409e-16 | 4.4409e-16 | 4.4409e-16 | 4.4409e-16 | 4.4409e-16 | 4.4409e-16 | 4.4409e-16 | 4.4409e-16 | 4.4409e-16 | 4.4409e-16 | 4.4409e-16 | 4.4409e-16 | 4.4409e-16 | 4.4409e-16 | 4.4409e-16 | 4.4409e-16 | 4.4409e-16 | 4.4409e-16 | 4.4409e-16 | 4.4409e-16 | 4.4409e-16 | 4.4409e-16 | 4.4409e-16
RegularDepreciation | 0 | 0.60911 | 1.7788 | 2.5551 | 2.3751 | 1.6965 | 1.3205 | 1.1831 | 0.99284 | 0.5731 | 0.17183 | 0 | 0 | 0 | 0 | 0 | 0 | 0 | 0 | 0 | 0 | 0 | 0 | 0 | 0 | 0 | 0 | 0 | 0 | 0 | 0 | 0 | 0 | 0 | 0 | 0 | 0 | 0 | 0 | 0 | 0 | 0 | 0 | 0 | 0 | 0 | 0 | 0 | 0 | 0 | 0 | 0 | 0 | 0 | 0 | 0 | 0 | 0 | 0 | 0 | 0 | 0 | 0 | 13.2561
Total Depreciation for year | 0 | 0.60911 | 1.7788 | 2.5551 | 2.3751 | 1.6965 | 1.3205 | 1.1831 | 0.99284 | 0.5731 | 0.17183 | 0 | 0 | 0 | 0 | 0 | 0 | 0 | 0 | 0 | 0 | 0 | 0 | 0 | 0 | 0 | 0 | 0 | 0 | 0 | 0 | 0 | 0 | 0 | 0 | 0 | 0 | 0 | 0 | 0 | 0 | 0 | 0 | 0 | 0 | 0 | 0 | 0 | 0 | 0 | 0 | 0 | 0 | 0 | 0 | 0 | 0 | 0 | 0 | 0 | 0 | 0 | 0
Book Depreciation with COR
2014 | 0 | 0 | 0 | 0 | 0 | 0 | 0 | 0 | 0 | 0 | 0 | 0 | 0 | 0 | 0 | 0 | 0 | 0 | 0 | 0 | 0 | 0 | 0 | 0 | 0 | 0 | 0 | 0 | 0 | 0 | 0 | 0 | 0 | 0 | 0 | 0 | 0 | 0 | 0 | 0 | 0 | 0 | 0 | 0 | 0 | 0 | 0 | 0 | 0 | 0 | 0 | 0 | 0 | 0 | 0 | 0 | 0 | 0 | 0 | 0 | 0 |  |  | 0 | check - total PIS
2015 |  | 0.4264 | 0.4264 | 0.4264 | 0.4264 | 0.4264 | 0.4264 | 0.4264 | 0.4264 | 0.4264 | 0.4264 | [52 empty] | 4.264 | 4.264
2016 |  |  | 0.5142 | 0.5142 | 0.5142 | 0.5142 | 0.5142 | 0.5142 | 0.5142 | 0.5142 | 0.5142 | 0.5142 | [51 empty] | 5.142 | 5.142
2017 |  |  |  | 0.385 | 0.385 | 0.385 | 0.385 | 0.385 | 0.385 | 0.385 | 0.385 | 0.385 | 0.385 | [50 empty] | 3.85
2018 |  |  |  |  | 0 | 0 | 0 | 0 | 0 | 0 | 0 | 0 | 0 | 0 | 0 | 0 | 0 | 0 | 0 | 0 | 0 | 0 | 0 | 0 | 0 | 0 | 0 | 0 | 0 | 0 | 0 | 0 | 0 | 0 | 0 | 0 | 0 | 0 | 0 | 0 | 0 | 0 | 0 | 0 | 0 | 0 | 0 | 0 | 0 | 0 | 0 | 0 | 0 | 0 | 0 | 0 | 0 | 0 | 0 | 0 | 0 |  |  | 0
2019 | [5 empty] | 0 | 0 | 0 | 0 | 0 | 0 | 0 | 0 | 0 | 0 | 0 | 0 | 0 | 0 | 0 | 0 | 0 | 0 | 0 | 0 | 0 | 0 | 0 | 0 | 0 | 0 | 0 | 0 | 0 | 0 | 0 | 0 | 0 | 0 | 0 | 0 | 0 | 0 | 0 | 0 | 0 | 0 | 0 | 0 | 0 | 0 | 0 | 0 | 0 | 0 | [8 empty] | 0
2020 | [6 empty] | 0 | 0 | 0 | 0 | 0 | 0 | 0 | 0 | 0 | 0 | 0 | 0 | 0 | 0 | 0 | 0 | 0 | 0 | 0 | 0 | 0 | 0 | 0 | 0 | 0 | 0 | 0 | 0 | 0 | 0 | 0 | 0 | 0 | 0 | 0 | 0 | 0 | 0 | 0 | 0 | 0 | 0 | 0 | 0 | 0 | 0 | 0 | 0 | 0 | 0 | 0 | 0 | 0 | 0 | 0 |  |  | 0
2021 | [7 empty] | 0 | 0 | 0 | 0 | 0 | 0 | 0 | 0 | 0 | 0 | 0 | 0 | 0 | 0 | 0 | 0 | 0 | 0 | 0 | 0 | 0 | 0 | 0 | 0 | 0 | 0 | 0 | 0 | 0 | 0 | 0 | 0 | 0 | 0 | 0 | 0 | 0 | 0 | 0 | 0 | 0 | 0 | 0 | 0 | 0 | 0 | 0 | 0 | 0 | 0 | 0 | 0 | 0 | 0 |  |  | 0
2022 | [8 empty] | 0 | 0 | 0 | 0 | 0 | 0 | 0 | 0 | 0 | 0 | 0 | 0 | 0 | 0 | 0 | 0 | 0 | 0 | 0 | 0 | 0 | 0 | 0 | 0 | 0 | 0 | 0 | 0 | 0 | 0 | 0 | 0 | 0 | 0 | 0 | 0 | 0 | 0 | 0 | 0 | 0 | 0 | 0 | 0 | 0 | 0 | 0 | 0 | 0 | 0 | 0 | 0 | 0 |  |  | 0
2023 | [9 empty] | 0 | 0 | 0 | 0 | 0 | 0 | 0 | 0 | 0 | 0 | 0 | 0 | 0 | 0 | 0 | 0 | 0 | 0 | 0 | 0 | 0 | 0 | 0 | 0 | 0 | 0 | 0 | 0 | 0 | 0 | 0 | 0 | 0 | 0 | 0 | 0 | 0 | 0 | 0 | 0 | 0 | 0 | 0 | 0 | 0 | 0 | 0 | 0 | 0 | 0 | 0 | 0 |  |  | 0
2024 | [63 empty] | 0
2025 | [63 empty] | 0
2026 | [63 empty] | 0
| 0 | 0.4264 | 0.9406 | 1.3256 | 1.3256 | 1.3256 | 1.3256 | 1.3256 | 1.3256 | 1.3256 | 1.3256 | 0.8992 | 0.385 | 0 | 0 | 0 | 0 | 0 | 0 | 0 | 0 | 0 | 0 | 0 | 0 | 0 | 0 | 0 | 0 | 0 | 0 | 0 | 0 | 0 | 0 | 0 | 0 | 0 | 0 | 0 | 0 | 0 | 0 | 0 | 0 | 0 | 0 | 0 | 0 | 0 | 0 | 0 | 0 | 0 | 0 | 0 | 0 | 0 | 0 | 0 | 0 | 0 | 0 | 13.256
Book Depreciation- excl. Salvage
2014 | 0 | 0 | 0 | 0 | 0 | 0 | 0 | 0 | 0 | 0 | 0 | 0 | 0 | 0 | 0 | 0 | 0 | 0 | 0 | 0 | 0 | 0 | 0 | 0 | 0 | 0 | 0 | 0 | 0 | 0 | 0 | 0 | 0 | 0 | 0 | 0 | 0 | 0 | 0 | 0 | 0 | 0 | 0 | 0 | 0 | 0 | 0 | 0 | 0 | 0 | 0 | 0 | 0 | 0 | 0 | 0 | 0 | 0 | 0 | 0 | 0 |  |  | 0 | check - total PIS
2015 |  | 0.4264 | 0.4264 | 0.4264 | 0.4264 | 0.4264 | 0.4264 | 0.4264 | 0.4264 | 0.4264 | 0.4264 | [52 empty] | 4.264 | 4.264
2016 |  |  | 0.5142 | 0.5142 | 0.5142 | 0.5142 | 0.5142 | 0.5142 | 0.5142 | 0.5142 | 0.5142 | 0.5142 | [51 empty] | 5.142 | 5.142
2017 |  |  |  | 0.385 | 0.385 | 0.385 | 0.385 | 0.385 | 0.385 | 0.385 | 0.385 | 0.385 | 0.385 | [50 empty] | 3.85
2018 |  |  |  |  | 0 | 0 | 0 | 0 | 0 | 0 | 0 | 0 | 0 | 0 | 0 | 0 | 0 | 0 | 0 | 0 | 0 | 0 | 0 | 0 | 0 | 0 | 0 | 0 | 0 | 0 | 0 | 0 | 0 | 0 | 0 | 0 | 0 | 0 | 0 | 0 | 0 | 0 | 0 | 0 | 0 | 0 | 0 | 0 | 0 | 0 | 0 | 0 | 0 | 0 | 0 | 0 | 0 | 0 | 0 | 0 | 0 |  |  | 0
2019 | [5 empty] | 0 | 0 | 0 | 0 | 0 | 0 | 0 | 0 | 0 | 0 | 0 | 0 | 0 | 0 | 0 | 0 | 0 | 0 | 0 | 0 | 0 | 0 | 0 | 0 | 0 | 0 | 0 | 0 | 0 | 0 | 0 | 0 | 0 | 0 | 0 | 0 | 0 | 0 | 0 | 0 | 0 | 0 | 0 | 0 | 0 | 0 | 0 | 0 | 0 | 0 | [8 empty] | 0
2020 | [6 empty] | 0 | 0 | 0 | 0 | 0 | 0 | 0 | 0 | 0 | 0 | 0 | 0 | 0 | 0 | 0 | 0 | 0 | 0 | 0 | 0 | 0 | 0 | 0 | 0 | 0 | 0 | 0 | 0 | 0 | 0 | 0 | 0 | 0 | 0 | 0 | 0 | 0 | 0 | 0 | 0 | 0 | 0 | 0 | 0 | 0 | 0 | 0 | 0 | 0 | 0 | 0 | 0 | 0 | 0 | 0 |  |  | 0
2021 | [7 empty] | 0 | 0 | 0 | 0 | 0 | 0 | 0 | 0 | 0 | 0 | 0 | 0 | 0 | 0 | 0 | 0 | 0 | 0 | 0 | 0 | 0 | 0 | 0 | 0 | 0 | 0 | 0 | 0 | 0 | 0 | 0 | 0 | 0 | 0 | 0 | 0 | 0 | 0 | 0 | 0 | 0 | 0 | 0 | 0 | 0 | 0 | 0 | 0 | 0 | 0 | 0 | 0 | 0 | 0 |  |  | 0
2022 | [8 empty] | 0 | 0 | 0 | 0 | 0 | 0 | 0 | 0 | 0 | 0 | 0 | 0 | 0 | 0 | 0 | 0 | 0 | 0 | 0 | 0 | 0 | 0 | 0 | 0 | 0 | 0 | 0 | 0 | 0 | 0 | 0 | 0 | 0 | 0 | 0 | 0 | 0 | 0 | 0 | 0 | 0 | 0 | 0 | 0 | 0 | 0 | 0 | 0 | 0 | 0 | 0 | 0 | 0 |  |  | 0
2023 | [9 empty] | 0 | 0 | 0 | 0 | 0 | 0 | 0 | 0 | 0 | 0 | 0 | 0 | 0 | 0 | 0 | 0 | 0 | 0 | 0 | 0 | 0 | 0 | 0 | 0 | 0 | 0 | 0 | 0 | 0 | 0 | 0 | 0 | 0 | 0 | 0 | 0 | 0 | 0 | 0 | 0 | 0 | 0 | 0 | 0 | 0 | 0 | 0 | 0 | 0 | 0 | 0 | 0 |  |  | 0
2024 | [63 empty] | 0
2025 | [63 empty] | 0
2026 | [63 empty] | 0
| 0 | 0.4264 | 0.9406 | 1.3256 | 1.3256 | 1.3256 | 1.3256 | 1.3256 | 1.3256 | 1.3256 | 1.3256 | 0.8992 | 0.385 | 0 | 0 | 0 | 0 | 0 | 0 | 0 | 0 | 0 | 0 | 0 | 0 | 0 | 0 | 0 | 0 | 0 | 0 | 0 | 0 | 0 | 0 | 0 | 0 | 0 | 0 | 0 | 0 | 0 | 0 | 0 | 0 | 0 | 0 | 0 | 0 | 0 | 0 | 0 | 0 | 0 | 0 | 0 | 0 | 0 | 0 | 0 | 0 | 0 | 0 | 13.256
Note on A50: Lee, Betty: rate base does not include CWIP b/c the CapEx dollars include an AFUDC component in it already

## 2a (w 100pt incentive)
Project No. | 2a
Project Desc. | Battery Installation (2 MWs by 2017)
Book Life | 10
Tax Life | 7N
Salvage Rate | 0%
| 2014 | 2015 | 2016 | 2017 | 2018 | 2019 | 2020 | 2021 | 2022 | 2023 | 2024 | 2025 | 2026 | 2027 | 2028 | 2029 | 2030 | 2031 | 2032 | 2033 | 2034 | 2035 | 2036 | 2037 | 2038 | 2039 | 2040 | 2041 | 2042 | 2043 | 2044 | 2045 | 2046 | 2047 | 2048 | 2049 | 2050 | 2051 | 2052 | 2053 | 2054 | 2055 | 2056 | 2057 | 2058 | 2059 | 2060 | 2061 | 2062 | 2063 | 2064 | 2065 | 2066 | 2067 | 2068 | 2069 | 2070 | 2071 | 2072 | 2073 | 2074 | 2075 | 2076
Closing to Plant (Y/N) | N | N | N | N | N | N | N | N | N | N | N | N | N | N | N | N | N | N | N | N | N | N | N | N | N | N | N | N | N | N | N | N | N | N | N | N | N | N | N | N | N | N | N | N | N | N | N | N | N | N | N | N | N | N | N | N | N | N | N | N | N | N | N | Total
CWIP
Beginning of Period | 0 | 0 | 0 | 0 | 0 | 0 | 0 | 0 | 0 | 0 | 0 | 0 | 0 | 0 | 0 | 0 | 0 | 0 | 0 | 0 | 0 | 0 | 0 | 0 | 0 | 0 | 0 | 0 | 0 | 0 | 0 | 0 | 0 | 0 | 0 | 0 | 0 | 0 | 0 | 0 | 0 | 0 | 0 | 0 | 0 | 0 | 0 | 0 | 0 | 0 | 0 | 0 | 0 | 0 | 0 | 0 | 0 | 0 | 0 | 0 | 0 | 0 | 0
Activity
Capex | 0 | 4.264 | 5.142 | 3.85 | 0 | 0 | 0 | 0 | 0 | 0 | 0 | 0 | 0 | [50 empty] | 13.256
Closings to Plant |  | -4.264 | -5.142 | -3.85 | [59 empty] | -13.256
End of Period | 0 | 0 | 0 | 0 | 0 | 0 | 0 | 0 | 0 | 0 | 0 | 0 | 0 | 0 | 0 | 0 | 0 | 0 | 0 | 0 | 0 | 0 | 0 | 0 | 0 | 0 | 0 | 0 | 0 | 0 | 0 | 0 | 0 | 0 | 0 | 0 | 0 | 0 | 0 | 0 | 0 | 0 | 0 | 0 | 0 | 0 | 0 | 0 | 0 | 0 | 0 | 0 | 0 | 0 | 0 | 0 | 0 | 0 | 0 | 0 | 0 | 0 | 0
Average | 0 | 0 | 0 | 0 | 0 | 0 | 0 | 0 | 0 | 0 | 0 | 0 | 0 | 0 | 0 | 0 | 0 | 0 | 0 | 0 | 0 | 0 | 0 | 0 | 0 | 0 | 0 | 0 | 0 | 0 | 0 | 0 | 0 | 0 | 0 | 0 | 0 | 0 | 0 | 0 | 0 | 0 | 0 | 0 | 0 | 0 | 0 | 0 | 0 | 0 | 0 | 0 | 0 | 0 | 0 | 0 | 0 | 0 | 0 | 0 | 0 | 0 | 0
Plant in Service
Beginning of Period | 0 | 0 | 4.264 | 9.406 | 13.256 | 13.256 | 13.256 | 13.256 | 13.256 | 13.256 | 13.256 | 8.992 | 3.85 | 0 | 0 | 0 | 0 | 0 | 0 | 0 | 0 | 0 | 0 | 0 | 0 | 0 | 0 | 0 | 0 | 0 | 0 | 0 | 0 | 0 | 0 | 0 | 0 | 0 | 0 | 0 | 0 | 0 | 0 | 0 | 0 | 0 | 0 | 0 | 0 | 0 | 0 | 0 | 0 | 0 | 0 | 0 | 0 | 0 | 0 | 0 | 0 | 0 | 0
Activity | 0 | 4.264 | 5.142 | 3.85 | 0 | 0 | 0 | 0 | 0 | 0 | -4.264 | -5.142 | -3.85 | 0 | 0 | 0 | 0 | 0 | 0 | 0 | 0 | 0 | 0 | 0 | 0 | 0 | 0 | 0 | 0 | 0 | 0 | 0 | 0 | 0 | 0 | 0 | 0 | 0 | 0 | 0 | 0 | 0 | 0 | 0 | 0 | 0 | 0 | 0 | 0 | 0 | 0 |  |  |  | 0 | [8 empty] | 4.4409e-16
End of Period | 0 | 4.264 | 9.406 | 13.256 | 13.256 | 13.256 | 13.256 | 13.256 | 13.256 | 13.256 | 8.992 | 3.85 | 0 | 0 | 0 | 0 | 0 | 0 | 0 | 0 | 0 | 0 | 0 | 0 | 0 | 0 | 0 | 0 | 0 | 0 | 0 | 0 | 0 | 0 | 0 | 0 | 0 | 0 | 0 | 0 | 0 | 0 | 0 | 0 | 0 | 0 | 0 | 0 | 0 | 0 | 0 | 0 | 0 | 0 | 0 | 0 | 0 | 0 | 0 | 0 | 0 | 0 | 0
Average | 0 | 2.132 | 6.835 | 11.331 | 13.256 | 13.256 | 13.256 | 13.256 | 13.256 | 13.256 | 11.124 | 6.421 | 1.925 | 0 | 0 | 0 | 0 | 0 | 0 | 0 | 0 | 0 | 0 | 0 | 0 | 0 | 0 | 0 | 0 | 0 | 0 | 0 | 0 | 0 | 0 | 0 | 0 | 0 | 0 | 0 | 0 | 0 | 0 | 0 | 0 | 0 | 0 | 0 | 0 | 0 | 0 | 0 | 0 | 0 | 0 | 0 | 0 | 0 | 0 | 0 | 0 | 0 | 0
Tax Depreciation
Beginning of Period | 0 | 0 | 1.2182 | 4.7758 | 9.8861 | 14.6364 | 18.0295 | 20.6705 | 23.0367 | 25.0224 | 26.1686 | 26.5123 | 26.5123 | 26.5123 | 26.5123 | 26.5123 | 26.5123 | 26.5123 | 26.5123 | 26.5123 | 26.5123 | 26.5123 | 26.5123 | 26.5123 | 26.5123 | 26.5123 | 26.5123 | 26.5123 | 26.5123 | 26.5123 | 26.5123 | 26.5123 | 26.5123 | 26.5123 | 26.5123 | 26.5123 | 26.5123 | 26.5123 | 26.5123 | 26.5123 | 26.5123 | 26.5123 | 26.5123 | 26.5123 | 26.5123 | 26.5123 | 26.5123 | 26.5123 | 26.5123 | 26.5123 | 26.5123 | 26.5123 | 26.5123 | 26.5123 | 26.5123 | 26.5123 | 26.5123 | 26.5123 | 26.5123 | 26.5123 | 26.5123 | 26.5123 | 26.5123
Federal | 0 | 0.60911 | 1.7788 | 2.5551 | 2.3751 | 1.6965 | 1.3205 | 1.1831 | 0.99284 | 0.5731 | 0.17183 | 0 | 0 | 0 | 0 | 0 | 0 | 0 | 0 | 0 | 0 | 0 | 0 | 0 | 0 | 0 | 0 | 0 | 0 | 0 | 0 | 0 | 0 | 0 | 0 | 0 | 0 | 0 | 0 | 0 | 0 | 0 | 0 | 0 | 0 | 0 | 0 | 0 | 0 | 0 | 0 | 0 | 0 | 0 | 0 | 0 | 0 | 0 | 0 | 0 | 0 | 0 | 0 | 13.2561
State | 0 | 0.60911 | 1.7788 | 2.5551 | 2.3751 | 1.6965 | 1.3205 | 1.1831 | 0.99284 | 0.5731 | 0.17183 | 0 | 0 | 0 | 0 | 0 | 0 | 0 | 0 | 0 | 0 | 0 | 0 | 0 | 0 | 0 | 0 | 0 | 0 | 0 | 0 | 0 | 0 | 0 | 0 | 0 | 0 | 0 | 0 | 0 | 0 | 0 | 0 | 0 | 0 | 0 | 0 | 0 | 0 | 0 | 0 | 0 | 0 | 0 | 0 | 0 | 0 | 0 | 0 | 0 | 0 | 0 | 0 | 13.2561
End of Period | 0 | 1.2182 | 4.7758 | 9.8861 | 14.6364 | 18.0295 | 20.6705 | 23.0367 | 25.0224 | 26.1686 | 26.5123 | 26.5123 | 26.5123 | 26.5123 | 26.5123 | 26.5123 | 26.5123 | 26.5123 | 26.5123 | 26.5123 | 26.5123 | 26.5123 | 26.5123 | 26.5123 | 26.5123 | 26.5123 | 26.5123 | 26.5123 | 26.5123 | 26.5123 | 26.5123 | 26.5123 | 26.5123 | 26.5123 | 26.5123 | 26.5123 | 26.5123 | 26.5123 | 26.5123 | 26.5123 | 26.5123 | 26.5123 | 26.5123 | 26.5123 | 26.5123 | 26.5123 | 26.5123 | 26.5123 | 26.5123 | 26.5123 | 26.5123 | 26.5123 | 26.5123 | 26.5123 | 26.5123 | 26.5123 | 26.5123 | 26.5123 | 26.5123 | 26.5123 | 26.5123 | 26.5123 | 26.5123
Average | 0 | 0.60911 | 2.997 | 7.331 | 12.2612 | 16.3329 | 19.35 | 21.8536 | 24.0296 | 25.5955 | 26.3404 | 26.5123 | 26.5123 | 26.5123 | 26.5123 | 26.5123 | 26.5123 | 26.5123 | 26.5123 | 26.5123 | 26.5123 | 26.5123 | 26.5123 | 26.5123 | 26.5123 | 26.5123 | 26.5123 | 26.5123 | 26.5123 | 26.5123 | 26.5123 | 26.5123 | 26.5123 | 26.5123 | 26.5123 | 26.5123 | 26.5123 | 26.5123 | 26.5123 | 26.5123 | 26.5123 | 26.5123 | 26.5123 | 26.5123 | 26.5123 | 26.5123 | 26.5123 | 26.5123 | 26.5123 | 26.5123 | 26.5123 | 26.5123 | 26.5123 | 26.5123 | 26.5123 | 26.5123 | 26.5123 | 26.5123 | 26.5123 | 26.5123 | 26.5123 | 26.5123 | 26.5123
Book Depreciation with COR
Beginning of Period | 0 | 0 | 0.4264 | 1.367 | 2.6926 | 4.0182 | 5.3438 | 6.6694 | 7.995 | 9.3206 | 10.6462 | 7.7078 | 3.465 | 0 | 0 | 0 | 0 | 0 | 0 | 0 | 0 | 0 | 0 | 0 | 0 | 0 | 0 | 0 | 0 | 0 | 0 | 0 | 0 | 0 | 0 | 0 | 0 | 0 | 0 | 0 | 0 | 0 | 0 | 0 | 0 | 0 | 0 | 0 | 0 | 0 | 0 | 0 | 0 | 0 | 0 | 0 | 0 | 0 | 0 | 0 | 0 | 0 | 0
Activity | 0 | 0.4264 | 0.9406 | 1.3256 | 1.3256 | 1.3256 | 1.3256 | 1.3256 | 1.3256 | 1.3256 | 1.3256 | 0.8992 | 0.385 | 0 | 0 | 0 | 0 | 0 | 0 | 0 | 0 | 0 | 0 | 0 | 0 | 0 | 0 | 0 | 0 | 0 | 0 | 0 | 0 | 0 | 0 | 0 | 0 | 0 | 0 | 0 | 0 | 0 | 0 | 0 | 0 | 0 | 0 | 0 | 0 | 0 | 0 | 0 | 0 | 0 | 0 | 0 | 0 | 0 | 0 | 0 | 0 | 0 | 0 | 13.256
Book Depreciation Related to Retired PIS | [10 empty] | -4.264 | -5.142 | -3.85 | [41 empty] | 0 | [6 empty] | 0 |  | -13.256
End of Period | 0 | 0.4264 | 1.367 | 2.6926 | 4.0182 | 5.3438 | 6.6694 | 7.995 | 9.3206 | 10.6462 | 7.7078 | 3.465 | 0 | 0 | 0 | 0 | 0 | 0 | 0 | 0 | 0 | 0 | 0 | 0 | 0 | 0 | 0 | 0 | 0 | 0 | 0 | 0 | 0 | 0 | 0 | 0 | 0 | 0 | 0 | 0 | 0 | 0 | 0 | 0 | 0 | 0 | 0 | 0 | 0 | 0 | 0 | 0 | 0 | 0 | 0 | 0 | 0 | 0 | 0 | 0 | 0 | 0 | 0
Average | 0 | 0.2132 | 0.8967 | 2.0298 | 3.3554 | 4.681 | 6.0066 | 7.3322 | 8.6578 | 9.9834 | 9.177 | 5.5864 | 1.7325 | 0 | 0 | 0 | 0 | 0 | 0 | 0 | 0 | 0 | 0 | 0 | 0 | 0 | 0 | 0 | 0 | 0 | 0 | 0 | 0 | 0 | 0 | 0 | 0 | 0 | 0 | 0 | 0 | 0 | 0 | 0 | 0 | 0 | 0 | 0 | 0 | 0 | 0 | 0 | 0 | 0 | 0 | 0 | 0 | 0 | 0 | 0 | 0 | 0 | 0
Federal Deferred Tax Balance, Net of Tax
Beginning of Period | 0 | 0 | 0.063949 | 0.35732 | 0.78766 | 1.155 | 1.2848 | 1.2831 | 1.2332 | 1.1167 | 0.85334 | 0.44952 | 0.1348 | 4.6396e-05 | 4.6396e-05 | 4.6396e-05 | 4.6396e-05 | 4.6396e-05 | 4.6396e-05 | 4.6396e-05 | 4.6396e-05 | 4.6396e-05 | 4.6396e-05 | 4.6396e-05 | 4.6396e-05 | 4.6396e-05 | 4.6396e-05 | 4.6396e-05 | 4.6396e-05 | 4.6396e-05 | 4.6396e-05 | 4.6396e-05 | 4.6396e-05 | 4.6396e-05 | 4.6396e-05 | 4.6396e-05 | 4.6396e-05 | 4.6396e-05 | 4.6396e-05 | 4.6396e-05 | 4.6396e-05 | 4.6396e-05 | 4.6396e-05 | 4.6396e-05 | 4.6396e-05 | 4.6396e-05 | 4.6396e-05 | 4.6396e-05 | 4.6396e-05 | 4.6396e-05 | 4.6396e-05 | 4.6396e-05 | 4.6396e-05 | 4.6396e-05 | 4.6396e-05 | 4.6396e-05 | 4.6396e-05 | 4.6396e-05 | 4.6396e-05 | 4.6396e-05 | 4.6396e-05 | 4.6396e-05 | 4.6396e-05
Activity | 0 | 0.063949 | 0.29337 | 0.43034 | 0.36734 | 0.12983 | -0.00177 | -0.049876 | -0.11647 | -0.26338 | -0.40382 | -0.31472 | -0.13475 | 0 | 0 | 0 | 0 | 0 | 0 | 0 | 0 | 0 | 0 | 0 | 0 | 0 | 0 | 0 | 0 | 0 | 0 | 0 | 0 | 0 | 0 | 0 | 0 | 0 | 0 | 0 | 0 | 0 | 0 | 0 | 0 | 0 | 0 | 0 | 0 | 0 | 0 | 0 | 0 | 0 | 0 | 0 | 0 | 0 | 0 | 0 | 0 | 0 | 0 | 4.6396e-05
End of Period | 0 | 0.063949 | 0.35732 | 0.78766 | 1.155 | 1.2848 | 1.2831 | 1.2332 | 1.1167 | 0.85334 | 0.44952 | 0.1348 | 4.6396e-05 | 4.6396e-05 | 4.6396e-05 | 4.6396e-05 | 4.6396e-05 | 4.6396e-05 | 4.6396e-05 | 4.6396e-05 | 4.6396e-05 | 4.6396e-05 | 4.6396e-05 | 4.6396e-05 | 4.6396e-05 | 4.6396e-05 | 4.6396e-05 | 4.6396e-05 | 4.6396e-05 | 4.6396e-05 | 4.6396e-05 | 4.6396e-05 | 4.6396e-05 | 4.6396e-05 | 4.6396e-05 | 4.6396e-05 | 4.6396e-05 | 4.6396e-05 | 4.6396e-05 | 4.6396e-05 | 4.6396e-05 | 4.6396e-05 | 4.6396e-05 | 4.6396e-05 | 4.6396e-05 | 4.6396e-05 | 4.6396e-05 | 4.6396e-05 | 4.6396e-05 | 4.6396e-05 | 4.6396e-05 | 4.6396e-05 | 4.6396e-05 | 4.6396e-05 | 4.6396e-05 | 4.6396e-05 | 4.6396e-05 | 4.6396e-05 | 4.6396e-05 | 4.6396e-05 | 4.6396e-05 | 4.6396e-05 | 4.6396e-05
Average | 0 | 0.031975 | 0.21063 | 0.57249 | 0.97133 | 1.2199 | 1.2839 | 1.2581 | 1.1749 | 0.98502 | 0.65143 | 0.29216 | 0.067421 | 4.6396e-05 | 4.6396e-05 | 4.6396e-05 | 4.6396e-05 | 4.6396e-05 | 4.6396e-05 | 4.6396e-05 | 4.6396e-05 | 4.6396e-05 | 4.6396e-05 | 4.6396e-05 | 4.6396e-05 | 4.6396e-05 | 4.6396e-05 | 4.6396e-05 | 4.6396e-05 | 4.6396e-05 | 4.6396e-05 | 4.6396e-05 | 4.6396e-05 | 4.6396e-05 | 4.6396e-05 | 4.6396e-05 | 4.6396e-05 | 4.6396e-05 | 4.6396e-05 | 4.6396e-05 | 4.6396e-05 | 4.6396e-05 | 4.6396e-05 | 4.6396e-05 | 4.6396e-05 | 4.6396e-05 | 4.6396e-05 | 4.6396e-05 | 4.6396e-05 | 4.6396e-05 | 4.6396e-05 | 4.6396e-05 | 4.6396e-05 | 4.6396e-05 | 4.6396e-05 | 4.6396e-05 | 4.6396e-05 | 4.6396e-05 | 4.6396e-05 | 4.6396e-05 | 4.6396e-05 | 4.6396e-05 | 4.6396e-05
State Deferred Tax Balance
Beginning of Period | 0 | 0 | 0.011876 | 0.066359 | 0.14628 | 0.2145 | 0.23861 | 0.23828 | 0.22902 | 0.20739 | 0.15848 | 0.083482 | 0.025034 | 8.6164e-06 | 8.6164e-06 | 8.6164e-06 | 8.6164e-06 | 8.6164e-06 | 8.6164e-06 | 8.6164e-06 | 8.6164e-06 | 8.6164e-06 | 8.6164e-06 | 8.6164e-06 | 8.6164e-06 | 8.6164e-06 | 8.6164e-06 | 8.6164e-06 | 8.6164e-06 | 8.6164e-06 | 8.6164e-06 | 8.6164e-06 | 8.6164e-06 | 8.6164e-06 | 8.6164e-06 | 8.6164e-06 | 8.6164e-06 | 8.6164e-06 | 8.6164e-06 | 8.6164e-06 | 8.6164e-06 | 8.6164e-06 | 8.6164e-06 | 8.6164e-06 | 8.6164e-06 | 8.6164e-06 | 8.6164e-06 | 8.6164e-06 | 8.6164e-06 | 8.6164e-06 | 8.6164e-06 | 8.6164e-06 | 8.6164e-06 | 8.6164e-06 | 8.6164e-06 | 8.6164e-06 | 8.6164e-06 | 8.6164e-06 | 8.6164e-06 | 8.6164e-06 | 8.6164e-06 | 8.6164e-06 | 8.6164e-06
Activity | 0 | 0.011876 | 0.054482 | 0.079921 | 0.06822 | 0.024111 | -0.00032871 | -0.0092626 | -0.02163 | -0.048913 | -0.074995 | -0.058448 | -0.025025 | 0 | 0 | 0 | 0 | 0 | 0 | 0 | 0 | 0 | 0 | 0 | 0 | 0 | 0 | 0 | 0 | 0 | 0 | 0 | 0 | 0 | 0 | 0 | 0 | 0 | 0 | 0 | 0 | 0 | 0 | 0 | 0 | 0 | 0 | 0 | 0 | 0 | 0 | 0 | 0 | 0 | 0 | 0 | 0 | 0 | 0 | 0 | 0 | 0 | 0 | 8.6164e-06
End of Period | 0 | 0.011876 | 0.066359 | 0.14628 | 0.2145 | 0.23861 | 0.23828 | 0.22902 | 0.20739 | 0.15848 | 0.083482 | 0.025034 | 8.6164e-06 | 8.6164e-06 | 8.6164e-06 | 8.6164e-06 | 8.6164e-06 | 8.6164e-06 | 8.6164e-06 | 8.6164e-06 | 8.6164e-06 | 8.6164e-06 | 8.6164e-06 | 8.6164e-06 | 8.6164e-06 | 8.6164e-06 | 8.6164e-06 | 8.6164e-06 | 8.6164e-06 | 8.6164e-06 | 8.6164e-06 | 8.6164e-06 | 8.6164e-06 | 8.6164e-06 | 8.6164e-06 | 8.6164e-06 | 8.6164e-06 | 8.6164e-06 | 8.6164e-06 | 8.6164e-06 | 8.6164e-06 | 8.6164e-06 | 8.6164e-06 | 8.6164e-06 | 8.6164e-06 | 8.6164e-06 | 8.6164e-06 | 8.6164e-06 | 8.6164e-06 | 8.6164e-06 | 8.6164e-06 | 8.6164e-06 | 8.6164e-06 | 8.6164e-06 | 8.6164e-06 | 8.6164e-06 | 8.6164e-06 | 8.6164e-06 | 8.6164e-06 | 8.6164e-06 | 8.6164e-06 | 8.6164e-06 | 8.6164e-06
Average | 0 | 0.0059382 | 0.039117 | 0.10632 | 0.18039 | 0.22655 | 0.23845 | 0.23365 | 0.2182 | 0.18293 | 0.12098 | 0.054258 | 0.012521 | 8.6164e-06 | 8.6164e-06 | 8.6164e-06 | 8.6164e-06 | 8.6164e-06 | 8.6164e-06 | 8.6164e-06 | 8.6164e-06 | 8.6164e-06 | 8.6164e-06 | 8.6164e-06 | 8.6164e-06 | 8.6164e-06 | 8.6164e-06 | 8.6164e-06 | 8.6164e-06 | 8.6164e-06 | 8.6164e-06 | 8.6164e-06 | 8.6164e-06 | 8.6164e-06 | 8.6164e-06 | 8.6164e-06 | 8.6164e-06 | 8.6164e-06 | 8.6164e-06 | 8.6164e-06 | 8.6164e-06 | 8.6164e-06 | 8.6164e-06 | 8.6164e-06 | 8.6164e-06 | 8.6164e-06 | 8.6164e-06 | 8.6164e-06 | 8.6164e-06 | 8.6164e-06 | 8.6164e-06 | 8.6164e-06 | 8.6164e-06 | 8.6164e-06 | 8.6164e-06 | 8.6164e-06 | 8.6164e-06 | 8.6164e-06 | 8.6164e-06 | 8.6164e-06 | 8.6164e-06 | 8.6164e-06 | 8.6164e-06
Net Rate Base - Average | 0 | 1.8809 | 5.6886 | 8.6224 | 8.7489 | 7.1285 | 5.727 | 4.432 | 3.2051 | 2.1046 | 1.1746 | 0.48819 | 0.11256 | -5.5012e-05 | -5.5012e-05 | -5.5012e-05 | -5.5012e-05 | -5.5012e-05 | -5.5012e-05 | -5.5012e-05 | -5.5012e-05 | -5.5012e-05 | -5.5012e-05 | -5.5012e-05 | -5.5012e-05 | -5.5012e-05 | -5.5012e-05 | -5.5012e-05 | -5.5012e-05 | -5.5012e-05 | -5.5012e-05 | -5.5012e-05 | -5.5012e-05 | -5.5012e-05 | -5.5012e-05 | -5.5012e-05 | -5.5012e-05 | -5.5012e-05 | -5.5012e-05 | -5.5012e-05 | -5.5012e-05 | -5.5012e-05 | -5.5012e-05 | -5.5012e-05 | -5.5012e-05 | -5.5012e-05 | -5.5012e-05 | -5.5012e-05 | -5.5012e-05 | -5.5012e-05 | -5.5012e-05 | -5.5012e-05 | -5.5012e-05 | -5.5012e-05 | -5.5012e-05 | -5.5012e-05 | -5.5012e-05 | -5.5012e-05 | -5.5012e-05 | -5.5012e-05 | -5.5012e-05 | -5.5012e-05 | -5.5012e-05
EXPENSES
Income Tax - Removal Cost | 0 | 0 | 0 | 0 | 0 | 0 | 0 | 0 | 0 | 0 | 0 | 0 | 0 | 0 | 0 | 0 | 0 | 0 | 0 | 0 | 0 | 0 | 0 | 0 | 0 | 0 | 0 | 0 | 0 | 0 | 0 | 0 | 0 | 0 | 0 | 0 | 0 | 0 | 0 | 0 | 0 | 0 | 0 | 0 | 0 | 0 | 0 | 0 | 0 | 0 | 0 | 0 | 0 | 0 | 0 | 0 | 0 | 0 | 0 | 0 | 0 | 0 | 0 | 0
Book Depreciation | 0 | 0.4264 | 0.9406 | 1.3256 | 1.3256 | 1.3256 | 1.3256 | 1.3256 | 1.3256 | 1.3256 | 1.3256 | 0.8992 | 0.385 | 0 | 0 | 0 | 0 | 0 | 0 | 0 | 0 | 0 | 0 | 0 | 0 | 0 | 0 | 0 | 0 | 0 | 0 | 0 | 0 | 0 | 0 | 0 | 0 | 0 | 0 | 0 | 0 | 0 | 0 | 0 | 0 | 0 | 0 | 0 | 0 | 0 | 0 | 0 | 0 | 0 | 0 | 0 | 0 | 0 | 0 | 0 | 0 | 0 | 0 | 13.256
Property Taxes | 0 | 0.2132 | 0.4703 | 0.6628 | 0.6628 | 0.6628 | 0.6628 | 0.6628 | 0.6628 | 0.6628 | 0.4496 | 0.1925 | 0 | 0 | 0 | 0 | 0 | 0 | 0 | 0 | 0 | 0 | 0 | 0 | 0 | 0 | 0 | 0 | 0 | 0 | 0 | 0 | 0 | 0 | 0 | 0 | 0 | 0 | 0 | 0 | 0 | 0 | 0 | 0 | 0 | 0 | 0 | 0 | 0 | 0 | 0 | 0 | 0 | 0 | 0 | 0 | 0 | 0 | 0 | 0 | 0 | 0 | 0 | 5.9652
Total Expenses | 0 | 0.6396 | 1.4109 | 1.9884 | 1.9884 | 1.9884 | 1.9884 | 1.9884 | 1.9884 | 1.9884 | 1.7752 | 1.0917 | 0.385 | 0 | 0 | 0 | 0 | 0 | 0 | 0 | 0 | 0 | 0 | 0 | 0 | 0 | 0 | 0 | 0 | 0 | 0 | 0 | 0 | 0 | 0 | 0 | 0 | 0 | 0 | 0 | 0 | 0 | 0 | 0 | 0 | 0 | 0 | 0 | 0 | 0 | 0 | 0 | 0 | 0 | 0 | 0 | 0 | 0 | 0 | 0 | 0 | 0 | 0 | 19.2212
REVENUE REQUIREMENT
Net Rate Base | 0 | 1.8809 | 5.6886 | 8.6224 | 8.7489 | 7.1285 | 5.727 | 4.432 | 3.2051 | 2.1046 | 1.1746 | 0.48819 | 0.11256 | -5.5012e-05 | -5.5012e-05 | -5.5012e-05 | -5.5012e-05 | -5.5012e-05 | -5.5012e-05 | -5.5012e-05 | -5.5012e-05 | -5.5012e-05 | -5.5012e-05 | -5.5012e-05 | -5.5012e-05 | -5.5012e-05 | -5.5012e-05 | -5.5012e-05 | -5.5012e-05 | -5.5012e-05 | -5.5012e-05 | -5.5012e-05 | -5.5012e-05 | -5.5012e-05 | -5.5012e-05 | -5.5012e-05 | -5.5012e-05 | -5.5012e-05 | -5.5012e-05 | -5.5012e-05 | -5.5012e-05 | -5.5012e-05 | -5.5012e-05 | -5.5012e-05 | -5.5012e-05 | -5.5012e-05 | -5.5012e-05 | -5.5012e-05 | -5.5012e-05 | -5.5012e-05 | -5.5012e-05 | -5.5012e-05 | -5.5012e-05 | -5.5012e-05 | -5.5012e-05 | -5.5012e-05 | -5.5012e-05 | -5.5012e-05 | -5.5012e-05 | -5.5012e-05 | -5.5012e-05 | -5.5012e-05 | -5.5012e-05 | 49.3106
ROR + 100 basis point Incentive on ROE | 10.77% | 10.77% | 10.56% | 10.4% | 10.4% | 10.4% | 10.4% | 10.4% | 10.4% | 10.4% | 10.4% | 10.4% | 10.4% | 10.4% | 10.4% | 10.4% | 10.4% | 10.4% | 10.4% | 10.4% | 10.4% | 10.4% | 10.4% | 10.4% | 10.4% | 10.4% | 10.4% | 10.4% | 10.4% | 10.4% | 10.4% | 10.4% | 10.4% | 10.4% | 10.4% | 10.4% | 10.4% | 10.4% | 10.4% | 10.4% | 10.4% | 10.4% | 10.4% | 10.4% | 10.4% | 10.4% | 10.4% | 10.4% | 10.4% | 10.4% | 10.4% | 10.4% | 10.4% | 10.4% | 10.4% | 10.4% | 10.4% | 10.4% | 10.4% | 10.4% | 10.4% | 10.4% | 10.4%
Earnings Base | 0 | 0.20257 | 0.60071 | 0.89673 | 0.90988 | 0.74137 | 0.59561 | 0.46093 | 0.33333 | 0.21888 | 0.12216 | 0.050771 | 0.011706 | -5.7213e-06 | -5.7213e-06 | -5.7213e-06 | -5.7213e-06 | -5.7213e-06 | -5.7213e-06 | -5.7213e-06 | -5.7213e-06 | -5.7213e-06 | -5.7213e-06 | -5.7213e-06 | -5.7213e-06 | -5.7213e-06 | -5.7213e-06 | -5.7213e-06 | -5.7213e-06 | -5.7213e-06 | -5.7213e-06 | -5.7213e-06 | -5.7213e-06 | -5.7213e-06 | -5.7213e-06 | -5.7213e-06 | -5.7213e-06 | -5.7213e-06 | -5.7213e-06 | -5.7213e-06 | -5.7213e-06 | -5.7213e-06 | -5.7213e-06 | -5.7213e-06 | -5.7213e-06 | -5.7213e-06 | -5.7213e-06 | -5.7213e-06 | -5.7213e-06 | -5.7213e-06 | -5.7213e-06 | -5.7213e-06 | -5.7213e-06 | -5.7213e-06 | -5.7213e-06 | -5.7213e-06 | -5.7213e-06 | -5.7213e-06 | -5.7213e-06 | -5.7213e-06 | -5.7213e-06 | -5.7213e-06 | -5.7213e-06
Earnings - Expense | 0 | 0.6396 | 1.4109 | 1.9884 | 1.9884 | 1.9884 | 1.9884 | 1.9884 | 1.9884 | 1.9884 | 1.7752 | 1.0917 | 0.385 | 0 | 0 | 0 | 0 | 0 | 0 | 0 | 0 | 0 | 0 | 0 | 0 | 0 | 0 | 0 | 0 | 0 | 0 | 0 | 0 | 0 | 0 | 0 | 0 | 0 | 0 | 0 | 0 | 0 | 0 | 0 | 0 | 0 | 0 | 0 | 0 | 0 | 0 | 0 | 0 | 0 | 0 | 0 | 0 | 0 | 0 | 0 | 0 | 0 | 0 | 19.2212
Total Earnings Effect | 0 | 0.84217 | 2.0116 | 2.8851 | 2.8983 | 2.7298 | 2.584 | 2.4493 | 2.3217 | 2.2073 | 1.8974 | 1.1425 | 0.39671 | -5.7213e-06 | -5.7213e-06 | -5.7213e-06 | -5.7213e-06 | -5.7213e-06 | -5.7213e-06 | -5.7213e-06 | -5.7213e-06 | -5.7213e-06 | -5.7213e-06 | -5.7213e-06 | -5.7213e-06 | -5.7213e-06 | -5.7213e-06 | -5.7213e-06 | -5.7213e-06 | -5.7213e-06 | -5.7213e-06 | -5.7213e-06 | -5.7213e-06 | -5.7213e-06 | -5.7213e-06 | -5.7213e-06 | -5.7213e-06 | -5.7213e-06 | -5.7213e-06 | -5.7213e-06 | -5.7213e-06 | -5.7213e-06 | -5.7213e-06 | -5.7213e-06 | -5.7213e-06 | -5.7213e-06 | -5.7213e-06 | -5.7213e-06 | -5.7213e-06 | -5.7213e-06 | -5.7213e-06 | -5.7213e-06 | -5.7213e-06 | -5.7213e-06 | -5.7213e-06 | -5.7213e-06 | -5.7213e-06 | -5.7213e-06 | -5.7213e-06 | -5.7213e-06 | -5.7213e-06 | -5.7213e-06 | -5.7213e-06
Gross-Up Factor | 1.0354 | 1.0354 | 1.0354 | 1.0298 | 1.0298 | 1.0298 | 1.0298 | 1.0298 | 1.0298 | 1.0298 | 1.0298 | 1.0298 | 1.0298 | 1.0298 | 1.0298 | 1.0298 | 1.0298 | 1.0298 | 1.0298 | 1.0298 | 1.0298 | 1.0298 | 1.0298 | 1.0298 | 1.0298 | 1.0298 | 1.0298 | 1.0298 | 1.0298 | 1.0298 | 1.0298 | 1.0298 | 1.0298 | 1.0298 | 1.0298 | 1.0298 | 1.0298 | 1.0298 | 1.0298 | 1.0298 | 1.0298 | 1.0298 | 1.0298 | 1.0298 | 1.0298 | 1.0298 | 1.0298 | 1.0298 | 1.0298 | 1.0298 | 1.0298 | 1.0298 | 1.0298 | 1.0298 | 1.0298 | 1.0298 | 1.0298 | 1.0298 | 1.0298 | 1.0298 | 1.0298 | 1.0298 | 1.0298
Revenue requirement | 0 | 0.87195 | 2.0827 | 2.971 | 2.9845 | 2.811 | 2.6609 | 2.5222 | 2.3908 | 2.273 | 1.9538 | 1.1765 | 0.40851 | -5.8916e-06 | -5.8916e-06 | -5.8916e-06 | -5.8916e-06 | -5.8916e-06 | -5.8916e-06 | -5.8916e-06 | -5.8916e-06 | -5.8916e-06 | -5.8916e-06 | -5.8916e-06 | -5.8916e-06 | -5.8916e-06 | -5.8916e-06 | -5.8916e-06 | -5.8916e-06 | -5.8916e-06 | -5.8916e-06 | -5.8916e-06 | -5.8916e-06 | -5.8916e-06 | -5.8916e-06 | -5.8916e-06 | -5.8916e-06 | -5.8916e-06 | -5.8916e-06 | -5.8916e-06 | -5.8916e-06 | -5.8916e-06 | -5.8916e-06 | -5.8916e-06 | -5.8916e-06 | -5.8916e-06 | -5.8916e-06 | -5.8916e-06 | -5.8916e-06 | -5.8916e-06 | -5.8916e-06 | -5.8916e-06 | -5.8916e-06 | -5.8916e-06 | -5.8916e-06 | -5.8916e-06 | -5.8916e-06 | -5.8916e-06 | -5.8916e-06 | -5.8916e-06 | -5.8916e-06 | -5.8916e-06 | -5.8916e-06 | 25.1067
Depreciation Calculations
Tax Depreciation - Federal
Cost of new equipment in service basis | 0 | 4.264 | 5.142 | 3.85 | 0 | 0 | 0 | 0 | 0 | 0 | -4.264 | -5.142 | -3.85 | 0 | 0 | 0 | 0 | 0 | 0 | 0 | 0 | 0 | 0 | 0 | 0 | 0 | 0 | 0 | 0 | 0 | 0 | 0 | 0 | 0 | 0 | 0 | 0 | 0 | 0 | 0 | 0 | 0 | 0 | 0 | 0 | 0 | 0 | 0 | 0 | 0 | 0 | 0 | 0 | 0 | 0 | 0 | 0 | 0 | 0 | 0 | 0
Bonus Depreciation (N/A) | 0 | 0 | 0 | 0 | 0 | 0 | 0 | 0 | 0 | 0 | 0 | 0 | 0 | 0 | 0 | 0 | 0 | 0 | 0 | 0 | 0 | 0 | 0 | 0 | 0 | 0 | 0 | 0 | 0 | 0 | 0 | 0 | 0 | 0 | 0 | 0 | 0 | 0 | 0 | 0 | 0 | 0 | 0 | 0 | 0 | 0 | 0 | 0 | 0 | 0 | 0 | 0 | 0 | 0 | 0 | 0 | 0 | 0 | 0 | 0 | 0
Regular Depreciation basis (Cumulative) | 0 | 4.264 | 9.406 | 13.256 | 13.256 | 13.256 | 13.256 | 13.256 | 13.256 | 13.256 | 8.992 | 3.85 | 0 | 4.4409e-16 | 4.4409e-16 | 4.4409e-16 | 4.4409e-16 | 4.4409e-16 | 4.4409e-16 | 4.4409e-16 | 4.4409e-16 | 4.4409e-16 | 4.4409e-16 | 4.4409e-16 | 4.4409e-16 | 4.4409e-16 | 4.4409e-16 | 4.4409e-16 | 4.4409e-16 | 4.4409e-16 | 4.4409e-16 | 4.4409e-16 | 4.4409e-16 | 4.4409e-16 | 4.4409e-16 | 4.4409e-16 | 4.4409e-16 | 4.4409e-16 | 4.4409e-16 | 4.4409e-16 | 4.4409e-16 | 4.4409e-16 | 4.4409e-16 | 4.4409e-16 | 4.4409e-16 | 4.4409e-16 | 4.4409e-16 | 4.4409e-16 | 4.4409e-16 | 4.4409e-16 | 4.4409e-16 | 4.4409e-16 | 4.4409e-16 | 4.4409e-16 | 4.4409e-16 | 4.4409e-16 | 4.4409e-16 | 4.4409e-16 | 4.4409e-16 | 4.4409e-16 | 4.4409e-16 | 4.4409e-16 | 4.4409e-16
RegularDepreciation | 0 | 0.60911 | 1.7788 | 2.5551 | 2.3751 | 1.6965 | 1.3205 | 1.1831 | 0.99284 | 0.5731 | 0.17183 | [52 empty] | 13.2561
Total Depreciation for year | 0 | 0.60911 | 1.7788 | 2.5551 | 2.3751 | 1.6965 | 1.3205 | 1.1831 | 0.99284 | 0.5731 | 0.17183 | 0 | 0 | 0 | 0 | 0 | 0 | 0 | 0 | 0 | 0 | 0 | 0 | 0 | 0 | 0 | 0 | 0 | 0 | 0 | 0 | 0 | 0 | 0 | 0 | 0 | 0 | 0 | 0 | 0 | 0 | 0 | 0 | 0 | 0 | 0 | 0 | 0 | 0 | 0 | 0 | 0 | 0 | 0 | 0 | 0 | 0 | 0 | 0 | 0 | 0
Tax Depreciation - State
Cost of new equipment in service basis | 0 | 4.264 | 5.142 | 3.85 | 0 | 0 | 0 | 0 | 0 | 0 | -4.264 | -5.142 | -3.85 | 0 | 0 | 0 | 0 | 0 | 0 | 0 | 0 | 0 | 0 | 0 | 0 | 0 | 0 | 0 | 0 | 0 | 0 | 0 | 0 | 0 | 0 | 0 | 0 | 0 | 0 | 0 | 0 | 0 | 0 | 0 | 0 | 0 | 0 | 0 | 0 | 0 | 0 | 0 | 0 | 0 | 0 | 0 | 0 | 0 | 0 | 0 | 0 | 0 | 0
Bonus Depreciation (N/A) | 0 | 0 | 0 | 0 | 0 | 0 | 0 | 0 | 0 | 0 | 0 | 0 | 0 | 0 | 0 | 0 | 0 | 0 | 0 | 0 | 0 | 0 | 0 | 0 | 0 | 0 | 0 | 0 | 0 | 0 | 0 | 0 | 0 | 0 | 0 | 0 | 0 | 0 | 0 | 0 | 0 | 0 | 0 | 0 | 0 | 0 | 0 | 0 | 0 | 0 | 0 | 0 | 0 | 0 | 0 | 0 | 0 | 0 | 0 | 0 | 0 | 0 | 0
Regular Depreciation basis (Cumulative) | 0 | 4.264 | 9.406 | 13.256 | 13.256 | 13.256 | 13.256 | 13.256 | 13.256 | 13.256 | 8.992 | 3.85 | 0 | 4.4409e-16 | 4.4409e-16 | 4.4409e-16 | 4.4409e-16 | 4.4409e-16 | 4.4409e-16 | 4.4409e-16 | 4.4409e-16 | 4.4409e-16 | 4.4409e-16 | 4.4409e-16 | 4.4409e-16 | 4.4409e-16 | 4.4409e-16 | 4.4409e-16 | 4.4409e-16 | 4.4409e-16 | 4.4409e-16 | 4.4409e-16 | 4.4409e-16 | 4.4409e-16 | 4.4409e-16 | 4.4409e-16 | 4.4409e-16 | 4.4409e-16 | 4.4409e-16 | 4.4409e-16 | 4.4409e-16 | 4.4409e-16 | 4.4409e-16 | 4.4409e-16 | 4.4409e-16 | 4.4409e-16 | 4.4409e-16 | 4.4409e-16 | 4.4409e-16 | 4.4409e-16 | 4.4409e-16 | 4.4409e-16 | 4.4409e-16 | 4.4409e-16 | 4.4409e-16 | 4.4409e-16 | 4.4409e-16 | 4.4409e-16 | 4.4409e-16 | 4.4409e-16 | 4.4409e-16 | 4.4409e-16 | 4.4409e-16
RegularDepreciation | 0 | 0.60911 | 1.7788 | 2.5551 | 2.3751 | 1.6965 | 1.3205 | 1.1831 | 0.99284 | 0.5731 | 0.17183 | 0 | 0 | 0 | 0 | 0 | 0 | 0 | 0 | 0 | 0 | 0 | 0 | 0 | 0 | 0 | 0 | 0 | 0 | 0 | 0 | 0 | 0 | 0 | 0 | 0 | 0 | 0 | 0 | 0 | 0 | 0 | 0 | 0 | 0 | 0 | 0 | 0 | 0 | 0 | 0 | 0 | 0 | 0 | 0 | 0 | 0 | 0 | 0 | 0 | 0 | 0 | 0 | 13.2561
Total Depreciation for year | 0 | 0.60911 | 1.7788 | 2.5551 | 2.3751 | 1.6965 | 1.3205 | 1.1831 | 0.99284 | 0.5731 | 0.17183 | 0 | 0 | 0 | 0 | 0 | 0 | 0 | 0 | 0 | 0 | 0 | 0 | 0 | 0 | 0 | 0 | 0 | 0 | 0 | 0 | 0 | 0 | 0 | 0 | 0 | 0 | 0 | 0 | 0 | 0 | 0 | 0 | 0 | 0 | 0 | 0 | 0 | 0 | 0 | 0 | 0 | 0 | 0 | 0 | 0 | 0 | 0 | 0 | 0 | 0 | 0 | 0
Book Depreciation with COR
2014 | 0 | 0 | 0 | 0 | 0 | 0 | 0 | 0 | 0 | 0 | 0 | 0 | 0 | 0 | 0 | 0 | 0 | 0 | 0 | 0 | 0 | 0 | 0 | 0 | 0 | 0 | 0 | 0 | 0 | 0 | 0 | 0 | 0 | 0 | 0 | 0 | 0 | 0 | 0 | 0 | 0 | 0 | 0 | 0 | 0 | 0 | 0 | 0 | 0 | 0 | 0 | 0 | 0 | 0 | 0 | 0 | 0 | 0 | 0 | 0 | 0 |  |  | 0 | check - total PIS
2015 |  | 0.4264 | 0.4264 | 0.4264 | 0.4264 | 0.4264 | 0.4264 | 0.4264 | 0.4264 | 0.4264 | 0.4264 | [52 empty] | 4.264 | 4.264
2016 |  |  | 0.5142 | 0.5142 | 0.5142 | 0.5142 | 0.5142 | 0.5142 | 0.5142 | 0.5142 | 0.5142 | 0.5142 | [51 empty] | 5.142 | 5.142
2017 |  |  |  | 0.385 | 0.385 | 0.385 | 0.385 | 0.385 | 0.385 | 0.385 | 0.385 | 0.385 | 0.385 | [50 empty] | 3.85 | 3.85
2018 |  |  |  |  | 0 | 0 | 0 | 0 | 0 | 0 | 0 | 0 | 0 | 0 | 0 | 0 | 0 | 0 | 0 | 0 | 0 | 0 | 0 | 0 | 0 | 0 | 0 | 0 | 0 | 0 | 0 | 0 | 0 | 0 | 0 | 0 | 0 | 0 | 0 | 0 | 0 | 0 | 0 | 0 | 0 | 0 | 0 | 0 | 0 | 0 | 0 | 0 | 0 | 0 | 0 | 0 | 0 | 0 | 0 | 0 | 0 |  |  | 0
2019 | [5 empty] | 0 | 0 | 0 | 0 | 0 | 0 | 0 | 0 | 0 | 0 | 0 | 0 | 0 | 0 | 0 | 0 | 0 | 0 | 0 | 0 | 0 | 0 | 0 | 0 | 0 | 0 | 0 | 0 | 0 | 0 | 0 | 0 | 0 | 0 | 0 | 0 | 0 | 0 | 0 | 0 | 0 | 0 | 0 | 0 | 0 | 0 | 0 | 0 | 0 | 0 | [8 empty] | 0 | 0
2020 | [6 empty] | 0 | 0 | 0 | 0 | 0 | 0 | 0 | 0 | 0 | 0 | 0 | 0 | 0 | 0 | 0 | 0 | 0 | 0 | 0 | 0 | 0 | 0 | 0 | 0 | 0 | 0 | 0 | 0 | 0 | 0 | 0 | 0 | 0 | 0 | 0 | 0 | 0 | 0 | 0 | 0 | 0 | 0 | 0 | 0 | 0 | 0 | 0 | 0 | 0 | 0 | 0 | 0 | 0 | 0 | 0 |  |  | 0
2021 | [7 empty] | 0 | 0 | 0 | 0 | 0 | 0 | 0 | 0 | 0 | 0 | 0 | 0 | 0 | 0 | 0 | 0 | 0 | 0 | 0 | 0 | 0 | 0 | 0 | 0 | 0 | 0 | 0 | 0 | 0 | 0 | 0 | 0 | 0 | 0 | 0 | 0 | 0 | 0 | 0 | 0 | 0 | 0 | 0 | 0 | 0 | 0 | 0 | 0 | 0 | 0 | 0 | 0 | 0 | 0 |  |  | 0
2022 | [8 empty] | 0 | 0 | 0 | 0 | 0 | 0 | 0 | 0 | 0 | 0 | 0 | 0 | 0 | 0 | 0 | 0 | 0 | 0 | 0 | 0 | 0 | 0 | 0 | 0 | 0 | 0 | 0 | 0 | 0 | 0 | 0 | 0 | 0 | 0 | 0 | 0 | 0 | 0 | 0 | 0 | 0 | 0 | 0 | 0 | 0 | 0 | 0 | 0 | 0 | 0 | 0 | 0 | 0 |  |  | 0
2023 | [9 empty] | 0 | 0 | 0 | 0 | 0 | 0 | 0 | 0 | 0 | 0 | 0 | 0 | 0 | 0 | 0 | 0 | 0 | 0 | 0 | 0 | 0 | 0 | 0 | 0 | 0 | 0 | 0 | 0 | 0 | 0 | 0 | 0 | 0 | 0 | 0 | 0 | 0 | 0 | 0 | 0 | 0 | 0 | 0 | 0 | 0 | 0 | 0 | 0 | 0 | 0 | 0 | 0 |  |  | 0
2024 | [63 empty] | 0 | 0
2025 | [63 empty] | 0
2026 | [63 empty] | 0
| 0 | 0.4264 | 0.9406 | 1.3256 | 1.3256 | 1.3256 | 1.3256 | 1.3256 | 1.3256 | 1.3256 | 1.3256 | 0.8992 | 0.385 | 0 | 0 | 0 | 0 | 0 | 0 | 0 | 0 | 0 | 0 | 0 | 0 | 0 | 0 | 0 | 0 | 0 | 0 | 0 | 0 | 0 | 0 | 0 | 0 | 0 | 0 | 0 | 0 | 0 | 0 | 0 | 0 | 0 | 0 | 0 | 0 | 0 | 0 | 0 | 0 | 0 | 0 | 0 | 0 | 0 | 0 | 0 | 0 | 0 | 0 | 13.256
Book Depreciation- excl. Salvage
2014 | 0 | 0 | 0 | 0 | 0 | 0 | 0 | 0 | 0 | 0 | 0 | 0 | 0 | 0 | 0 | 0 | 0 | 0 | 0 | 0 | 0 | 0 | 0 | 0 | 0 | 0 | 0 | 0 | 0 | 0 | 0 | 0 | 0 | 0 | 0 | 0 | 0 | 0 | 0 | 0 | 0 | 0 | 0 | 0 | 0 | 0 | 0 | 0 | 0 | 0 | 0 | 0 | 0 | 0 | 0 | 0 | 0 | 0 | 0 | 0 | 0 |  |  | 0 | check - total PIS
2015 |  | 0.4264 | 0.4264 | 0.4264 | 0.4264 | 0.4264 | 0.4264 | 0.4264 | 0.4264 | 0.4264 | 0.4264 | [52 empty] | 4.264 | 4.264
2016 |  |  | 0.5142 | 0.5142 | 0.5142 | 0.5142 | 0.5142 | 0.5142 | 0.5142 | 0.5142 | 0.5142 | 0.5142 | [51 empty] | 5.142 | 5.142
2017 |  |  |  | 0.385 | 0.385 | 0.385 | 0.385 | 0.385 | 0.385 | 0.385 | 0.385 | 0.385 | 0.385 | [50 empty] | 3.85 | 3.85
2018 |  |  |  |  | 0 | 0 | 0 | 0 | 0 | 0 | 0 | 0 | 0 | 0 | 0 | 0 | 0 | 0 | 0 | 0 | 0 | 0 | 0 | 0 | 0 | 0 | 0 | 0 | 0 | 0 | 0 | 0 | 0 | 0 | 0 | 0 | 0 | 0 | 0 | 0 | 0 | 0 | 0 | 0 | 0 | 0 | 0 | 0 | 0 | 0 | 0 | 0 | 0 | 0 | 0 | 0 | 0 | 0 | 0 | 0 | 0 |  |  | 0
2019 | [5 empty] | 0 | 0 | 0 | 0 | 0 | 0 | 0 | 0 | 0 | 0 | 0 | 0 | 0 | 0 | 0 | 0 | 0 | 0 | 0 | 0 | 0 | 0 | 0 | 0 | 0 | 0 | 0 | 0 | 0 | 0 | 0 | 0 | 0 | 0 | 0 | 0 | 0 | 0 | 0 | 0 | 0 | 0 | 0 | 0 | 0 | 0 | 0 | 0 | 0 | 0 | [8 empty] | 0 | 0
2020 | [6 empty] | 0 | 0 | 0 | 0 | 0 | 0 | 0 | 0 | 0 | 0 | 0 | 0 | 0 | 0 | 0 | 0 | 0 | 0 | 0 | 0 | 0 | 0 | 0 | 0 | 0 | 0 | 0 | 0 | 0 | 0 | 0 | 0 | 0 | 0 | 0 | 0 | 0 | 0 | 0 | 0 | 0 | 0 | 0 | 0 | 0 | 0 | 0 | 0 | 0 | 0 | 0 | 0 | 0 | 0 | 0 |  |  | 0
2021 | [7 empty] | 0 | 0 | 0 | 0 | 0 | 0 | 0 | 0 | 0 | 0 | 0 | 0 | 0 | 0 | 0 | 0 | 0 | 0 | 0 | 0 | 0 | 0 | 0 | 0 | 0 | 0 | 0 | 0 | 0 | 0 | 0 | 0 | 0 | 0 | 0 | 0 | 0 | 0 | 0 | 0 | 0 | 0 | 0 | 0 | 0 | 0 | 0 | 0 | 0 | 0 | 0 | 0 | 0 | 0 |  |  | 0
2022 | [8 empty] | 0 | 0 | 0 | 0 | 0 | 0 | 0 | 0 | 0 | 0 | 0 | 0 | 0 | 0 | 0 | 0 | 0 | 0 | 0 | 0 | 0 | 0 | 0 | 0 | 0 | 0 | 0 | 0 | 0 | 0 | 0 | 0 | 0 | 0 | 0 | 0 | 0 | 0 | 0 | 0 | 0 | 0 | 0 | 0 | 0 | 0 | 0 | 0 | 0 | 0 | 0 | 0 | 0 |  |  | 0
2023 | [9 empty] | 0 | 0 | 0 | 0 | 0 | 0 | 0 | 0 | 0 | 0 | 0 | 0 | 0 | 0 | 0 | 0 | 0 | 0 | 0 | 0 | 0 | 0 | 0 | 0 | 0 | 0 | 0 | 0 | 0 | 0 | 0 | 0 | 0 | 0 | 0 | 0 | 0 | 0 | 0 | 0 | 0 | 0 | 0 | 0 | 0 | 0 | 0 | 0 | 0 | 0 | 0 | 0 |  |  | 0
2024 | [63 empty] | 0 | -4.264
2025 | [63 empty] | 0
2026 | [63 empty] | 0 | -3.85
| 0 | 0.4264 | 0.9406 | 1.3256 | 1.3256 | 1.3256 | 1.3256 | 1.3256 | 1.3256 | 1.3256 | 1.3256 | 0.8992 | 0.385 | 0 | 0 | 0 | 0 | 0 | 0 | 0 | 0 | 0 | 0 | 0 | 0 | 0 | 0 | 0 | 0 | 0 | 0 | 0 | 0 | 0 | 0 | 0 | 0 | 0 | 0 | 0 | 0 | 0 | 0 | 0 | 0 | 0 | 0 | 0 | 0 | 0 | 0 | 0 | 0 | 0 | 0 | 0 | 0 | 0 | 0 | 0 | 0 | 0 | 0 | 13.256
Note on A50: Lee, Betty: rate base does not include CWIP b/c the CapEx dollars include an AFUDC component in it already

## 2b-2017
Project No. | 2b
Project Desc. | Utility Solutions (Solar, Fuel Cells, DG) (2 MWs)
Book Life | 10
Tax Life | 7N
Salvage Rate | 0%
| 2014 | 2015 | 2016 | 2017 | 2018 | 2019 | 2020 | 2021 | 2022 | 2023 | 2024 | 2025 | 2026 | 2027 | 2028 | 2029 | 2030 | 2031 | 2032 | 2033 | 2034 | 2035 | 2036 | 2037 | 2038 | 2039 | 2040 | 2041 | 2042 | 2043 | 2044 | 2045 | 2046 | 2047 | 2048 | 2049 | 2050 | 2051 | 2052 | 2053 | 2054 | 2055 | 2056 | 2057 | 2058 | 2059 | 2060 | 2061 | 2062 | 2063 | 2064 | 2065 | 2066 | 2067 | 2068 | 2069 | 2070 | 2071 | 2072 | 2073 | 2074 | 2075 | 2076
Closing to Plant (Y/N) | N | N | N | N | N | N | N | N | N | N | N | N | N | N | N | N | N | N | N | N | N | N | N | N | N | N | N | N | N | N | N | N | N | N | N | N | N | N | N | N | N | N | N | N | N | N | N | N | N | N | N | N | N | N | N | N | N | N | N | N | N | N | N | Total
CWIP
Beginning of Period | 0 | 0 | 0 | 0 | 0 | 0 | 0 | 0 | 0 | 0 | 0 | 0 | 0 | 0 | 0 | 0 | 0 | 0 | 0 | 0 | 0 | 0 | 0 | 0 | 0 | 0 | 0 | 0 | 0 | 0 | 0 | 0 | 0 | 0 | 0 | 0 | 0 | 0 | 0 | 0 | 0 | 0 | 0 | 0 | 0 | 0 | 0 | 0 | 0 | 0 | 0 | 0 | 0 | 0 | 0 | 0 | 0 | 0 | 0 | 0 | 0 | 0 | 0
Activity
Capex | 0 | 0 | 0 | 0 | 0 | 0 | 0 | 0 | 0 | 0 | 0 | 0 | 0 | [50 empty] | 0
Closings to Plant | [63 empty] | 0
End of Period | 0 | 0 | 0 | 0 | 0 | 0 | 0 | 0 | 0 | 0 | 0 | 0 | 0 | 0 | 0 | 0 | 0 | 0 | 0 | 0 | 0 | 0 | 0 | 0 | 0 | 0 | 0 | 0 | 0 | 0 | 0 | 0 | 0 | 0 | 0 | 0 | 0 | 0 | 0 | 0 | 0 | 0 | 0 | 0 | 0 | 0 | 0 | 0 | 0 | 0 | 0 | 0 | 0 | 0 | 0 | 0 | 0 | 0 | 0 | 0 | 0 | 0 | 0
Average | 0 | 0 | 0 | 0 | 0 | 0 | 0 | 0 | 0 | 0 | 0 | 0 | 0 | 0 | 0 | 0 | 0 | 0 | 0 | 0 | 0 | 0 | 0 | 0 | 0 | 0 | 0 | 0 | 0 | 0 | 0 | 0 | 0 | 0 | 0 | 0 | 0 | 0 | 0 | 0 | 0 | 0 | 0 | 0 | 0 | 0 | 0 | 0 | 0 | 0 | 0 | 0 | 0 | 0 | 0 | 0 | 0 | 0 | 0 | 0 | 0 | 0 | 0
Plant in Service
Beginning of Period | 0 | 0 | 0 | 0 | 0 | 0 | 0 | 0 | 0 | 0 | 0 | 0 | 0 | 0 | 0 | 0 | 0 | 0 | 0 | 0 | 0 | 0 | 0 | 0 | 0 | 0 | 0 | 0 | 0 | 0 | 0 | 0 | 0 | 0 | 0 | 0 | 0 | 0 | 0 | 0 | 0 | 0 | 0 | 0 | 0 | 0 | 0 | 0 | 0 | 0 | 0 | 0 | 0 | 0 | 0 | 0 | 0 | 0 | 0 | 0 | 0 | 0 | 0
Activity | 0 | 0 | 0 | 0 | 0 | 0 | 0 | 0 | 0 | 0 | 0 | 0 | 0 | 0 | 0 | 0 | 0 | 0 | 0 | 0 | 0 | 0 | 0 | 0 | 0 | 0 | 0 | 0 | 0 | 0 | 0 | 0 | 0 | 0 | 0 | 0 | 0 | 0 | 0 | 0 | 0 | 0 | 0 | 0 | 0 | 0 | 0 | 0 | 0 | 0 | 0 | 0 |  |  | 0 | [6 empty] | 0 |  | 0
End of Period | 0 | 0 | 0 | 0 | 0 | 0 | 0 | 0 | 0 | 0 | 0 | 0 | 0 | 0 | 0 | 0 | 0 | 0 | 0 | 0 | 0 | 0 | 0 | 0 | 0 | 0 | 0 | 0 | 0 | 0 | 0 | 0 | 0 | 0 | 0 | 0 | 0 | 0 | 0 | 0 | 0 | 0 | 0 | 0 | 0 | 0 | 0 | 0 | 0 | 0 | 0 | 0 | 0 | 0 | 0 | 0 | 0 | 0 | 0 | 0 | 0 | 0 | 0
Average | 0 | 0 | 0 | 0 | 0 | 0 | 0 | 0 | 0 | 0 | 0 | 0 | 0 | 0 | 0 | 0 | 0 | 0 | 0 | 0 | 0 | 0 | 0 | 0 | 0 | 0 | 0 | 0 | 0 | 0 | 0 | 0 | 0 | 0 | 0 | 0 | 0 | 0 | 0 | 0 | 0 | 0 | 0 | 0 | 0 | 0 | 0 | 0 | 0 | 0 | 0 | 0 | 0 | 0 | 0 | 0 | 0 | 0 | 0 | 0 | 0 | 0 | 0
Tax Depreciation
Beginning of Period | 0 | 0 | 0 | 0 | 0 | 0 | 0 | 0 | 0 | 0 | 0 | 0 | 0 | 0 | 0 | 0 | 0 | 0 | 0 | 0 | 0 | 0 | 0 | 0 | 0 | 0 | 0 | 0 | 0 | 0 | 0 | 0 | 0 | 0 | 0 | 0 | 0 | 0 | 0 | 0 | 0 | 0 | 0 | 0 | 0 | 0 | 0 | 0 | 0 | 0 | 0 | 0 | 0 | 0 | 0 | 0 | 0 | 0 | 0 | 0 | 0 | 0 | 0
Federal | 0 | 0 | 0 | 0 | 0 | 0 | 0 | 0 | 0 | 0 | 0 | 0 | 0 | 0 | 0 | 0 | 0 | 0 | 0 | 0 | 0 | 0 | 0 | 0 | 0 | 0 | 0 | 0 | 0 | 0 | 0 | 0 | 0 | 0 | 0 | 0 | 0 | 0 | 0 | 0 | 0 | 0 | 0 | 0 | 0 | 0 | 0 | 0 | 0 | 0 | 0 | 0 | 0 | 0 | 0 | 0 | 0 | 0 | 0 | 0 | 0 | 0 | 0 | 0
State | 0 | 0 | 0 | 0 | 0 | 0 | 0 | 0 | 0 | 0 | 0 | 0 | 0 | 0 | 0 | 0 | 0 | 0 | 0 | 0 | 0 | 0 | 0 | 0 | 0 | 0 | 0 | 0 | 0 | 0 | 0 | 0 | 0 | 0 | 0 | 0 | 0 | 0 | 0 | 0 | 0 | 0 | 0 | 0 | 0 | 0 | 0 | 0 | 0 | 0 | 0 | 0 | 0 | 0 | 0 | 0 | 0 | 0 | 0 | 0 | 0 | 0 | 0 | 0
End of Period | 0 | 0 | 0 | 0 | 0 | 0 | 0 | 0 | 0 | 0 | 0 | 0 | 0 | 0 | 0 | 0 | 0 | 0 | 0 | 0 | 0 | 0 | 0 | 0 | 0 | 0 | 0 | 0 | 0 | 0 | 0 | 0 | 0 | 0 | 0 | 0 | 0 | 0 | 0 | 0 | 0 | 0 | 0 | 0 | 0 | 0 | 0 | 0 | 0 | 0 | 0 | 0 | 0 | 0 | 0 | 0 | 0 | 0 | 0 | 0 | 0 | 0 | 0
Average | 0 | 0 | 0 | 0 | 0 | 0 | 0 | 0 | 0 | 0 | 0 | 0 | 0 | 0 | 0 | 0 | 0 | 0 | 0 | 0 | 0 | 0 | 0 | 0 | 0 | 0 | 0 | 0 | 0 | 0 | 0 | 0 | 0 | 0 | 0 | 0 | 0 | 0 | 0 | 0 | 0 | 0 | 0 | 0 | 0 | 0 | 0 | 0 | 0 | 0 | 0 | 0 | 0 | 0 | 0 | 0 | 0 | 0 | 0 | 0 | 0 | 0 | 0
Book Depreciation with COR
Beginning of Period | 0 | 0 | 0 | 0 | 0 | 0 | 0 | 0 | 0 | 0 | 0 | 0 | 0 | 0 | 0 | 0 | 0 | 0 | 0 | 0 | 0 | 0 | 0 | 0 | 0 | 0 | 0 | 0 | 0 | 0 | 0 | 0 | 0 | 0 | 0 | 0 | 0 | 0 | 0 | 0 | 0 | 0 | 0 | 0 | 0 | 0 | 0 | 0 | 0 | 0 | 0 | 0 | 0 | 0 | 0 | 0 | 0 | 0 | 0 | 0 | 0 | 0 | 0
Activity | 0 | 0 | 0 | 0 | 0 | 0 | 0 | 0 | 0 | 0 | 0 | 0 | 0 | 0 | 0 | 0 | 0 | 0 | 0 | 0 | 0 | 0 | 0 | 0 | 0 | 0 | 0 | 0 | 0 | 0 | 0 | 0 | 0 | 0 | 0 | 0 | 0 | 0 | 0 | 0 | 0 | 0 | 0 | 0 | 0 | 0 | 0 | 0 | 0 | 0 | 0 | 0 | 0 | 0 | 0 | 0 | 0 | 0 | 0 | 0 | 0 | 0 | 0 | 0
Book Depreciation Related to Retired PIS | [51 empty] | 0 |  |  | 0 | [6 empty] | 0 |  | 0
End of Period | 0 | 0 | 0 | 0 | 0 | 0 | 0 | 0 | 0 | 0 | 0 | 0 | 0 | 0 | 0 | 0 | 0 | 0 | 0 | 0 | 0 | 0 | 0 | 0 | 0 | 0 | 0 | 0 | 0 | 0 | 0 | 0 | 0 | 0 | 0 | 0 | 0 | 0 | 0 | 0 | 0 | 0 | 0 | 0 | 0 | 0 | 0 | 0 | 0 | 0 | 0 | 0 | 0 | 0 | 0 | 0 | 0 | 0 | 0 | 0 | 0 | 0 | 0
Average | 0 | 0 | 0 | 0 | 0 | 0 | 0 | 0 | 0 | 0 | 0 | 0 | 0 | 0 | 0 | 0 | 0 | 0 | 0 | 0 | 0 | 0 | 0 | 0 | 0 | 0 | 0 | 0 | 0 | 0 | 0 | 0 | 0 | 0 | 0 | 0 | 0 | 0 | 0 | 0 | 0 | 0 | 0 | 0 | 0 | 0 | 0 | 0 | 0 | 0 | 0 | 0 | 0 | 0 | 0 | 0 | 0 | 0 | 0 | 0 | 0 | 0 | 0
Federal Deferred Tax Balance, Net of Tax
Beginning of Period | 0 | 0 | 0 | 0 | 0 | 0 | 0 | 0 | 0 | 0 | 0 | 0 | 0 | 0 | 0 | 0 | 0 | 0 | 0 | 0 | 0 | 0 | 0 | 0 | 0 | 0 | 0 | 0 | 0 | 0 | 0 | 0 | 0 | 0 | 0 | 0 | 0 | 0 | 0 | 0 | 0 | 0 | 0 | 0 | 0 | 0 | 0 | 0 | 0 | 0 | 0 | 0 | 0 | 0 | 0 | 0 | 0 | 0 | 0 | 0 | 0 | 0 | 0
Activity | 0 | 0 | 0 | 0 | 0 | 0 | 0 | 0 | 0 | 0 | 0 | 0 | 0 | 0 | 0 | 0 | 0 | 0 | 0 | 0 | 0 | 0 | 0 | 0 | 0 | 0 | 0 | 0 | 0 | 0 | 0 | 0 | 0 | 0 | 0 | 0 | 0 | 0 | 0 | 0 | 0 | 0 | 0 | 0 | 0 | 0 | 0 | 0 | 0 | 0 | 0 | 0 | 0 | 0 | 0 | 0 | 0 | 0 | 0 | 0 | 0 | 0 | 0 | 0
End of Period | 0 | 0 | 0 | 0 | 0 | 0 | 0 | 0 | 0 | 0 | 0 | 0 | 0 | 0 | 0 | 0 | 0 | 0 | 0 | 0 | 0 | 0 | 0 | 0 | 0 | 0 | 0 | 0 | 0 | 0 | 0 | 0 | 0 | 0 | 0 | 0 | 0 | 0 | 0 | 0 | 0 | 0 | 0 | 0 | 0 | 0 | 0 | 0 | 0 | 0 | 0 | 0 | 0 | 0 | 0 | 0 | 0 | 0 | 0 | 0 | 0 | 0 | 0
Average | 0 | 0 | 0 | 0 | 0 | 0 | 0 | 0 | 0 | 0 | 0 | 0 | 0 | 0 | 0 | 0 | 0 | 0 | 0 | 0 | 0 | 0 | 0 | 0 | 0 | 0 | 0 | 0 | 0 | 0 | 0 | 0 | 0 | 0 | 0 | 0 | 0 | 0 | 0 | 0 | 0 | 0 | 0 | 0 | 0 | 0 | 0 | 0 | 0 | 0 | 0 | 0 | 0 | 0 | 0 | 0 | 0 | 0 | 0 | 0 | 0 | 0 | 0
State Deferred Tax Balance
Beginning of Period | 0 | 0 | 0 | 0 | 0 | 0 | 0 | 0 | 0 | 0 | 0 | 0 | 0 | 0 | 0 | 0 | 0 | 0 | 0 | 0 | 0 | 0 | 0 | 0 | 0 | 0 | 0 | 0 | 0 | 0 | 0 | 0 | 0 | 0 | 0 | 0 | 0 | 0 | 0 | 0 | 0 | 0 | 0 | 0 | 0 | 0 | 0 | 0 | 0 | 0 | 0 | 0 | 0 | 0 | 0 | 0 | 0 | 0 | 0 | 0 | 0 | 0 | 0
Activity | 0 | 0 | 0 | 0 | 0 | 0 | 0 | 0 | 0 | 0 | 0 | 0 | 0 | 0 | 0 | 0 | 0 | 0 | 0 | 0 | 0 | 0 | 0 | 0 | 0 | 0 | 0 | 0 | 0 | 0 | 0 | 0 | 0 | 0 | 0 | 0 | 0 | 0 | 0 | 0 | 0 | 0 | 0 | 0 | 0 | 0 | 0 | 0 | 0 | 0 | 0 | 0 | 0 | 0 | 0 | 0 | 0 | 0 | 0 | 0 | 0 | 0 | 0 | 0
End of Period | 0 | 0 | 0 | 0 | 0 | 0 | 0 | 0 | 0 | 0 | 0 | 0 | 0 | 0 | 0 | 0 | 0 | 0 | 0 | 0 | 0 | 0 | 0 | 0 | 0 | 0 | 0 | 0 | 0 | 0 | 0 | 0 | 0 | 0 | 0 | 0 | 0 | 0 | 0 | 0 | 0 | 0 | 0 | 0 | 0 | 0 | 0 | 0 | 0 | 0 | 0 | 0 | 0 | 0 | 0 | 0 | 0 | 0 | 0 | 0 | 0 | 0 | 0
Average | 0 | 0 | 0 | 0 | 0 | 0 | 0 | 0 | 0 | 0 | 0 | 0 | 0 | 0 | 0 | 0 | 0 | 0 | 0 | 0 | 0 | 0 | 0 | 0 | 0 | 0 | 0 | 0 | 0 | 0 | 0 | 0 | 0 | 0 | 0 | 0 | 0 | 0 | 0 | 0 | 0 | 0 | 0 | 0 | 0 | 0 | 0 | 0 | 0 | 0 | 0 | 0 | 0 | 0 | 0 | 0 | 0 | 0 | 0 | 0 | 0 | 0 | 0
Net Rate Base - Average | 0 | 0 | 0 | 0 | 0 | 0 | 0 | 0 | 0 | 0 | 0 | 0 | 0 | 0 | 0 | 0 | 0 | 0 | 0 | 0 | 0 | 0 | 0 | 0 | 0 | 0 | 0 | 0 | 0 | 0 | 0 | 0 | 0 | 0 | 0 | 0 | 0 | 0 | 0 | 0 | 0 | 0 | 0 | 0 | 0 | 0 | 0 | 0 | 0 | 0 | 0 | 0 | 0 | 0 | 0 | 0 | 0 | 0 | 0 | 0 | 0 | 0 | 0
EXPENSES
Income Tax - Removal Cost | 0 | 0 | 0 | 0 | 0 | 0 | 0 | 0 | 0 | 0 | 0 | 0 | 0 | 0 | 0 | 0 | 0 | 0 | 0 | 0 | 0 | 0 | 0 | 0 | 0 | 0 | 0 | 0 | 0 | 0 | 0 | 0 | 0 | 0 | 0 | 0 | 0 | 0 | 0 | 0 | 0 | 0 | 0 | 0 | 0 | 0 | 0 | 0 | 0 | 0 | 0 | 0 | 0 | 0 | 0 | 0 | 0 | 0 | 0 | 0 | 0 | 0 | 0 | 0
Book Depreciation | 0 | 0 | 0 | 0 | 0 | 0 | 0 | 0 | 0 | 0 | 0 | 0 | 0 | 0 | 0 | 0 | 0 | 0 | 0 | 0 | 0 | 0 | 0 | 0 | 0 | 0 | 0 | 0 | 0 | 0 | 0 | 0 | 0 | 0 | 0 | 0 | 0 | 0 | 0 | 0 | 0 | 0 | 0 | 0 | 0 | 0 | 0 | 0 | 0 | 0 | 0 | 0 | 0 | 0 | 0 | 0 | 0 | 0 | 0 | 0 | 0 | 0 | 0 | 0
Property Taxes | 0 | 0 | 0 | 0 | 0 | 0 | 0 | 0 | 0 | 0 | 0 | 0 | 0 | 0 | 0 | 0 | 0 | 0 | 0 | 0 | 0 | 0 | 0 | 0 | 0 | 0 | 0 | 0 | 0 | 0 | 0 | 0 | 0 | 0 | 0 | 0 | 0 | 0 | 0 | 0 | 0 | 0 | 0 | 0 | 0 | 0 | 0 | 0 | 0 | 0 | 0 | 0 | 0 | 0 | 0 | 0 | 0 | 0 | 0 | 0 | 0 | 0 | 0 | 0
Total Expenses | 0 | 0 | 0 | 0 | 0 | 0 | 0 | 0 | 0 | 0 | 0 | 0 | 0 | 0 | 0 | 0 | 0 | 0 | 0 | 0 | 0 | 0 | 0 | 0 | 0 | 0 | 0 | 0 | 0 | 0 | 0 | 0 | 0 | 0 | 0 | 0 | 0 | 0 | 0 | 0 | 0 | 0 | 0 | 0 | 0 | 0 | 0 | 0 | 0 | 0 | 0 | 0 | 0 | 0 | 0 | 0 | 0 | 0 | 0 | 0 | 0 | 0 | 0 | 0
REVENUE REQUIREMENT
Net Rate Base | 0 | 0 | 0 | 0 | 0 | 0 | 0 | 0 | 0 | 0 | 0 | 0 | 0 | 0 | 0 | 0 | 0 | 0 | 0 | 0 | 0 | 0 | 0 | 0 | 0 | 0 | 0 | 0 | 0 | 0 | 0 | 0 | 0 | 0 | 0 | 0 | 0 | 0 | 0 | 0 | 0 | 0 | 0 | 0 | 0 | 0 | 0 | 0 | 0 | 0 | 0 | 0 | 0 | 0 | 0 | 0 | 0 | 0 | 0 | 0 | 0 | 0 | 0 | 0
ROR | 9.98% | 9.98% | 9.7% | 9.61% | 9.61% | 9.61% | 9.61% | 9.61% | 9.61% | 9.61% | 9.61% | 9.61% | 9.61% | 9.61% | 9.61% | 9.61% | 9.61% | 9.61% | 9.61% | 9.61% | 9.61% | 9.61% | 9.61% | 9.61% | 9.61% | 9.61% | 9.61% | 9.61% | 9.61% | 9.61% | 9.61% | 9.61% | 9.61% | 9.61% | 9.61% | 9.61% | 9.61% | 9.61% | 9.61% | 9.61% | 9.61% | 9.61% | 9.61% | 9.61% | 9.61% | 9.61% | 9.61% | 9.61% | 9.61% | 9.61% | 9.61% | 9.61% | 9.61% | 9.61% | 9.61% | 9.61% | 9.61% | 9.61% | 9.61% | 9.61% | 9.61% | 9.61% | 9.61%
Earnings Base | 0 | 0 | 0 | 0 | 0 | 0 | 0 | 0 | 0 | 0 | 0 | 0 | 0 | 0 | 0 | 0 | 0 | 0 | 0 | 0 | 0 | 0 | 0 | 0 | 0 | 0 | 0 | 0 | 0 | 0 | 0 | 0 | 0 | 0 | 0 | 0 | 0 | 0 | 0 | 0 | 0 | 0 | 0 | 0 | 0 | 0 | 0 | 0 | 0 | 0 | 0 | 0 | 0 | 0 | 0 | 0 | 0 | 0 | 0 | 0 | 0 | 0 | 0
Earnings - Expense | 0 | 0 | 0 | 0 | 0 | 0 | 0 | 0 | 0 | 0 | 0 | 0 | 0 | 0 | 0 | 0 | 0 | 0 | 0 | 0 | 0 | 0 | 0 | 0 | 0 | 0 | 0 | 0 | 0 | 0 | 0 | 0 | 0 | 0 | 0 | 0 | 0 | 0 | 0 | 0 | 0 | 0 | 0 | 0 | 0 | 0 | 0 | 0 | 0 | 0 | 0 | 0 | 0 | 0 | 0 | 0 | 0 | 0 | 0 | 0 | 0 | 0 | 0 | 0
Total Earnings Effect | 0 | 0 | 0 | 0 | 0 | 0 | 0 | 0 | 0 | 0 | 0 | 0 | 0 | 0 | 0 | 0 | 0 | 0 | 0 | 0 | 0 | 0 | 0 | 0 | 0 | 0 | 0 | 0 | 0 | 0 | 0 | 0 | 0 | 0 | 0 | 0 | 0 | 0 | 0 | 0 | 0 | 0 | 0 | 0 | 0 | 0 | 0 | 0 | 0 | 0 | 0 | 0 | 0 | 0 | 0 | 0 | 0 | 0 | 0 | 0 | 0 | 0 | 0
Gross-Up Factor | 1.0354 | 1.0354 | 1.0354 | 1.0298 | 1.0298 | 1.0298 | 1.0298 | 1.0298 | 1.0298 | 1.0298 | 1.0298 | 1.0298 | 1.0298 | 1.0298 | 1.0298 | 1.0298 | 1.0298 | 1.0298 | 1.0298 | 1.0298 | 1.0298 | 1.0298 | 1.0298 | 1.0298 | 1.0298 | 1.0298 | 1.0298 | 1.0298 | 1.0298 | 1.0298 | 1.0298 | 1.0298 | 1.0298 | 1.0298 | 1.0298 | 1.0298 | 1.0298 | 1.0298 | 1.0298 | 1.0298 | 1.0298 | 1.0298 | 1.0298 | 1.0298 | 1.0298 | 1.0298 | 1.0298 | 1.0298 | 1.0298 | 1.0298 | 1.0298 | 1.0298 | 1.0298 | 1.0298 | 1.0298 | 1.0298 | 1.0298 | 1.0298 | 1.0298 | 1.0298 | 1.0298 | 1.0298 | 1.0298
Revenue requirement | 0 | 0 | 0 | 0 | 0 | 0 | 0 | 0 | 0 | 0 | 0 | 0 | 0 | 0 | 0 | 0 | 0 | 0 | 0 | 0 | 0 | 0 | 0 | 0 | 0 | 0 | 0 | 0 | 0 | 0 | 0 | 0 | 0 | 0 | 0 | 0 | 0 | 0 | 0 | 0 | 0 | 0 | 0 | 0 | 0 | 0 | 0 | 0 | 0 | 0 | 0 | 0 | 0 | 0 | 0 | 0 | 0 | 0 | 0 | 0 | 0 | 0 | 0 | 0
Depreciation Calculations
Tax Depreciation - Federal
Cost of new equipment in service basis | 0 | 0 | 0 | 0 | 0 | 0 | 0 | 0 | 0 | 0 | 0 | 0 | 0 | 0 | 0 | 0 | 0 | 0 | 0 | 0 | 0 | 0 | 0 | 0 | 0 | 0 | 0 | 0 | 0 | 0 | 0 | 0 | 0 | 0 | 0 | 0 | 0 | 0 | 0 | 0 | 0 | 0 | 0 | 0 | 0 | 0 | 0 | 0 | 0 | 0 | 0 | 0 | 0 | 0 | 0 | 0 | 0 | 0 | 0 | 0 | 0
Bonus Depreciation (N/A) | 0 | 0 | 0 | 0 | 0 | 0 | 0 | 0 | 0 | 0 | 0 | 0 | 0 | 0 | 0 | 0 | 0 | 0 | 0 | 0 | 0 | 0 | 0 | 0 | 0 | 0 | 0 | 0 | 0 | 0 | 0 | 0 | 0 | 0 | 0 | 0 | 0 | 0 | 0 | 0 | 0 | 0 | 0 | 0 | 0 | 0 | 0 | 0 | 0 | 0 | 0 | 0 | 0 | 0 | 0 | 0 | 0 | 0 | 0 | 0 | 0
Regular Depreciation basis (Cumulative) | 0 | 0 | 0 | 0 | 0 | 0 | 0 | 0 | 0 | 0 | 0 | 0 | 0 | 0 | 0 | 0 | 0 | 0 | 0 | 0 | 0 | 0 | 0 | 0 | 0 | 0 | 0 | 0 | 0 | 0 | 0 | 0 | 0 | 0 | 0 | 0 | 0 | 0 | 0 | 0 | 0 | 0 | 0 | 0 | 0 | 0 | 0 | 0 | 0 | 0 | 0 | 0 | 0 | 0 | 0 | 0 | 0 | 0 | 0 | 0 | 0 | 0 | 0
RegularDepreciation | 0 | 0 | 0 | 0 | 0 | 0 | 0 | 0 | 0 | 0 | 0 | 0 | 0 | 0 | 0 | 0 | 0 | 0 | 0 | 0 | 0 | 0 | 0 | 0 | 0 | 0 | 0 | 0 | 0 | 0 | 0 | 0 | 0 | [30 empty] | 0
Total Depreciation for year | 0 | 0 | 0 | 0 | 0 | 0 | 0 | 0 | 0 | 0 | 0 | 0 | 0 | 0 | 0 | 0 | 0 | 0 | 0 | 0 | 0 | 0 | 0 | 0 | 0 | 0 | 0 | 0 | 0 | 0 | 0 | 0 | 0 | 0 | 0 | 0 | 0 | 0 | 0 | 0 | 0 | 0 | 0 | 0 | 0 | 0 | 0 | 0 | 0 | 0 | 0 | 0 | 0 | 0 | 0 | 0 | 0 | 0 | 0 | 0 | 0
Tax Depreciation - State
Cost of new equipment in service basis | 0 | 0 | 0 | 0 | 0 | 0 | 0 | 0 | 0 | 0 | 0 | 0 | 0 | 0 | 0 | 0 | 0 | 0 | 0 | 0 | 0 | 0 | 0 | 0 | 0 | 0 | 0 | 0 | 0 | 0 | 0 | 0 | 0 | 0 | 0 | 0 | 0 | 0 | 0 | 0 | 0 | 0 | 0 | 0 | 0 | 0 | 0 | 0 | 0 | 0 | 0 | 0 | 0 | 0 | 0 | 0 | 0 | 0 | 0 | 0 | 0 | 0 | 0
Bonus Depreciation (N/A) | 0 | 0 | 0 | 0 | 0 | 0 | 0 | 0 | 0 | 0 | 0 | 0 | 0 | 0 | 0 | 0 | 0 | 0 | 0 | 0 | 0 | 0 | 0 | 0 | 0 | 0 | 0 | 0 | 0 | 0 | 0 | 0 | 0 | 0 | 0 | 0 | 0 | 0 | 0 | 0 | 0 | 0 | 0 | 0 | 0 | 0 | 0 | 0 | 0 | 0 | 0 | 0 | 0 | 0 | 0 | 0 | 0 | 0 | 0 | 0 | 0 | 0 | 0
Regular Depreciation basis (Cumulative) | 0 | 0 | 0 | 0 | 0 | 0 | 0 | 0 | 0 | 0 | 0 | 0 | 0 | 0 | 0 | 0 | 0 | 0 | 0 | 0 | 0 | 0 | 0 | 0 | 0 | 0 | 0 | 0 | 0 | 0 | 0 | 0 | 0 | 0 | 0 | 0 | 0 | 0 | 0 | 0 | 0 | 0 | 0 | 0 | 0 | 0 | 0 | 0 | 0 | 0 | 0 | 0 | 0 | 0 | 0 | 0 | 0 | 0 | 0 | 0 | 0 | 0 | 0
RegularDepreciation | 0 | 0 | 0 | 0 | 0 | 0 | 0 | 0 | 0 | 0 | 0 | 0 | 0 | 0 | 0 | 0 | 0 | 0 | 0 | 0 | 0 | 0 | 0 | 0 | 0 | 0 | 0 | 0 | 0 | 0 | 0 | 0 | 0 | 0 | 0 | 0 | 0 | 0 | 0 | 0 | 0 | 0 | 0 | 0 | 0 | 0 | 0 | 0 | 0 | 0 | 0 | 0 | 0 | 0 | 0 | 0 | 0 | 0 | 0 | 0 | 0 | 0 | 0 | 0
Total Depreciation for year | 0 | 0 | 0 | 0 | 0 | 0 | 0 | 0 | 0 | 0 | 0 | 0 | 0 | 0 | 0 | 0 | 0 | 0 | 0 | 0 | 0 | 0 | 0 | 0 | 0 | 0 | 0 | 0 | 0 | 0 | 0 | 0 | 0 | 0 | 0 | 0 | 0 | 0 | 0 | 0 | 0 | 0 | 0 | 0 | 0 | 0 | 0 | 0 | 0 | 0 | 0 | 0 | 0 | 0 | 0 | 0 | 0 | 0 | 0 | 0 | 0 | 0 | 0
Book Depreciation with COR
2014 | 0 | 0 | 0 | 0 | 0 | 0 | 0 | 0 | 0 | 0 | 0 | 0 | 0 | 0 | 0 | 0 | 0 | 0 | 0 | 0 | 0 | 0 | 0 | 0 | 0 | 0 | 0 | 0 | 0 | 0 | 0 | 0 | 0 | 0 | 0 | 0 | 0 | 0 | 0 | 0 | 0 | 0 | 0 | 0 | 0 | 0 | 0 | 0 | 0 | 0 | 0 | 0 | 0 | 0 | 0 | 0 | 0 | 0 | 0 | 0 | 0 |  |  | 0
2015 |  | 0 | 0 | 0 | 0 | 0 | 0 | 0 | 0 | 0 | 0 | 0 | 0 | 0 | 0 | 0 | 0 | 0 | 0 | 0 | 0 | 0 | 0 | 0 | 0 | 0 | 0 | 0 | 0 | 0 | 0 | 0 | 0 | 0 | 0 | 0 | 0 | 0 | 0 | 0 | 0 | 0 | 0 | 0 | 0 | 0 | 0 | 0 | 0 | 0 | 0 | 0 | 0 | 0 | 0 | 0 | 0 | 0 | 0 | 0 | 0 |  |  | 0 | check - total PIS
2016 |  |  | 0 | 0 | 0 | 0 | 0 | 0 | 0 | 0 | 0 | 0 | 0 | 0 | 0 | 0 | 0 | 0 | 0 | 0 | 0 | 0 | 0 | 0 | 0 | 0 | 0 | 0 | 0 | 0 | 0 | 0 | 0 | 0 | 0 | 0 | 0 | 0 | 0 | 0 | 0 | 0 | 0 | 0 | 0 | 0 | 0 | 0 | 0 | 0 | 0 | 0 | [11 empty] | 0 | 0
2017 |  |  |  | 0 | 0 | 0 | 0 | 0 | 0 | 0 | 0 | 0 | 0 | 0 | 0 | 0 | 0 | 0 | 0 | 0 | 0 | 0 | 0 | 0 | 0 | 0 | 0 | 0 | 0 | 0 | 0 | 0 | 0 | 0 | 0 | 0 | 0 | 0 | 0 | 0 | 0 | 0 | 0 | 0 | 0 | 0 | 0 | 0 | 0 | 0 | 0 | 0 | 0 | 0 | 0 | 0 | 0 | 0 | 0 | 0 | 0 |  |  | 0
2018 |  |  |  |  | 0 | 0 | 0 | 0 | 0 | 0 | 0 | 0 | 0 | 0 | 0 | 0 | 0 | 0 | 0 | 0 | 0 | 0 | 0 | 0 | 0 | 0 | 0 | 0 | 0 | 0 | 0 | 0 | 0 | 0 | 0 | 0 | 0 | 0 | 0 | 0 | 0 | 0 | 0 | 0 | 0 | 0 | 0 | 0 | 0 | 0 | 0 | 0 | 0 | 0 | 0 | 0 | 0 | 0 | 0 | 0 | 0 |  |  | 0
2019 | [5 empty] | 0 | 0 | 0 | 0 | 0 | 0 | 0 | 0 | 0 | 0 | 0 | 0 | 0 | 0 | 0 | 0 | 0 | 0 | 0 | 0 | 0 | 0 | 0 | 0 | 0 | 0 | 0 | 0 | 0 | 0 | 0 | 0 | 0 | 0 | 0 | 0 | 0 | 0 | 0 | 0 | 0 | 0 | 0 | 0 | 0 | 0 | 0 | 0 | 0 | 0 | [8 empty] | 0 | 0
2020 | [6 empty] | 0 | 0 | 0 | 0 | 0 | 0 | 0 | 0 | 0 | 0 | 0 | 0 | 0 | 0 | 0 | 0 | 0 | 0 | 0 | 0 | 0 | 0 | 0 | 0 | 0 | 0 | 0 | 0 | 0 | 0 | 0 | 0 | 0 | 0 | 0 | 0 | 0 | 0 | 0 | 0 | 0 | 0 | 0 | 0 | 0 | 0 | 0 | 0 | 0 | 0 | 0 | 0 | 0 | 0 | 0 |  |  | 0
2021 | [7 empty] | 0 | 0 | 0 | 0 | 0 | 0 | 0 | 0 | 0 | 0 | 0 | 0 | 0 | 0 | 0 | 0 | 0 | 0 | 0 | 0 | 0 | 0 | 0 | 0 | 0 | 0 | 0 | 0 | 0 | 0 | 0 | 0 | 0 | 0 | 0 | 0 | 0 | 0 | 0 | 0 | 0 | 0 | 0 | 0 | 0 | 0 | 0 | 0 | 0 | 0 | 0 | 0 | 0 | 0 |  |  | 0
2022 | [8 empty] | 0 | 0 | 0 | 0 | 0 | 0 | 0 | 0 | 0 | 0 | 0 | 0 | 0 | 0 | 0 | 0 | 0 | 0 | 0 | 0 | 0 | 0 | 0 | 0 | 0 | 0 | 0 | 0 | 0 | 0 | 0 | 0 | 0 | 0 | 0 | 0 | 0 | 0 | 0 | 0 | 0 | 0 | 0 | 0 | 0 | 0 | 0 | 0 | 0 | 0 | 0 | 0 | 0 |  |  | 0
2023 | [9 empty] | 0 | 0 | 0 | 0 | 0 | 0 | 0 | 0 | 0 | 0 | 0 | 0 | 0 | 0 | 0 | 0 | 0 | 0 | 0 | 0 | 0 | 0 | 0 | 0 | 0 | 0 | 0 | 0 | 0 | 0 | 0 | 0 | 0 | 0 | 0 | 0 | 0 | 0 | 0 | 0 | 0 | 0 | 0 | 0 | 0 | 0 | 0 | 0 | 0 | 0 | 0 | 0 |  |  | 0
2024 | [10 empty] | 0 | 0 | 0 | 0 | 0 | 0 | 0 | 0 | 0 | 0 | 0 | 0 | 0 | 0 | 0 | 0 | 0 | 0 | 0 | 0 | 0 | 0 | 0 | 0 | 0 | 0 | 0 | 0 | 0 | 0 | 0 | 0 | 0 | 0 | 0 | 0 | 0 | 0 | 0 | 0 | 0 | 0 | 0 | 0 | 0 | 0 | 0 | 0 | 0 | 0 |  |  |  | 0 | 0
2025 | [11 empty] | 0 | 0 | 0 | 0 | 0 | 0 | 0 | 0 | 0 | 0 | 0 | 0 | 0 | 0 | 0 | 0 | 0 | 0 | 0 | 0 | 0 | 0 | 0 | 0 | 0 | 0 | 0 | 0 | 0 | 0 | 0 | 0 | 0 | 0 | 0 | 0 | 0 | 0 | 0 | 0 | 0 | 0 | 0 | 0 | 0 | 0 | 0 | 0 | 0 | 0 | 0 |  | 0
2026 | [12 empty] | 0 | 0 | 0 | 0 | 0 | 0 | 0 | 0 | 0 | 0 | 0 | 0 | 0 | 0 | 0 | 0 | 0 | 0 | 0 | 0 | 0 | 0 | 0 | 0 | 0 | 0 | 0 | 0 | 0 | 0 | 0 | 0 | 0 | 0 | 0 | 0 | 0 | 0 | 0 | 0 | 0 | 0 | 0 | 0 | 0 | 0 | 0 | 0 | 0 | 0 |  | 0 | 0
| 0 | 0 | 0 | 0 | 0 | 0 | 0 | 0 | 0 | 0 | 0 | 0 | 0 | 0 | 0 | 0 | 0 | 0 | 0 | 0 | 0 | 0 | 0 | 0 | 0 | 0 | 0 | 0 | 0 | 0 | 0 | 0 | 0 | 0 | 0 | 0 | 0 | 0 | 0 | 0 | 0 | 0 | 0 | 0 | 0 | 0 | 0 | 0 | 0 | 0 | 0 | 0 | 0 | 0 | 0 | 0 | 0 | 0 | 0 | 0 | 0 | 0 | 0 | 0
Book Depreciation- excl. Salvage
2014 | 0 | 0 | 0 | 0 | 0 | 0 | 0 | 0 | 0 | 0 | 0 | 0 | 0 | 0 | 0 | 0 | 0 | 0 | 0 | 0 | 0 | 0 | 0 | 0 | 0 | 0 | 0 | 0 | 0 | 0 | 0 | 0 | 0 | 0 | 0 | 0 | 0 | 0 | 0 | 0 | 0 | 0 | 0 | 0 | 0 | 0 | 0 | 0 | 0 | 0 | 0 | 0 | 0 | 0 | 0 | 0 | 0 | 0 | 0 | 0 | 0 |  |  | 0
2015 |  | 0 | 0 | 0 | 0 | 0 | 0 | 0 | 0 | 0 | 0 | 0 | 0 | 0 | 0 | 0 | 0 | 0 | 0 | 0 | 0 | 0 | 0 | 0 | 0 | 0 | 0 | 0 | 0 | 0 | 0 | 0 | 0 | 0 | 0 | 0 | 0 | 0 | 0 | 0 | 0 | 0 | 0 | 0 | 0 | 0 | 0 | 0 | 0 | 0 | 0 | 0 | 0 | 0 | 0 | 0 | 0 | 0 | 0 | 0 | 0 |  |  | 0 | check - total PIS
2016 |  |  | 0 | 0 | 0 | 0 | 0 | 0 | 0 | 0 | 0 | 0 | 0 | 0 | 0 | 0 | 0 | 0 | 0 | 0 | 0 | 0 | 0 | 0 | 0 | 0 | 0 | 0 | 0 | 0 | 0 | 0 | 0 | 0 | 0 | 0 | 0 | 0 | 0 | 0 | 0 | 0 | 0 | 0 | 0 | 0 | 0 | 0 | 0 | 0 | 0 | 0 | [11 empty] | 0 | 0
2017 |  |  |  | 0 | 0 | 0 | 0 | 0 | 0 | 0 | 0 | 0 | 0 | 0 | 0 | 0 | 0 | 0 | 0 | 0 | 0 | 0 | 0 | 0 | 0 | 0 | 0 | 0 | 0 | 0 | 0 | 0 | 0 | 0 | 0 | 0 | 0 | 0 | 0 | 0 | 0 | 0 | 0 | 0 | 0 | 0 | 0 | 0 | 0 | 0 | 0 | 0 | 0 | 0 | 0 | 0 | 0 | 0 | 0 | 0 | 0 |  |  | 0 | 0
2018 |  |  |  |  | 0 | 0 | 0 | 0 | 0 | 0 | 0 | 0 | 0 | 0 | 0 | 0 | 0 | 0 | 0 | 0 | 0 | 0 | 0 | 0 | 0 | 0 | 0 | 0 | 0 | 0 | 0 | 0 | 0 | 0 | 0 | 0 | 0 | 0 | 0 | 0 | 0 | 0 | 0 | 0 | 0 | 0 | 0 | 0 | 0 | 0 | 0 | 0 | 0 | 0 | 0 | 0 | 0 | 0 | 0 | 0 | 0 |  |  | 0
2019 | [5 empty] | 0 | 0 | 0 | 0 | 0 | 0 | 0 | 0 | 0 | 0 | 0 | 0 | 0 | 0 | 0 | 0 | 0 | 0 | 0 | 0 | 0 | 0 | 0 | 0 | 0 | 0 | 0 | 0 | 0 | 0 | 0 | 0 | 0 | 0 | 0 | 0 | 0 | 0 | 0 | 0 | 0 | 0 | 0 | 0 | 0 | 0 | 0 | 0 | 0 | 0 | [8 empty] | 0 | 0
2020 | [6 empty] | 0 | 0 | 0 | 0 | 0 | 0 | 0 | 0 | 0 | 0 | 0 | 0 | 0 | 0 | 0 | 0 | 0 | 0 | 0 | 0 | 0 | 0 | 0 | 0 | 0 | 0 | 0 | 0 | 0 | 0 | 0 | 0 | 0 | 0 | 0 | 0 | 0 | 0 | 0 | 0 | 0 | 0 | 0 | 0 | 0 | 0 | 0 | 0 | 0 | 0 | 0 | 0 | 0 | 0 | 0 |  |  | 0
2021 | [7 empty] | 0 | 0 | 0 | 0 | 0 | 0 | 0 | 0 | 0 | 0 | 0 | 0 | 0 | 0 | 0 | 0 | 0 | 0 | 0 | 0 | 0 | 0 | 0 | 0 | 0 | 0 | 0 | 0 | 0 | 0 | 0 | 0 | 0 | 0 | 0 | 0 | 0 | 0 | 0 | 0 | 0 | 0 | 0 | 0 | 0 | 0 | 0 | 0 | 0 | 0 | 0 | 0 | 0 | 0 |  |  | 0
2022 | [8 empty] | 0 | 0 | 0 | 0 | 0 | 0 | 0 | 0 | 0 | 0 | 0 | 0 | 0 | 0 | 0 | 0 | 0 | 0 | 0 | 0 | 0 | 0 | 0 | 0 | 0 | 0 | 0 | 0 | 0 | 0 | 0 | 0 | 0 | 0 | 0 | 0 | 0 | 0 | 0 | 0 | 0 | 0 | 0 | 0 | 0 | 0 | 0 | 0 | 0 | 0 | 0 | 0 | 0 |  |  | 0
2023 | [9 empty] | 0 | 0 | 0 | 0 | 0 | 0 | 0 | 0 | 0 | 0 | 0 | 0 | 0 | 0 | 0 | 0 | 0 | 0 | 0 | 0 | 0 | 0 | 0 | 0 | 0 | 0 | 0 | 0 | 0 | 0 | 0 | 0 | 0 | 0 | 0 | 0 | 0 | 0 | 0 | 0 | 0 | 0 | 0 | 0 | 0 | 0 | 0 | 0 | 0 | 0 | 0 | 0 |  |  | 0
2024 | [10 empty] | 0 | 0 | 0 | 0 | 0 | 0 | 0 | 0 | 0 | 0 | 0 | 0 | 0 | 0 | 0 | 0 | 0 | 0 | 0 | 0 | 0 | 0 | 0 | 0 | 0 | 0 | 0 | 0 | 0 | 0 | 0 | 0 | 0 | 0 | 0 | 0 | 0 | 0 | 0 | 0 | 0 | 0 | 0 | 0 | 0 | 0 | 0 | 0 | 0 | 0 |  |  |  | 0 | 0
2025 | [11 empty] | 0 | 0 | 0 | 0 | 0 | 0 | 0 | 0 | 0 | 0 | 0 | 0 | 0 | 0 | 0 | 0 | 0 | 0 | 0 | 0 | 0 | 0 | 0 | 0 | 0 | 0 | 0 | 0 | 0 | 0 | 0 | 0 | 0 | 0 | 0 | 0 | 0 | 0 | 0 | 0 | 0 | 0 | 0 | 0 | 0 | 0 | 0 | 0 | 0 | 0 | 0 |  | 0
2026 | [12 empty] | 0 | 0 | 0 | 0 | 0 | 0 | 0 | 0 | 0 | 0 | 0 | 0 | 0 | 0 | 0 | 0 | 0 | 0 | 0 | 0 | 0 | 0 | 0 | 0 | 0 | 0 | 0 | 0 | 0 | 0 | 0 | 0 | 0 | 0 | 0 | 0 | 0 | 0 | 0 | 0 | 0 | 0 | 0 | 0 | 0 | 0 | 0 | 0 | 0 | 0 |  | 0 | 0
| 0 | 0 | 0 | 0 | 0 | 0 | 0 | 0 | 0 | 0 | 0 | 0 | 0 | 0 | 0 | 0 | 0 | 0 | 0 | 0 | 0 | 0 | 0 | 0 | 0 | 0 | 0 | 0 | 0 | 0 | 0 | 0 | 0 | 0 | 0 | 0 | 0 | 0 | 0 | 0 | 0 | 0 | 0 | 0 | 0 | 0 | 0 | 0 | 0 | 0 | 0 | 0 | 0 | 0 | 0 | 0 | 0 | 0 | 0 | 0 | 0 | 0 | 0 | 0
Note on A50: Lee, Betty: rate base does not include CWIP b/c the CapEx dollars include an AFUDC component in it already

## 2b-2026
Project No. | 2b
Project Desc. | Utility Solutions (Solar, Fuel Cells, DG) (2 MWs)
Book Life | 10 | Treat as Regulatory Asset
Tax Life | 7N
Salvage Rate | 0%
After-Tax Rate | 60.77%
| 2014 | 2015 | 2016 | 2017 | 2018 | 2019 | 2020 | 2021 | 2022 | 2023 | 2024 | 2025 | 2026 | 2027
Closing to Plant (Y/N) | N | N | N | N | N | N | N | N | N | N | N | N | N | N | Total
CWIP
Beginning of Period | 0 | 0 | 0 | 0 | 0 | 0 | 0 | 0 | 0 | 0 | 0 | 0 | 0
Activity
Capex (Actual Expenditures) | 0 | 0.172 | 0.179 | 0 | 0 | 0 | 0 | 0 | 0 | 0 | 0 | 0 | 0 |  | 0.351
Closings to Plant | 0 | -0.172 | -0.179 | 0 | 0 | [9 empty] | -0.351
End of Period | 0 | 0 | 0 | 0 | 0 | 0 | 0 | 0 | 0 | 0 | 0 | 0 | 0
Average | 0 | 0 | 0 | 0 | 0 | 0 | 0 | 0 | 0 | 0 | 0 | 0 | 0
Plant in Service
Beginning of Period | 0 | 0 | 0.172 | 0.351 | 0.351 | 0.351 | 0.351 | 0.351 | 0.351 | 0.351 | 0.351
Activity | 0 | 0.172 | 0.179 | 0 | 0 | 0 | 0 | 0 | 0 | 0 | 0 |  |  |  | 0.351
End of Period | 0 | 0.172 | 0.351 | 0.351 | 0.351 | 0.351 | 0.351 | 0.351 | 0.351 | 0.351 | 0.351
Average | 0 | 0.086 | 0.2615 | 0.351 | 0.351 | 0.351 | 0.351 | 0.351 | 0.351 | 0.351 | 0.351
Tax Depreciation
Beginning of Period | 0 | 0 | 0 | 0 | 0 | 0 | 0 | 0 | 0 | 0 | 0
Federal | 0 | 0 | 0 | 0 | 0 | 0 | 0 | 0 | 0 | 0 | 0 |  |  |  | 0
State | 0 | 0 | 0 | 0 | 0 | 0 | 0 | 0 | 0 | 0 | 0 |  |  |  | 0
End of Period | 0 | 0 | 0 | 0 | 0 | 0 | 0 | 0 | 0 | 0 | 0
Average | 0 | 0 | 0 | 0 | 0 | 0 | 0 | 0 | 0 | 0 | 0
Book Depreciation with COR
Beginning of Period | 0 | 0 | 0.0172 | 0.0523 | 0.0874 | 0.1225 | 0.1576 | 0.1927 | 0.2278 | 0.2629 | 0.298 | 0.3331 | 0.351 | 0.351
Activity (Monthly Amortization) | 0 | 0.0172 | 0.0351 | 0.0351 | 0.0351 | 0.0351 | 0.0351 | 0.0351 | 0.0351 | 0.0351 | 0.0351 | 0.0179 | 0 | 0 | 0.351
End of Period | 0 | 0.0172 | 0.0523 | 0.0874 | 0.1225 | 0.1576 | 0.1927 | 0.2278 | 0.2629 | 0.298 | 0.3331 | 0.351 | 0.351 | 0.351
Average | 0 | 0.0086 | 0.03475 | 0.06985 | 0.10495 | 0.14005 | 0.17515 | 0.21025 | 0.24535 | 0.28045 | 0.31555 | 0.34205 | 0.351 | 0.351
Unamortized Balance | 0 | 0.1548 | 0.2987 | 0.2636 | 0.2285 | 0.1934 | 0.1583 | 0.1232 | 0.0881 | 0.053 | 0.0179 | 0 | 0 | 0
Avg Unamortized Balance, Net of Tax (60.775%) | 0 | 0.047036 | 0.1378 | 0.17085 | 0.14952 | 0.12819 | 0.10686 | 0.085534 | 0.064204 | 0.042873 | 0.021543 | 0.0054389 | 0 | 0 | 0.95986
Federal Deferred Tax Balance, Net of Tax
Beginning of Period | 0 | 0 | -0.00602 | -0.018305 | -0.03059 | -0.042875 | -0.05516 | -0.067445 | -0.07973 | -0.092015 | -0.1043
Activity | 0 | -0.00602 | -0.012285 | -0.012285 | -0.012285 | -0.012285 | -0.012285 | -0.012285 | -0.012285 | -0.012285 | -0.012285 |  |  |  | -0.11659
End of Period | 0 | -0.00602 | -0.018305 | -0.03059 | -0.042875 | -0.05516 | -0.067445 | -0.07973 | -0.092015 | -0.1043 | -0.11659
Average | 0 | -0.00301 | -0.012162 | -0.024447 | -0.036733 | -0.049017 | -0.061302 | -0.073588 | -0.085872 | -0.098158 | -0.11044
State Deferred Tax Balance
Beginning of Period | 0 | 0 | -0.001118 | -0.0033995 | -0.005681 | -0.0079625 | -0.010244 | -0.012526 | -0.014807 | -0.017089 | -0.01937
Activity | 0 | -0.001118 | -0.0022815 | -0.0022815 | -0.0022815 | -0.0022815 | -0.0022815 | -0.0022815 | -0.0022815 | -0.0022815 | -0.0022815 |  |  |  | -0.021652
End of Period | 0 | -0.001118 | -0.0033995 | -0.005681 | -0.0079625 | -0.010244 | -0.012526 | -0.014807 | -0.017089 | -0.01937 | -0.021652
Average | 0 | -0.000559 | -0.0022588 | -0.0045403 | -0.0068218 | -0.0091033 | -0.011385 | -0.013666 | -0.015948 | -0.018229 | -0.020511
Net Rate Base - Average | 0 | 0.080969 | 0.24117 | 0.31014 | 0.2896 | 0.26907 | 0.24854 | 0.228 | 0.20747 | 0.18694 | 0.1664
EXPENSES
Income Tax - Removal Cost | 0 | 0 | 0 | 0 | 0 | 0 | 0 | 0 | 0 | 0 | 0 | 0 | 0 | 0 | 0
Book Depreciation | 0 | 0.0172 | 0.0351 | 0.0351 | 0.0351 | 0.0351 | 0.0351 | 0.0351 | 0.0351 | 0.0351 | 0.0351 | 0.0179 | 0 | 0 | 0.351
Property Taxes | 0 | 0 | 0 | 0 | 0 | 0 | 0 | 0 | 0 | 0 | 0 | 0 | 0 | 0 | 0
Total Expenses | 0 | 0.0172 | 0.0351 | 0.0351 | 0.0351 | 0.0351 | 0.0351 | 0.0351 | 0.0351 | 0.0351 | 0.0351 | 0.0179 | 0 | 0 | 0.351
REVENUE REQUIREMENT
Unamortized Balance, Net of Tax 60.775%) | 0 | 0.047036 | 0.1378 | 0.17085 | 0.14952 | 0.12819 | 0.10686 | 0.085534 | 0.064204 | 0.042873 | 0.021543 | 0.0054389 | 0 | 0 | 0.95442
ROR | 9.98% | 9.98% | 9.7% | 9.61% | 9.61% | 9.61% | 9.61% | 9.61% | 9.61% | 9.61% | 9.61% | 9.61% | 9.61% | 9.61%
Earnings Base | 0 | 0.0046942 | 0.013366 | 0.016419 | 0.014369 | 0.012319 | 0.01027 | 0.0082198 | 0.00617 | 0.0041201 | 0.0020703 | 0.00052268 | 0 | 0
Expenses (Amortization) | 0 | 0.0172 | 0.0351 | 0.0351 | 0.0351 | 0.0351 | 0.0351 | 0.0351 | 0.0351 | 0.0351 | 0.0351 | 0.0179 | 0 | 0 | 0.351
Total Earnings Effect | 0 | 0.021894 | 0.048466 | 0.051519 | 0.049469 | 0.047419 | 0.04537 | 0.04332 | 0.04127 | 0.03922 | 0.03717 | 0.018423 | 0 | 0
Gross-Up Factor | 1.0354 | 1.0354 | 1.0354 | 1.0298 | 1.0298 | 1.0298 | 1.0298 | 1.0298 | 1.0298 | 1.0298 | 1.0298 | 1.0298 | 1.0298 | 1.0298
Revenue requirement | 0 | 0.022668 | 0.05018 | 0.053052 | 0.050942 | 0.048831 | 0.04672 | 0.044609 | 0.042498 | 0.040387 | 0.038276 | 0.018971 | 0 | 0 | 0.45713
Depreciation Calculations
Tax Depreciation - Federal
Cost of new equipment in service basis | 0 | 0.172 | 0.179 | 0 | 0 | 0 | 0 | 0 | 0 | 0 | 0
Bonus Depreciation (N/A) | 0 | 0 | 0 | 0 | 0 | 0 | 0 | 0 | 0 | 0 | 0
Regular Depreciation basis (Cumulative) | 0 | 0.172 | 0.351 | 0.351 | 0.351 | 0.351 | 0.351 | 0.351 | 0.351 | 0.351 | 0.351
RegularDepreciation | 0 | 0 | 0 | 0 | 0 | 0 | 0 | 0 | 0 | 0 | 0
Total Depreciation for year | 0 | 0 | 0 | 0 | 0 | 0 | 0 | 0 | 0 | 0 | 0
Tax Depreciation - State
Cost of new equipment in service basis | 0 | 0.172 | 0.179 | 0 | 0 | 0 | 0 | 0 | 0 | 0 | 0
Bonus Depreciation (N/A) | 0 | 0 | 0 | 0 | 0 | 0 | 0 | 0 | 0 | 0 | 0
Regular Depreciation basis (Cumulative) | 0 | 0.172 | 0.351 | 0.351 | 0.351 | 0.351 | 0.351 | 0.351 | 0.351 | 0.351 | 0.351
RegularDepreciation | 0 | 0 | 0 | 0 | 0 | 0 | 0 | 0 | 0 | 0 | 0
Total Depreciation for year | 0 | 0 | 0 | 0 | 0 | 0 | 0 | 0 | 0 | 0 | 0
Book Depreciation with COR
2014 | 0 | 0 | 0 | 0 | 0 | 0 | 0 | 0 | 0 | 0 |  |  |  |  | 0
2015 |  | 0.0172 | 0.0172 | 0.0172 | 0.0172 | 0.0172 | 0.0172 | 0.0172 | 0.0172 | 0.0172 | 0.0172 |  |  |  | 0.172
2016 |  |  | 0.0179 | 0.0179 | 0.0179 | 0.0179 | 0.0179 | 0.0179 | 0.0179 | 0.0179 | 0.0179 | 0.0179 |  |  | 0.179
2017 |  |  |  | 0 | 0 | 0 | 0 | 0 | 0 | 0 | 0 | 0 | 0 |  | 0
2018 |  |  |  |  | 0 | 0 | 0 | 0 | 0 | 0 | 0 | 0 | 0 | 0 | 0
2019 | [5 empty] | 0 | 0 | 0 | 0 | 0 | 0 |  |  |  | 0
2020 | [6 empty] | 0 | 0 | 0 | 0 | 0 |  |  |  | 0
2021 | [7 empty] | 0 | 0 | 0 | 0 |  |  |  | 0
2022 | [8 empty] | 0 | 0 | 0 |  |  |  | 0
2023 | [9 empty] | 0 | 0 |  |  |  | 0
2024 | [10 empty] | 0 |  |  |  | 0
| 0 | 0.0172 | 0.0351 | 0.0351 | 0.0351 | 0.0351 | 0.0351 | 0.0351 | 0.0351 | 0.0351 | 0.0351 | 0.0179 | 0 | 0 | 0.351
Book Depreciation- excl. Salvage
2014 | 0 | 0 | 0 | 0 | 0 | 0 | 0 | 0 | 0 | 0 | 0 |  |  |  | 0
2015 |  | 0.0172 | 0.0172 | 0.0172 | 0.0172 | 0.0172 | 0.0172 | 0.0172 | 0.0172 | 0.0172 | 0.0172 |  |  |  | 0.172
2016 |  |  | 0.0179 | 0.0179 | 0.0179 | 0.0179 | 0.0179 | 0.0179 | 0.0179 | 0.0179 | 0.0179 |  |  |  | 0.1611
2017 |  |  |  | 0 | 0 | 0 | 0 | 0 | 0 | 0 | 0 |  |  |  | 0
2018 |  |  |  |  | 0 | 0 | 0 | 0 | 0 | 0 | 0 |  |  |  | 0
2019 | [5 empty] | 0 | 0 | 0 | 0 | 0 | 0 |  |  |  | 0
2020 | [6 empty] | 0 | 0 | 0 | 0 | 0 |  |  |  | 0
2021 | [7 empty] | 0 | 0 | 0 | 0 |  |  |  | 0
2022 | [8 empty] | 0 | 0 | 0 |  |  |  | 0
2023 | [9 empty] | 0 | 0 |  |  |  | 0
2024 | [10 empty] | 0 |  |  |  | 0
| 0 | 0.0172 | 0.0351 | 0.0351 | 0.0351 | 0.0351 | 0.0351 | 0.0351 | 0.0351 | 0.0351 | 0.0351 |  |  |  | 0.3331

## 2b-2026 (w 100pt incentive)
Project No. | 2b
Project Desc. | Utility Solutions (Solar, Fuel Cells, DG) (2 MWs)
Book Life | 10 | Treat as Regulatory Asset
Tax Life | 7N
Salvage Rate | 0%
After-Tax Rate | 60.77%
| 2014 | 2015 | 2016 | 2017 | 2018 | 2019 | 2020 | 2021 | 2022 | 2023 | 2024 | 2025 | 2026 | 2027
Closing to Plant (Y/N) | N | N | N | N | N | N | N | N | N | N | N | N | N | N | Total
CWIP
Beginning of Period | 0 | 0 | 0 | 0 | 0 | 0 | 0 | 0 | 0 | 0 | 0 | 0 | 0
Activity
Capex (Actual Expenditures) | 0 | 0.172 | 0.179 | 0 | 0 | 0 | 0 | 0 | 0 | 0 | 0 | 0 | 0 |  | 0.351
Closings to Plant | 0 | -0.172 | -0.179 | 0 | 0 | [9 empty] | -0.351
End of Period | 0 | 0 | 0 | 0 | 0 | 0 | 0 | 0 | 0 | 0 | 0 | 0 | 0
Average | 0 | 0 | 0 | 0 | 0 | 0 | 0 | 0 | 0 | 0 | 0 | 0 | 0
Plant in Service
Beginning of Period | 0 | 0 | 0.172 | 0.351 | 0.351 | 0.351 | 0.351 | 0.351 | 0.351 | 0.351 | 0.351
Activity | 0 | 0.172 | 0.179 | 0 | 0 | 0 | 0 | 0 | 0 | 0 | 0 |  |  |  | 0.351
End of Period | 0 | 0.172 | 0.351 | 0.351 | 0.351 | 0.351 | 0.351 | 0.351 | 0.351 | 0.351 | 0.351
Average | 0 | 0.086 | 0.2615 | 0.351 | 0.351 | 0.351 | 0.351 | 0.351 | 0.351 | 0.351 | 0.351
Tax Depreciation
Beginning of Period | 0 | 0 | 0 | 0 | 0 | 0 | 0 | 0 | 0 | 0 | 0
Federal | 0 | 0 | 0 | 0 | 0 | 0 | 0 | 0 | 0 | 0 | 0 |  |  |  | 0
State | 0 | 0 | 0 | 0 | 0 | 0 | 0 | 0 | 0 | 0 | 0 |  |  |  | 0
End of Period | 0 | 0 | 0 | 0 | 0 | 0 | 0 | 0 | 0 | 0 | 0
Average | 0 | 0 | 0 | 0 | 0 | 0 | 0 | 0 | 0 | 0 | 0
Book Depreciation with COR
Beginning of Period | 0 | 0 | 0.0172 | 0.0523 | 0.0874 | 0.1225 | 0.1576 | 0.1927 | 0.2278 | 0.2629 | 0.298 | 0.3331 | 0.351 | 0.351
Activity (Monthly Amortization) | 0 | 0.0172 | 0.0351 | 0.0351 | 0.0351 | 0.0351 | 0.0351 | 0.0351 | 0.0351 | 0.0351 | 0.0351 | 0.0179 | 0 | 0 | 0.351
End of Period | 0 | 0.0172 | 0.0523 | 0.0874 | 0.1225 | 0.1576 | 0.1927 | 0.2278 | 0.2629 | 0.298 | 0.3331 | 0.351 | 0.351 | 0.351
Average | 0 | 0.0086 | 0.03475 | 0.06985 | 0.10495 | 0.14005 | 0.17515 | 0.21025 | 0.24535 | 0.28045 | 0.31555 | 0.34205 | 0.351 | 0.351
Unamortized Balance | 0 | 0.1548 | 0.2987 | 0.2636 | 0.2285 | 0.1934 | 0.1583 | 0.1232 | 0.0881 | 0.053 | 0.0179 | 0 | 0 | 0
Avg Unamortized Balance, Net of Tax (60.775%) | 0 | 0.047036 | 0.1378 | 0.17085 | 0.14952 | 0.12819 | 0.10686 | 0.085534 | 0.064204 | 0.042873 | 0.021543 | 0.0054389 | 0 | 0 | 0.95986
Federal Deferred Tax Balance, Net of Tax
Beginning of Period | 0 | 0 | -0.00602 | -0.018305 | -0.03059 | -0.042875 | -0.05516 | -0.067445 | -0.07973 | -0.092015 | -0.1043
Activity | 0 | -0.00602 | -0.012285 | -0.012285 | -0.012285 | -0.012285 | -0.012285 | -0.012285 | -0.012285 | -0.012285 | -0.012285 |  |  |  | -0.11659
End of Period | 0 | -0.00602 | -0.018305 | -0.03059 | -0.042875 | -0.05516 | -0.067445 | -0.07973 | -0.092015 | -0.1043 | -0.11659
Average | 0 | -0.00301 | -0.012162 | -0.024447 | -0.036733 | -0.049017 | -0.061302 | -0.073588 | -0.085872 | -0.098158 | -0.11044
State Deferred Tax Balance
Beginning of Period | 0 | 0 | -0.001118 | -0.0033995 | -0.005681 | -0.0079625 | -0.010244 | -0.012526 | -0.014807 | -0.017089 | -0.01937
Activity | 0 | -0.001118 | -0.0022815 | -0.0022815 | -0.0022815 | -0.0022815 | -0.0022815 | -0.0022815 | -0.0022815 | -0.0022815 | -0.0022815 |  |  |  | -0.021652
End of Period | 0 | -0.001118 | -0.0033995 | -0.005681 | -0.0079625 | -0.010244 | -0.012526 | -0.014807 | -0.017089 | -0.01937 | -0.021652
Average | 0 | -0.000559 | -0.0022588 | -0.0045403 | -0.0068218 | -0.0091033 | -0.011385 | -0.013666 | -0.015948 | -0.018229 | -0.020511
Net Rate Base - Average | 0 | 0.080969 | 0.24117 | 0.31014 | 0.2896 | 0.26907 | 0.24854 | 0.228 | 0.20747 | 0.18694 | 0.1664
EXPENSES
Income Tax - Removal Cost | 0 | 0 | 0 | 0 | 0 | 0 | 0 | 0 | 0 | 0 | 0 | 0 | 0 | 0 | 0
Book Depreciation | 0 | 0.0172 | 0.0351 | 0.0351 | 0.0351 | 0.0351 | 0.0351 | 0.0351 | 0.0351 | 0.0351 | 0.0351 | 0.0179 | 0 | 0 | 0.351
Property Taxes | 0 | 0 | 0 | 0 | 0 | 0 | 0 | 0 | 0 | 0 | 0 | 0 | 0 | 0 | 0
Total Expenses | 0 | 0.0172 | 0.0351 | 0.0351 | 0.0351 | 0.0351 | 0.0351 | 0.0351 | 0.0351 | 0.0351 | 0.0351 | 0.0179 | 0 | 0 | 0.351
REVENUE REQUIREMENT
Unamortized Balance, Net of Tax 60.775%) | 0 | 0.047036 | 0.1378 | 0.17085 | 0.14952 | 0.12819 | 0.10686 | 0.085534 | 0.064204 | 0.042873 | 0.021543 | 0.0054389 | 0 | 0 | 0.95442
ROR + 100 basis point Incentive on ROE | 10.77% | 10.77% | 10.56% | 10.4% | 10.4% | 10.4% | 10.4% | 10.4% | 10.4% | 10.4% | 10.4% | 10.4% | 10.4% | 10.4%
Earnings Base | 0 | 0.0050658 | 0.014551 | 0.017769 | 0.015551 | 0.013332 | 0.011114 | 0.0088955 | 0.0066772 | 0.0044588 | 0.0022405 | 0.00056565 | 0 | 0
Expenses (Amortization) | 0 | 0.0172 | 0.0351 | 0.0351 | 0.0351 | 0.0351 | 0.0351 | 0.0351 | 0.0351 | 0.0351 | 0.0351 | 0.0179 | 0 | 0 | 0.351
Total Earnings Effect | 0 | 0.022266 | 0.049651 | 0.052869 | 0.050651 | 0.048432 | 0.046214 | 0.043996 | 0.041777 | 0.039559 | 0.03734 | 0.018466 | 0 | 0
Gross-Up Factor | 1.0354 | 1.0354 | 1.0354 | 1.0298 | 1.0298 | 1.0298 | 1.0298 | 1.0298 | 1.0298 | 1.0298 | 1.0298 | 1.0298 | 1.0298 | 1.0298
Revenue requirement | 0 | 0.023053 | 0.051407 | 0.054442 | 0.052158 | 0.049874 | 0.047589 | 0.045305 | 0.04302 | 0.040736 | 0.038452 | 0.019015 | 0 | 0 | 0.46505
Depreciation Calculations
Tax Depreciation - Federal
Cost of new equipment in service basis | 0 | 0.172 | 0.179 | 0 | 0 | 0 | 0 | 0 | 0 | 0 | 0
Bonus Depreciation (N/A) | 0 | 0 | 0 | 0 | 0 | 0 | 0 | 0 | 0 | 0 | 0
Regular Depreciation basis (Cumulative) | 0 | 0.172 | 0.351 | 0.351 | 0.351 | 0.351 | 0.351 | 0.351 | 0.351 | 0.351 | 0.351
RegularDepreciation | 0 | 0 | 0 | 0 | 0 | 0 | 0 | 0 | 0 | 0 | 0
Total Depreciation for year | 0 | 0 | 0 | 0 | 0 | 0 | 0 | 0 | 0 | 0 | 0
Tax Depreciation - State
Cost of new equipment in service basis | 0 | 0.172 | 0.179 | 0 | 0 | 0 | 0 | 0 | 0 | 0 | 0
Bonus Depreciation (N/A) | 0 | 0 | 0 | 0 | 0 | 0 | 0 | 0 | 0 | 0 | 0
Regular Depreciation basis (Cumulative) | 0 | 0.172 | 0.351 | 0.351 | 0.351 | 0.351 | 0.351 | 0.351 | 0.351 | 0.351 | 0.351
RegularDepreciation | 0 | 0 | 0 | 0 | 0 | 0 | 0 | 0 | 0 | 0 | 0
Total Depreciation for year | 0 | 0 | 0 | 0 | 0 | 0 | 0 | 0 | 0 | 0 | 0
Book Depreciation with COR
2014 | 0 | 0 | 0 | 0 | 0 | 0 | 0 | 0 | 0 | 0 |  |  |  |  | 0
2015 |  | 0.0172 | 0.0172 | 0.0172 | 0.0172 | 0.0172 | 0.0172 | 0.0172 | 0.0172 | 0.0172 | 0.0172 |  |  |  | 0.172
2016 |  |  | 0.0179 | 0.0179 | 0.0179 | 0.0179 | 0.0179 | 0.0179 | 0.0179 | 0.0179 | 0.0179 | 0.0179 |  |  | 0.179
2017 |  |  |  | 0 | 0 | 0 | 0 | 0 | 0 | 0 | 0 | 0 | 0 |  | 0
2018 |  |  |  |  | 0 | 0 | 0 | 0 | 0 | 0 | 0 | 0 | 0 | 0 | 0
2019 | [5 empty] | 0 | 0 | 0 | 0 | 0 | 0 |  |  |  | 0
2020 | [6 empty] | 0 | 0 | 0 | 0 | 0 |  |  |  | 0
2021 | [7 empty] | 0 | 0 | 0 | 0 |  |  |  | 0
2022 | [8 empty] | 0 | 0 | 0 |  |  |  | 0
2023 | [9 empty] | 0 | 0 |  |  |  | 0
2024 | [10 empty] | 0 |  |  |  | 0
| 0 | 0.0172 | 0.0351 | 0.0351 | 0.0351 | 0.0351 | 0.0351 | 0.0351 | 0.0351 | 0.0351 | 0.0351 | 0.0179 | 0 | 0 | 0.351
Book Depreciation- excl. Salvage
2014 | 0 | 0 | 0 | 0 | 0 | 0 | 0 | 0 | 0 | 0 | 0 |  |  |  | 0
2015 |  | 0.0172 | 0.0172 | 0.0172 | 0.0172 | 0.0172 | 0.0172 | 0.0172 | 0.0172 | 0.0172 | 0.0172 |  |  |  | 0.172
2016 |  |  | 0.0179 | 0.0179 | 0.0179 | 0.0179 | 0.0179 | 0.0179 | 0.0179 | 0.0179 | 0.0179 |  |  |  | 0.1611
2017 |  |  |  | 0 | 0 | 0 | 0 | 0 | 0 | 0 | 0 |  |  |  | 0
2018 |  |  |  |  | 0 | 0 | 0 | 0 | 0 | 0 | 0 |  |  |  | 0
2019 | [5 empty] | 0 | 0 | 0 | 0 | 0 | 0 |  |  |  | 0
2020 | [6 empty] | 0 | 0 | 0 | 0 | 0 |  |  |  | 0
2021 | [7 empty] | 0 | 0 | 0 | 0 |  |  |  | 0
2022 | [8 empty] | 0 | 0 | 0 |  |  |  | 0
2023 | [9 empty] | 0 | 0 |  |  |  | 0
2024 | [10 empty] | 0 |  |  |  | 0
| 0 | 0.0172 | 0.0351 | 0.0351 | 0.0351 | 0.0351 | 0.0351 | 0.0351 | 0.0351 | 0.0351 | 0.0351 |  |  |  | 0.3331

## 2c-2026
Project No. | 2c
Project Desc. | Conservation Voltage Optimization (7 MWs)
Book Life | 10
Tax Life | 7N
Salvage Rate | 0%
| 2014 | 2015 | 2016 | 2017 | 2018 | 2019 | 2020 | 2021 | 2022 | 2023 | 2024 | 2025 | 2026 | 2027 | 2028 | 2029 | 2030 | 2031 | 2032 | 2033 | 2034 | 2035 | 2036 | 2037 | 2038 | 2039 | 2040 | 2041 | 2042 | 2043 | 2044 | 2045 | 2046 | 2047 | 2048 | 2049 | 2050 | 2051 | 2052 | 2053 | 2054 | 2055 | 2056 | 2057 | 2058 | 2059 | 2060 | 2061 | 2062 | 2063 | 2064 | 2065 | 2066 | 2067 | 2068 | 2069 | 2070 | 2071 | 2072 | 2073 | 2074 | 2075 | 2076
Closing to Plant (Y/N) | N | N | N | N | N | N | N | N | N | N | N | N | N | N | N | N | N | N | N | N | N | N | N | N | N | N | N | N | N | N | N | N | N | N | N | N | N | N | N | N | N | N | N | N | N | N | N | N | N | N | N | N | N | N | N | N | N | N | N | N | N | N | N | Total
CWIP
Beginning of Period | 0 | 0 | 0 | 0 | 0 | 0 | 0 | 0 | 0 | 0 | 0 | 0 | 0 | 0 | 0 | 0 | 0 | 0 | 0 | 0 | 0 | 0 | 0 | 0 | 0 | 0 | 0 | 0 | 0 | 0 | 0 | 0 | 0 | 0 | 0 | 0 | 0 | 0 | 0 | 0 | 0 | 0 | 0 | 0 | 0 | 0 | 0 | 0 | 0 | 0 | 0 | 0 | 0 | 0 | 0 | 0 | 0 | 0 | 0 | 0 | 0 | 0 | 0
Activity
Capex | 0 | 0.762 | 2.598 | 2.5 | 0 | 0 | 0 | 0 | 0 | 0 | 0 | 0 | 0 | [50 empty] | 5.86
Closings to Plant |  | -0.762 | -2.598 | -2.5 | [59 empty] | -5.86
End of Period | 0 | 0 | 0 | 0 | 0 | 0 | 0 | 0 | 0 | 0 | 0 | 0 | 0 | 0 | 0 | 0 | 0 | 0 | 0 | 0 | 0 | 0 | 0 | 0 | 0 | 0 | 0 | 0 | 0 | 0 | 0 | 0 | 0 | 0 | 0 | 0 | 0 | 0 | 0 | 0 | 0 | 0 | 0 | 0 | 0 | 0 | 0 | 0 | 0 | 0 | 0 | 0 | 0 | 0 | 0 | 0 | 0 | 0 | 0 | 0 | 0 | 0 | 0
Average | 0 | 0 | 0 | 0 | 0 | 0 | 0 | 0 | 0 | 0 | 0 | 0 | 0 | 0 | 0 | 0 | 0 | 0 | 0 | 0 | 0 | 0 | 0 | 0 | 0 | 0 | 0 | 0 | 0 | 0 | 0 | 0 | 0 | 0 | 0 | 0 | 0 | 0 | 0 | 0 | 0 | 0 | 0 | 0 | 0 | 0 | 0 | 0 | 0 | 0 | 0 | 0 | 0 | 0 | 0 | 0 | 0 | 0 | 0 | 0 | 0 | 0 | 0
Plant in Service
Beginning of Period | 0 | 0 | 0.762 | 3.36 | 5.86 | 5.86 | 5.86 | 5.86 | 5.86 | 5.86 | 5.86 | 5.86 | 5.098 | 2.5 | 0 | 0 | 0 | 0 | 0 | 0 | 0 | 0 | 0 | 0 | 0 | 0 | 0 | 0 | 0 | 0 | 0 | 0 | 0 | 0 | 0 | 0 | 0 | 0 | 0 | 0 | 0 | 0 | 0 | 0 | 0 | 0 | 0 | 0 | 0 | 0 | 0 | 0 | 0 | 0 | 0 | 0 | 0 | 0 | 0 | 0 | 0 | 0 | 0
Activity | 0 | 0.762 | 2.598 | 2.5 | 0 | 0 | 0 | 0 | 0 | 0 | 0 | -0.762 | -2.598 | -2.5 | 0 | 0 | 0 | 0 | 0 | 0 | 0 | 0 | 0 | 0 | 0 | 0 | 0 | 0 | 0 | 0 | 0 | 0 | 0 | 0 | 0 | 0 | 0 | 0 | 0 | 0 | 0 | 0 | 0 | 0 | 0 | 0 | 0 | 0 | 0 | 0 |  |  |  |  | 0 | [8 empty] | -8.8818e-16
End of Period | 0 | 0.762 | 3.36 | 5.86 | 5.86 | 5.86 | 5.86 | 5.86 | 5.86 | 5.86 | 5.86 | 5.098 | 2.5 | 0 | 0 | 0 | 0 | 0 | 0 | 0 | 0 | 0 | 0 | 0 | 0 | 0 | 0 | 0 | 0 | 0 | 0 | 0 | 0 | 0 | 0 | 0 | 0 | 0 | 0 | 0 | 0 | 0 | 0 | 0 | 0 | 0 | 0 | 0 | 0 | 0 | 0 | 0 | 0 | 0 | 0 | 0 | 0 | 0 | 0 | 0 | 0 | 0 | 0
Average | 0 | 0.381 | 2.061 | 4.61 | 5.86 | 5.86 | 5.86 | 5.86 | 5.86 | 5.86 | 5.86 | 5.479 | 3.799 | 1.25 | 0 | 0 | 0 | 0 | 0 | 0 | 0 | 0 | 0 | 0 | 0 | 0 | 0 | 0 | 0 | 0 | 0 | 0 | 0 | 0 | 0 | 0 | 0 | 0 | 0 | 0 | 0 | 0 | 0 | 0 | 0 | 0 | 0 | 0 | 0 | 0 | 0 | 0 | 0 | 0 | 0 | 0 | 0 | 0 | 0 | 0 | 0 | 0 | 0
Tax Depreciation
Beginning of Period | 0 | 0 | 0.2177 | 1.3332 | 3.5865 | 5.9104 | 7.5703 | 8.7948 | 9.8408 | 10.8188 | 11.497 | 11.7201 | 11.7201 | 11.7201 | 11.7201 | 11.7201 | 11.7201 | 11.7201 | 11.7201 | 11.7201 | 11.7201 | 11.7201 | 11.7201 | 11.7201 | 11.7201 | 11.7201 | 11.7201 | 11.7201 | 11.7201 | 11.7201 | 11.7201 | 11.7201 | 11.7201 | 11.7201 | 11.7201 | 11.7201 | 11.7201 | 11.7201 | 11.7201 | 11.7201 | 11.7201 | 11.7201 | 11.7201 | 11.7201 | 11.7201 | 11.7201 | 11.7201 | 11.7201 | 11.7201 | 11.7201 | 11.7201 | 11.7201 | 11.7201 | 11.7201 | 11.7201 | 11.7201 | 11.7201 | 11.7201 | 11.7201 | 11.7201 | 11.7201 | 11.7201 | 11.7201
Federal | 0 | 0.10885 | 0.55774 | 1.1267 | 1.1619 | 0.82995 | 0.61225 | 0.523 | 0.489 | 0.33907 | 0.11158 | 0 | 0 | 0 | 0 | 0 | 0 | 0 | 0 | 0 | 0 | 0 | 0 | 0 | 0 | 0 | 0 | 0 | 0 | 0 | 0 | 0 | 0 | 0 | 0 | 0 | 0 | 0 | 0 | 0 | 0 | 0 | 0 | 0 | 0 | 0 | 0 | 0 | 0 | 0 | 0 | 0 | 0 | 0 | 0 | 0 | 0 | 0 | 0 | 0 | 0 | 0 | 0 | 5.8601
State | 0 | 0.10885 | 0.55774 | 1.1267 | 1.1619 | 0.82995 | 0.61225 | 0.523 | 0.489 | 0.33907 | 0.11158 | 0 | 0 | 0 | 0 | 0 | 0 | 0 | 0 | 0 | 0 | 0 | 0 | 0 | 0 | 0 | 0 | 0 | 0 | 0 | 0 | 0 | 0 | 0 | 0 | 0 | 0 | 0 | 0 | 0 | 0 | 0 | 0 | 0 | 0 | 0 | 0 | 0 | 0 | 0 | 0 | 0 | 0 | 0 | 0 | 0 | 0 | 0 | 0 | 0 | 0 | 0 | 0 | 5.8601
End of Period | 0 | 0.2177 | 1.3332 | 3.5865 | 5.9104 | 7.5703 | 8.7948 | 9.8408 | 10.8188 | 11.497 | 11.7201 | 11.7201 | 11.7201 | 11.7201 | 11.7201 | 11.7201 | 11.7201 | 11.7201 | 11.7201 | 11.7201 | 11.7201 | 11.7201 | 11.7201 | 11.7201 | 11.7201 | 11.7201 | 11.7201 | 11.7201 | 11.7201 | 11.7201 | 11.7201 | 11.7201 | 11.7201 | 11.7201 | 11.7201 | 11.7201 | 11.7201 | 11.7201 | 11.7201 | 11.7201 | 11.7201 | 11.7201 | 11.7201 | 11.7201 | 11.7201 | 11.7201 | 11.7201 | 11.7201 | 11.7201 | 11.7201 | 11.7201 | 11.7201 | 11.7201 | 11.7201 | 11.7201 | 11.7201 | 11.7201 | 11.7201 | 11.7201 | 11.7201 | 11.7201 | 11.7201 | 11.7201
Average | 0 | 0.10885 | 0.77544 | 2.4599 | 4.7485 | 6.7403 | 8.1825 | 9.3178 | 10.3298 | 11.1579 | 11.6085 | 11.7201 | 11.7201 | 11.7201 | 11.7201 | 11.7201 | 11.7201 | 11.7201 | 11.7201 | 11.7201 | 11.7201 | 11.7201 | 11.7201 | 11.7201 | 11.7201 | 11.7201 | 11.7201 | 11.7201 | 11.7201 | 11.7201 | 11.7201 | 11.7201 | 11.7201 | 11.7201 | 11.7201 | 11.7201 | 11.7201 | 11.7201 | 11.7201 | 11.7201 | 11.7201 | 11.7201 | 11.7201 | 11.7201 | 11.7201 | 11.7201 | 11.7201 | 11.7201 | 11.7201 | 11.7201 | 11.7201 | 11.7201 | 11.7201 | 11.7201 | 11.7201 | 11.7201 | 11.7201 | 11.7201 | 11.7201 | 11.7201 | 11.7201 | 11.7201 | 11.7201
Book Depreciation with COR
Beginning of Period | 0 | 0 | 0.0762 | 0.4122 | 0.9982 | 1.5842 | 2.1702 | 2.7562 | 3.3422 | 3.9282 | 4.5142 | 5.1002 | 4.848 | 2.5 | 0 | 0 | 0 | 0 | 0 | 0 | 0 | 0 | 0 | 0 | 0 | 0 | 0 | 0 | 0 | 0 | 0 | 0 | 0 | 0 | 0 | 0 | 0 | 0 | 0 | 0 | 0 | 0 | 0 | 0 | 0 | 0 | 0 | 0 | 0 | 0 | 0 | 0 | 0 | 0 | 0 | 0 | 0 | 0 | 0 | 0 | 0 | 0 | 0
Activity | 0 | 0.0762 | 0.336 | 0.586 | 0.586 | 0.586 | 0.586 | 0.586 | 0.586 | 0.586 | 0.586 | 0.5098 | 0.25 | 0 | 0 | 0 | 0 | 0 | 0 | 0 | 0 | 0 | 0 | 0 | 0 | 0 | 0 | 0 | 0 | 0 | 0 | 0 | 0 | 0 | 0 | 0 | 0 | 0 | 0 | 0 | 0 | 0 | 0 | 0 | 0 | 0 | 0 | 0 | 0 | 0 | 0 | 0 | 0 | 0 | 0 | 0 | 0 | 0 | 0 | 0 | 0 | 0 | 0 | 5.86
Book Depreciation Related to Retired PIS | [11 empty] | -0.762 | -2.598 | -2.5 | [40 empty] | 0 | [6 empty] | 0 |  | -5.86
End of Period | 0 | 0.0762 | 0.4122 | 0.9982 | 1.5842 | 2.1702 | 2.7562 | 3.3422 | 3.9282 | 4.5142 | 5.1002 | 4.848 | 2.5 | 0 | 0 | 0 | 0 | 0 | 0 | 0 | 0 | 0 | 0 | 0 | 0 | 0 | 0 | 0 | 0 | 0 | 0 | 0 | 0 | 0 | 0 | 0 | 0 | 0 | 0 | 0 | 0 | 0 | 0 | 0 | 0 | 0 | 0 | 0 | 0 | 0 | 0 | 0 | 0 | 0 | 0 | 0 | 0 | 0 | 0 | 0 | 0 | 0 | 0
Average | 0 | 0.0381 | 0.2442 | 0.7052 | 1.2912 | 1.8772 | 2.4632 | 3.0492 | 3.6352 | 4.2212 | 4.8072 | 4.9741 | 3.674 | 1.25 | 0 | 0 | 0 | 0 | 0 | 0 | 0 | 0 | 0 | 0 | 0 | 0 | 0 | 0 | 0 | 0 | 0 | 0 | 0 | 0 | 0 | 0 | 0 | 0 | 0 | 0 | 0 | 0 | 0 | 0 | 0 | 0 | 0 | 0 | 0 | 0 | 0 | 0 | 0 | 0 | 0 | 0 | 0 | 0 | 0 | 0 | 0 | 0 | 0
Federal Deferred Tax Balance, Net of Tax
Beginning of Period | 0 | 0 | 0.011428 | 0.089036 | 0.27827 | 0.47985 | 0.56523 | 0.57442 | 0.55237 | 0.51842 | 0.432 | 0.26595 | 0.087521 | 2.051e-05 | 2.051e-05 | 2.051e-05 | 2.051e-05 | 2.051e-05 | 2.051e-05 | 2.051e-05 | 2.051e-05 | 2.051e-05 | 2.051e-05 | 2.051e-05 | 2.051e-05 | 2.051e-05 | 2.051e-05 | 2.051e-05 | 2.051e-05 | 2.051e-05 | 2.051e-05 | 2.051e-05 | 2.051e-05 | 2.051e-05 | 2.051e-05 | 2.051e-05 | 2.051e-05 | 2.051e-05 | 2.051e-05 | 2.051e-05 | 2.051e-05 | 2.051e-05 | 2.051e-05 | 2.051e-05 | 2.051e-05 | 2.051e-05 | 2.051e-05 | 2.051e-05 | 2.051e-05 | 2.051e-05 | 2.051e-05 | 2.051e-05 | 2.051e-05 | 2.051e-05 | 2.051e-05 | 2.051e-05 | 2.051e-05 | 2.051e-05 | 2.051e-05 | 2.051e-05 | 2.051e-05 | 2.051e-05 | 2.051e-05
Activity | 0 | 0.011428 | 0.077608 | 0.18924 | 0.20158 | 0.085384 | 0.0091893 | -0.022048 | -0.033948 | -0.086424 | -0.16605 | -0.17843 | -0.0875 | 0 | 0 | 0 | 0 | 0 | 0 | 0 | 0 | 0 | 0 | 0 | 0 | 0 | 0 | 0 | 0 | 0 | 0 | 0 | 0 | 0 | 0 | 0 | 0 | 0 | 0 | 0 | 0 | 0 | 0 | 0 | 0 | 0 | 0 | 0 | 0 | 0 | 0 | 0 | 0 | 0 | 0 | 0 | 0 | 0 | 0 | 0 | 0 | 0 | 0 | 2.051e-05
End of Period | 0 | 0.011428 | 0.089036 | 0.27827 | 0.47985 | 0.56523 | 0.57442 | 0.55237 | 0.51842 | 0.432 | 0.26595 | 0.087521 | 2.051e-05 | 2.051e-05 | 2.051e-05 | 2.051e-05 | 2.051e-05 | 2.051e-05 | 2.051e-05 | 2.051e-05 | 2.051e-05 | 2.051e-05 | 2.051e-05 | 2.051e-05 | 2.051e-05 | 2.051e-05 | 2.051e-05 | 2.051e-05 | 2.051e-05 | 2.051e-05 | 2.051e-05 | 2.051e-05 | 2.051e-05 | 2.051e-05 | 2.051e-05 | 2.051e-05 | 2.051e-05 | 2.051e-05 | 2.051e-05 | 2.051e-05 | 2.051e-05 | 2.051e-05 | 2.051e-05 | 2.051e-05 | 2.051e-05 | 2.051e-05 | 2.051e-05 | 2.051e-05 | 2.051e-05 | 2.051e-05 | 2.051e-05 | 2.051e-05 | 2.051e-05 | 2.051e-05 | 2.051e-05 | 2.051e-05 | 2.051e-05 | 2.051e-05 | 2.051e-05 | 2.051e-05 | 2.051e-05 | 2.051e-05 | 2.051e-05
Average | 0 | 0.005714 | 0.050232 | 0.18365 | 0.37906 | 0.52254 | 0.56983 | 0.5634 | 0.5354 | 0.47521 | 0.34897 | 0.17674 | 0.043771 | 2.051e-05 | 2.051e-05 | 2.051e-05 | 2.051e-05 | 2.051e-05 | 2.051e-05 | 2.051e-05 | 2.051e-05 | 2.051e-05 | 2.051e-05 | 2.051e-05 | 2.051e-05 | 2.051e-05 | 2.051e-05 | 2.051e-05 | 2.051e-05 | 2.051e-05 | 2.051e-05 | 2.051e-05 | 2.051e-05 | 2.051e-05 | 2.051e-05 | 2.051e-05 | 2.051e-05 | 2.051e-05 | 2.051e-05 | 2.051e-05 | 2.051e-05 | 2.051e-05 | 2.051e-05 | 2.051e-05 | 2.051e-05 | 2.051e-05 | 2.051e-05 | 2.051e-05 | 2.051e-05 | 2.051e-05 | 2.051e-05 | 2.051e-05 | 2.051e-05 | 2.051e-05 | 2.051e-05 | 2.051e-05 | 2.051e-05 | 2.051e-05 | 2.051e-05 | 2.051e-05 | 2.051e-05 | 2.051e-05 | 2.051e-05
State Deferred Tax Balance
Beginning of Period | 0 | 0 | 0.0021224 | 0.016535 | 0.051679 | 0.089114 | 0.10497 | 0.10668 | 0.10258 | 0.096279 | 0.080228 | 0.049391 | 0.016254 | 3.809e-06 | 3.809e-06 | 3.809e-06 | 3.809e-06 | 3.809e-06 | 3.809e-06 | 3.809e-06 | 3.809e-06 | 3.809e-06 | 3.809e-06 | 3.809e-06 | 3.809e-06 | 3.809e-06 | 3.809e-06 | 3.809e-06 | 3.809e-06 | 3.809e-06 | 3.809e-06 | 3.809e-06 | 3.809e-06 | 3.809e-06 | 3.809e-06 | 3.809e-06 | 3.809e-06 | 3.809e-06 | 3.809e-06 | 3.809e-06 | 3.809e-06 | 3.809e-06 | 3.809e-06 | 3.809e-06 | 3.809e-06 | 3.809e-06 | 3.809e-06 | 3.809e-06 | 3.809e-06 | 3.809e-06 | 3.809e-06 | 3.809e-06 | 3.809e-06 | 3.809e-06 | 3.809e-06 | 3.809e-06 | 3.809e-06 | 3.809e-06 | 3.809e-06 | 3.809e-06 | 3.809e-06 | 3.809e-06 | 3.809e-06
Activity | 0 | 0.0021224 | 0.014413 | 0.035144 | 0.037435 | 0.015857 | 0.0017066 | -0.0040947 | -0.0063047 | -0.01605 | -0.030838 | -0.033137 | -0.01625 | 0 | 0 | 0 | 0 | 0 | 0 | 0 | 0 | 0 | 0 | 0 | 0 | 0 | 0 | 0 | 0 | 0 | 0 | 0 | 0 | 0 | 0 | 0 | 0 | 0 | 0 | 0 | 0 | 0 | 0 | 0 | 0 | 0 | 0 | 0 | 0 | 0 | 0 | 0 | 0 | 0 | 0 | 0 | 0 | 0 | 0 | 0 | 0 | 0 | 0 | 3.809e-06
End of Period | 0 | 0.0021224 | 0.016535 | 0.051679 | 0.089114 | 0.10497 | 0.10668 | 0.10258 | 0.096279 | 0.080228 | 0.049391 | 0.016254 | 3.809e-06 | 3.809e-06 | 3.809e-06 | 3.809e-06 | 3.809e-06 | 3.809e-06 | 3.809e-06 | 3.809e-06 | 3.809e-06 | 3.809e-06 | 3.809e-06 | 3.809e-06 | 3.809e-06 | 3.809e-06 | 3.809e-06 | 3.809e-06 | 3.809e-06 | 3.809e-06 | 3.809e-06 | 3.809e-06 | 3.809e-06 | 3.809e-06 | 3.809e-06 | 3.809e-06 | 3.809e-06 | 3.809e-06 | 3.809e-06 | 3.809e-06 | 3.809e-06 | 3.809e-06 | 3.809e-06 | 3.809e-06 | 3.809e-06 | 3.809e-06 | 3.809e-06 | 3.809e-06 | 3.809e-06 | 3.809e-06 | 3.809e-06 | 3.809e-06 | 3.809e-06 | 3.809e-06 | 3.809e-06 | 3.809e-06 | 3.809e-06 | 3.809e-06 | 3.809e-06 | 3.809e-06 | 3.809e-06 | 3.809e-06 | 3.809e-06
Average | 0 | 0.0010612 | 0.0093288 | 0.034107 | 0.070397 | 0.097043 | 0.10582 | 0.10463 | 0.099431 | 0.088254 | 0.06481 | 0.032822 | 0.0081288 | 3.809e-06 | 3.809e-06 | 3.809e-06 | 3.809e-06 | 3.809e-06 | 3.809e-06 | 3.809e-06 | 3.809e-06 | 3.809e-06 | 3.809e-06 | 3.809e-06 | 3.809e-06 | 3.809e-06 | 3.809e-06 | 3.809e-06 | 3.809e-06 | 3.809e-06 | 3.809e-06 | 3.809e-06 | 3.809e-06 | 3.809e-06 | 3.809e-06 | 3.809e-06 | 3.809e-06 | 3.809e-06 | 3.809e-06 | 3.809e-06 | 3.809e-06 | 3.809e-06 | 3.809e-06 | 3.809e-06 | 3.809e-06 | 3.809e-06 | 3.809e-06 | 3.809e-06 | 3.809e-06 | 3.809e-06 | 3.809e-06 | 3.809e-06 | 3.809e-06 | 3.809e-06 | 3.809e-06 | 3.809e-06 | 3.809e-06 | 3.809e-06 | 3.809e-06 | 3.809e-06 | 3.809e-06 | 3.809e-06 | 3.809e-06
Net Rate Base - Average | 0 | 0.33612 | 1.7572 | 3.687 | 4.1193 | 3.3632 | 2.7211 | 2.1428 | 1.59 | 1.0753 | 0.63902 | 0.29534 | 0.073101 | -2.4319e-05 | -2.4319e-05 | -2.4319e-05 | -2.4319e-05 | -2.4319e-05 | -2.4319e-05 | -2.4319e-05 | -2.4319e-05 | -2.4319e-05 | -2.4319e-05 | -2.4319e-05 | -2.4319e-05 | -2.4319e-05 | -2.4319e-05 | -2.4319e-05 | -2.4319e-05 | -2.4319e-05 | -2.4319e-05 | -2.4319e-05 | -2.4319e-05 | -2.4319e-05 | -2.4319e-05 | -2.4319e-05 | -2.4319e-05 | -2.4319e-05 | -2.4319e-05 | -2.4319e-05 | -2.4319e-05 | -2.4319e-05 | -2.4319e-05 | -2.4319e-05 | -2.4319e-05 | -2.4319e-05 | -2.4319e-05 | -2.4319e-05 | -2.4319e-05 | -2.4319e-05 | -2.4319e-05 | -2.4319e-05 | -2.4319e-05 | -2.4319e-05 | -2.4319e-05 | -2.4319e-05 | -2.4319e-05 | -2.4319e-05 | -2.4319e-05 | -2.4319e-05 | -2.4319e-05 | -2.4319e-05 | -2.4319e-05
EXPENSES
Income Tax - Removal Cost | 0 | 0 | 0 | 0 | 0 | 0 | 0 | 0 | 0 | 0 | 0 | 0 | 0 | 0 | 0 | 0 | 0 | 0 | 0 | 0 | 0 | 0 | 0 | 0 | 0 | 0 | 0 | 0 | 0 | 0 | 0 | 0 | 0 | 0 | 0 | 0 | 0 | 0 | 0 | 0 | 0 | 0 | 0 | 0 | 0 | 0 | 0 | 0 | 0 | 0 | 0 | 0 | 0 | 0 | 0 | 0 | 0 | 0 | 0 | 0 | 0 | 0 | 0 | 0
Book Depreciation | 0 | 0.0762 | 0.336 | 0.586 | 0.586 | 0.586 | 0.586 | 0.586 | 0.586 | 0.586 | 0.586 | 0.5098 | 0.25 | 0 | 0 | 0 | 0 | 0 | 0 | 0 | 0 | 0 | 0 | 0 | 0 | 0 | 0 | 0 | 0 | 0 | 0 | 0 | 0 | 0 | 0 | 0 | 0 | 0 | 0 | 0 | 0 | 0 | 0 | 0 | 0 | 0 | 0 | 0 | 0 | 0 | 0 | 0 | 0 | 0 | 0 | 0 | 0 | 0 | 0 | 0 | 0 | 0 | 0 | 5.86
Property Taxes | 0 | 0.0381 | 0.168 | 0.293 | 0.293 | 0.293 | 0.293 | 0.293 | 0.293 | 0.293 | 0.293 | 0.2549 | 0.125 | 0 | 0 | 0 | 0 | 0 | 0 | 0 | 0 | 0 | 0 | 0 | 0 | 0 | 0 | 0 | 0 | 0 | 0 | 0 | 0 | 0 | 0 | 0 | 0 | 0 | 0 | 0 | 0 | 0 | 0 | 0 | 0 | 0 | 0 | 0 | 0 | 0 | 0 | 0 | 0 | 0 | 0 | 0 | 0 | 0 | 0 | 0 | 0 | 0 | 0 | 2.93
Total Expenses | 0 | 0.1143 | 0.504 | 0.879 | 0.879 | 0.879 | 0.879 | 0.879 | 0.879 | 0.879 | 0.879 | 0.7647 | 0.375 | 0 | 0 | 0 | 0 | 0 | 0 | 0 | 0 | 0 | 0 | 0 | 0 | 0 | 0 | 0 | 0 | 0 | 0 | 0 | 0 | 0 | 0 | 0 | 0 | 0 | 0 | 0 | 0 | 0 | 0 | 0 | 0 | 0 | 0 | 0 | 0 | 0 | 0 | 0 | 0 | 0 | 0 | 0 | 0 | 0 | 0 | 0 | 0 | 0 | 0 | 8.79
REVENUE REQUIREMENT
Net Rate Base | 0 | 0.33612 | 1.7572 | 3.687 | 4.1193 | 3.3632 | 2.7211 | 2.1428 | 1.59 | 1.0753 | 0.63902 | 0.29534 | 0.073101 | -2.4319e-05 | -2.4319e-05 | -2.4319e-05 | -2.4319e-05 | -2.4319e-05 | -2.4319e-05 | -2.4319e-05 | -2.4319e-05 | -2.4319e-05 | -2.4319e-05 | -2.4319e-05 | -2.4319e-05 | -2.4319e-05 | -2.4319e-05 | -2.4319e-05 | -2.4319e-05 | -2.4319e-05 | -2.4319e-05 | -2.4319e-05 | -2.4319e-05 | -2.4319e-05 | -2.4319e-05 | -2.4319e-05 | -2.4319e-05 | -2.4319e-05 | -2.4319e-05 | -2.4319e-05 | -2.4319e-05 | -2.4319e-05 | -2.4319e-05 | -2.4319e-05 | -2.4319e-05 | -2.4319e-05 | -2.4319e-05 | -2.4319e-05 | -2.4319e-05 | -2.4319e-05 | -2.4319e-05 | -2.4319e-05 | -2.4319e-05 | -2.4319e-05 | -2.4319e-05 | -2.4319e-05 | -2.4319e-05 | -2.4319e-05 | -2.4319e-05 | -2.4319e-05 | -2.4319e-05 | -2.4319e-05 | -2.4319e-05 | 21.7984
ROR | 9.98% | 9.98% | 9.7% | 9.61% | 9.61% | 9.61% | 9.61% | 9.61% | 9.61% | 9.61% | 9.61% | 9.61% | 9.61% | 9.61% | 9.61% | 9.61% | 9.61% | 9.61% | 9.61% | 9.61% | 9.61% | 9.61% | 9.61% | 9.61% | 9.61% | 9.61% | 9.61% | 9.61% | 9.61% | 9.61% | 9.61% | 9.61% | 9.61% | 9.61% | 9.61% | 9.61% | 9.61% | 9.61% | 9.61% | 9.61% | 9.61% | 9.61% | 9.61% | 9.61% | 9.61% | 9.61% | 9.61% | 9.61% | 9.61% | 9.61% | 9.61% | 9.61% | 9.61% | 9.61% | 9.61% | 9.61% | 9.61% | 9.61% | 9.61% | 9.61% | 9.61% | 9.61% | 9.61%
Earnings Base | 0 | 0.033545 | 0.17045 | 0.35432 | 0.39587 | 0.32321 | 0.2615 | 0.20592 | 0.1528 | 0.10334 | 0.061409 | 0.028382 | 0.007025 | -2.3371e-06 | -2.3371e-06 | -2.3371e-06 | -2.3371e-06 | -2.3371e-06 | -2.3371e-06 | -2.3371e-06 | -2.3371e-06 | -2.3371e-06 | -2.3371e-06 | -2.3371e-06 | -2.3371e-06 | -2.3371e-06 | -2.3371e-06 | -2.3371e-06 | -2.3371e-06 | -2.3371e-06 | -2.3371e-06 | -2.3371e-06 | -2.3371e-06 | -2.3371e-06 | -2.3371e-06 | -2.3371e-06 | -2.3371e-06 | -2.3371e-06 | -2.3371e-06 | -2.3371e-06 | -2.3371e-06 | -2.3371e-06 | -2.3371e-06 | -2.3371e-06 | -2.3371e-06 | -2.3371e-06 | -2.3371e-06 | -2.3371e-06 | -2.3371e-06 | -2.3371e-06 | -2.3371e-06 | -2.3371e-06 | -2.3371e-06 | -2.3371e-06 | -2.3371e-06 | -2.3371e-06 | -2.3371e-06 | -2.3371e-06 | -2.3371e-06 | -2.3371e-06 | -2.3371e-06 | -2.3371e-06 | -2.3371e-06
Earnings - Expense | 0 | 0.1143 | 0.504 | 0.879 | 0.879 | 0.879 | 0.879 | 0.879 | 0.879 | 0.879 | 0.879 | 0.7647 | 0.375 | 0 | 0 | 0 | 0 | 0 | 0 | 0 | 0 | 0 | 0 | 0 | 0 | 0 | 0 | 0 | 0 | 0 | 0 | 0 | 0 | 0 | 0 | 0 | 0 | 0 | 0 | 0 | 0 | 0 | 0 | 0 | 0 | 0 | 0 | 0 | 0 | 0 | 0 | 0 | 0 | 0 | 0 | 0 | 0 | 0 | 0 | 0 | 0 | 0 | 0 | 8.79
Total Earnings Effect | 0 | 0.14785 | 0.67445 | 1.2333 | 1.2749 | 1.2022 | 1.1405 | 1.0849 | 1.0318 | 0.98234 | 0.94041 | 0.79308 | 0.38202 | -2.3371e-06 | -2.3371e-06 | -2.3371e-06 | -2.3371e-06 | -2.3371e-06 | -2.3371e-06 | -2.3371e-06 | -2.3371e-06 | -2.3371e-06 | -2.3371e-06 | -2.3371e-06 | -2.3371e-06 | -2.3371e-06 | -2.3371e-06 | -2.3371e-06 | -2.3371e-06 | -2.3371e-06 | -2.3371e-06 | -2.3371e-06 | -2.3371e-06 | -2.3371e-06 | -2.3371e-06 | -2.3371e-06 | -2.3371e-06 | -2.3371e-06 | -2.3371e-06 | -2.3371e-06 | -2.3371e-06 | -2.3371e-06 | -2.3371e-06 | -2.3371e-06 | -2.3371e-06 | -2.3371e-06 | -2.3371e-06 | -2.3371e-06 | -2.3371e-06 | -2.3371e-06 | -2.3371e-06 | -2.3371e-06 | -2.3371e-06 | -2.3371e-06 | -2.3371e-06 | -2.3371e-06 | -2.3371e-06 | -2.3371e-06 | -2.3371e-06 | -2.3371e-06 | -2.3371e-06 | -2.3371e-06 | -2.3371e-06
Gross-Up Factor | 1.0354 | 1.0354 | 1.0354 | 1.0298 | 1.0298 | 1.0298 | 1.0298 | 1.0298 | 1.0298 | 1.0298 | 1.0298 | 1.0298 | 1.0298 | 1.0298 | 1.0298 | 1.0298 | 1.0298 | 1.0298 | 1.0298 | 1.0298 | 1.0298 | 1.0298 | 1.0298 | 1.0298 | 1.0298 | 1.0298 | 1.0298 | 1.0298 | 1.0298 | 1.0298 | 1.0298 | 1.0298 | 1.0298 | 1.0298 | 1.0298 | 1.0298 | 1.0298 | 1.0298 | 1.0298 | 1.0298 | 1.0298 | 1.0298 | 1.0298 | 1.0298 | 1.0298 | 1.0298 | 1.0298 | 1.0298 | 1.0298 | 1.0298 | 1.0298 | 1.0298 | 1.0298 | 1.0298 | 1.0298 | 1.0298 | 1.0298 | 1.0298 | 1.0298 | 1.0298 | 1.0298 | 1.0298 | 1.0298
Revenue requirement | 0 | 0.15307 | 0.6983 | 1.27 | 1.3128 | 1.238 | 1.1744 | 1.1172 | 1.0625 | 1.0116 | 0.9684 | 0.81668 | 0.39339 | -2.4066e-06 | -2.4066e-06 | -2.4066e-06 | -2.4066e-06 | -2.4066e-06 | -2.4066e-06 | -2.4066e-06 | -2.4066e-06 | -2.4066e-06 | -2.4066e-06 | -2.4066e-06 | -2.4066e-06 | -2.4066e-06 | -2.4066e-06 | -2.4066e-06 | -2.4066e-06 | -2.4066e-06 | -2.4066e-06 | -2.4066e-06 | -2.4066e-06 | -2.4066e-06 | -2.4066e-06 | -2.4066e-06 | -2.4066e-06 | -2.4066e-06 | -2.4066e-06 | -2.4066e-06 | -2.4066e-06 | -2.4066e-06 | -2.4066e-06 | -2.4066e-06 | -2.4066e-06 | -2.4066e-06 | -2.4066e-06 | -2.4066e-06 | -2.4066e-06 | -2.4066e-06 | -2.4066e-06 | -2.4066e-06 | -2.4066e-06 | -2.4066e-06 | -2.4066e-06 | -2.4066e-06 | -2.4066e-06 | -2.4066e-06 | -2.4066e-06 | -2.4066e-06 | -2.4066e-06 | -2.4066e-06 | -2.4066e-06 | 11.2163
Depreciation Calculations
Tax Depreciation - Federal
Cost of new equipment in service basis | 0 | 0.762 | 2.598 | 2.5 | 0 | 0 | 0 | 0 | 0 | 0 | 0 | -0.762 | -2.598 | -2.5 | 0 | 0 | 0 | 0 | 0 | 0 | 0 | 0 | 0 | 0 | 0 | 0 | 0 | 0 | 0 | 0 | 0 | 0 | 0 | 0 | 0 | 0 | 0 | 0 | 0 | 0 | 0 | 0 | 0 | 0 | 0 | 0 | 0 | 0 | 0 | 0 |  |  |  | 0 | 0 | 0 | 0 | 0 | 0 | 0 | 0
Bonus Depreciation (N/A) | 0 | 0 | 0 | 0 | 0 | 0 | 0 | 0 | 0 | 0 | 0 | 0 | 0 | 0 | 0 | 0 | 0 | 0 | 0 | 0 | 0 | 0 | 0 | 0 | 0 | 0 | 0 | 0 | 0 | 0 | 0 | 0 | 0 | 0 | 0 | 0 | 0 | 0 | 0 | 0 | 0 | 0 | 0 | 0 | 0 | 0 | 0 | 0 | 0 | 0 | 0 | 0 | 0 | 0 | 0 | 0 | 0 | 0 | 0 | 0 | 0
Regular Depreciation basis (Cumulative) | 0 | 0.762 | 3.36 | 5.86 | 5.86 | 5.86 | 5.86 | 5.86 | 5.86 | 5.86 | 5.86 | 5.098 | 2.5 | 0 | -8.8818e-16 | -8.8818e-16 | -8.8818e-16 | -8.8818e-16 | -8.8818e-16 | -8.8818e-16 | -8.8818e-16 | -8.8818e-16 | -8.8818e-16 | -8.8818e-16 | -8.8818e-16 | -8.8818e-16 | -8.8818e-16 | -8.8818e-16 | -8.8818e-16 | -8.8818e-16 | -8.8818e-16 | -8.8818e-16 | -8.8818e-16 | -8.8818e-16 | -8.8818e-16 | -8.8818e-16 | -8.8818e-16 | -8.8818e-16 | -8.8818e-16 | -8.8818e-16 | -8.8818e-16 | -8.8818e-16 | -8.8818e-16 | -8.8818e-16 | -8.8818e-16 | -8.8818e-16 | -8.8818e-16 | -8.8818e-16 | -8.8818e-16 | -8.8818e-16 | -8.8818e-16 | -8.8818e-16 | -8.8818e-16 | -8.8818e-16 | -8.8818e-16 | -8.8818e-16 | -8.8818e-16 | -8.8818e-16 | -8.8818e-16 | -8.8818e-16 | -8.8818e-16 | -8.8818e-16 | -8.8818e-16
RegularDepreciation | 0 | 0.10885 | 0.55774 | 1.1267 | 1.1619 | 0.82995 | 0.61225 | 0.523 | 0.489 | 0.33907 | 0.11158 | [27 empty] | 0 | 0 | 0 | 0 | [21 empty] | 5.8601
Total Depreciation for year | 0 | 0.10885 | 0.55774 | 1.1267 | 1.1619 | 0.82995 | 0.61225 | 0.523 | 0.489 | 0.33907 | 0.11158 | 0 | 0 | 0 | 0 | 0 | 0 | 0 | 0 | 0 | 0 | 0 | 0 | 0 | 0 | 0 | 0 | 0 | 0 | 0 | 0 | 0 | 0 | 0 | 0 | 0 | 0 | 0 | 0 | 0 | 0 | 0 | 0 | 0 | 0 | 0 | 0 | 0 | 0 | 0 | 0 | 0 | 0 | 0 | 0 | 0 | 0 | 0 | 0 | 0 | 0
Tax Depreciation - State
Cost of new equipment in service basis | 0 | 0.762 | 2.598 | 2.5 | 0 | 0 | 0 | 0 | 0 | 0 | 0 | -0.762 | -2.598 | -2.5 | 0 | 0 | 0 | 0 | 0 | 0 | 0 | 0 | 0 | 0 | 0 | 0 | 0 | 0 | 0 | 0 | 0 | 0 | 0 | 0 | 0 | 0 | 0 | 0 | 0 | 0 | 0 | 0 | 0 | 0 | 0 | 0 | 0 | 0 | 0 | 0 |  |  |  | 0 | 0 | 0 | 0 | 0 | 0 | 0 | 0 | 0 | 0
Bonus Depreciation (N/A) | 0 | 0 | 0 | 0 | 0 | 0 | 0 | 0 | 0 | 0 | 0 | 0 | 0 | 0 | 0 | 0 | 0 | 0 | 0 | 0 | 0 | 0 | 0 | 0 | 0 | 0 | 0 | 0 | 0 | 0 | 0 | 0 | 0 | 0 | 0 | 0 | 0 | 0 | 0 | 0 | 0 | 0 | 0 | 0 | 0 | 0 | 0 | 0 | 0 | 0 | 0 | 0 | 0 | 0 | 0 | 0 | 0 | 0 | 0 | 0 | 0 | 0 | 0
Regular Depreciation basis (Cumulative) | 0 | 0.762 | 3.36 | 5.86 | 5.86 | 5.86 | 5.86 | 5.86 | 5.86 | 5.86 | 5.86 | 5.098 | 2.5 | 0 | -8.8818e-16 | -8.8818e-16 | -8.8818e-16 | -8.8818e-16 | -8.8818e-16 | -8.8818e-16 | -8.8818e-16 | -8.8818e-16 | -8.8818e-16 | -8.8818e-16 | -8.8818e-16 | -8.8818e-16 | -8.8818e-16 | -8.8818e-16 | -8.8818e-16 | -8.8818e-16 | -8.8818e-16 | -8.8818e-16 | -8.8818e-16 | -8.8818e-16 | -8.8818e-16 | -8.8818e-16 | -8.8818e-16 | -8.8818e-16 | -8.8818e-16 | -8.8818e-16 | -8.8818e-16 | -8.8818e-16 | -8.8818e-16 | -8.8818e-16 | -8.8818e-16 | -8.8818e-16 | -8.8818e-16 | -8.8818e-16 | -8.8818e-16 | -8.8818e-16 | -8.8818e-16 | -8.8818e-16 | -8.8818e-16 | -8.8818e-16 | -8.8818e-16 | -8.8818e-16 | -8.8818e-16 | -8.8818e-16 | -8.8818e-16 | -8.8818e-16 | -8.8818e-16 | -8.8818e-16 | -8.8818e-16
RegularDepreciation | 0 | 0.10885 | 0.55774 | 1.1267 | 1.1619 | 0.82995 | 0.61225 | 0.523 | 0.489 | 0.33907 | 0.11158 | 0 | 0 | 0 | 0 | 0 | 0 | 0 | 0 | 0 | 0 | 0 | 0 | 0 | 0 | 0 | 0 | 0 | 0 | 0 | 0 | 0 | 0 | 0 | 0 | 0 | 0 | 0 | 0 | 0 | 0 | 0 | 0 | 0 | 0 | 0 | 0 | 0 | 0 | 0 | 0 | 0 | 0 | 0 | 0 | 0 | 0 | 0 | 0 | 0 | 0 | 0 | 0 | 5.8601
Total Depreciation for year | 0 | 0.10885 | 0.55774 | 1.1267 | 1.1619 | 0.82995 | 0.61225 | 0.523 | 0.489 | 0.33907 | 0.11158 | 0 | 0 | 0 | 0 | 0 | 0 | 0 | 0 | 0 | 0 | 0 | 0 | 0 | 0 | 0 | 0 | 0 | 0 | 0 | 0 | 0 | 0 | 0 | 0 | 0 | 0 | 0 | 0 | 0 | 0 | 0 | 0 | 0 | 0 | 0 | 0 | 0 | 0 | 0 | 0 | 0 | 0 | 0 | 0 | 0 | 0 | 0 | 0 | 0 | 0 | 0 | 0
Book Depreciation with COR
2014 | 0 | 0 | 0 | 0 | 0 | 0 | 0 | 0 | 0 | 0 | 0 | 0 | 0 | 0 | 0 | 0 | 0 | 0 | 0 | 0 | 0 | 0 | 0 | 0 | 0 | 0 | 0 | 0 | 0 | 0 | 0 | 0 | 0 | 0 | 0 | 0 | 0 | 0 | 0 | 0 | 0 | 0 | 0 | 0 | 0 | 0 | 0 | 0 | 0 | 0 | 0 | 0 | 0 | 0 | 0 | 0 | 0 | 0 | 0 | 0 | 0 |  |  | 0 | check - total PIS
2015 |  | 0.0762 | 0.0762 | 0.0762 | 0.0762 | 0.0762 | 0.0762 | 0.0762 | 0.0762 | 0.0762 | 0.0762 | [52 empty] | 0.762 | 0.762
2016 |  |  | 0.2598 | 0.2598 | 0.2598 | 0.2598 | 0.2598 | 0.2598 | 0.2598 | 0.2598 | 0.2598 | 0.2598 | [51 empty] | 2.598 | 2.598
2017 |  |  |  | 0.25 | 0.25 | 0.25 | 0.25 | 0.25 | 0.25 | 0.25 | 0.25 | 0.25 | 0.25 | [50 empty] | 2.5 | 2.5
2018 |  |  |  |  | 0 | 0 | 0 | 0 | 0 | 0 | 0 | 0 | 0 | 0 | 0 | 0 | 0 | 0 | 0 | 0 | 0 | 0 | 0 | 0 | 0 | 0 | 0 | 0 | 0 | 0 | 0 | 0 | 0 | 0 | 0 | 0 | 0 | 0 | 0 | 0 | 0 | 0 | 0 | 0 | 0 | 0 | 0 | 0 | 0 | 0 | 0 | 0 | 0 | 0 | 0 | 0 | 0 | 0 | 0 | 0 | 0 |  |  | 0
2019 | [5 empty] | 0 | 0 | 0 | 0 | 0 | 0 | 0 | 0 | 0 | 0 | 0 | 0 | 0 | 0 | 0 | 0 | 0 | 0 | 0 | 0 | 0 | 0 | 0 | 0 | 0 | 0 | 0 | 0 | 0 | 0 | 0 | 0 | 0 | 0 | 0 | 0 | 0 | 0 | 0 | 0 | 0 | 0 | 0 | 0 | 0 | 0 | 0 | 0 | 0 | 0 | [8 empty] | 0 | 0
2020 | [6 empty] | 0 | 0 | 0 | 0 | 0 | 0 | 0 | 0 | 0 | 0 | 0 | 0 | 0 | 0 | 0 | 0 | 0 | 0 | 0 | 0 | 0 | 0 | 0 | 0 | 0 | 0 | 0 | 0 | 0 | 0 | 0 | 0 | 0 | 0 | 0 | 0 | 0 | 0 | 0 | 0 | 0 | 0 | 0 | 0 | 0 | 0 | 0 | 0 | 0 | 0 | 0 | 0 | 0 | 0 | 0 |  |  | 0
2021 | [7 empty] | 0 | 0 | 0 | 0 | 0 | 0 | 0 | 0 | 0 | 0 | 0 | 0 | 0 | 0 | 0 | 0 | 0 | 0 | 0 | 0 | 0 | 0 | 0 | 0 | 0 | 0 | 0 | 0 | 0 | 0 | 0 | 0 | 0 | 0 | 0 | 0 | 0 | 0 | 0 | 0 | 0 | 0 | 0 | 0 | 0 | 0 | 0 | 0 | 0 | 0 | 0 | 0 | 0 | 0 |  |  | 0
2022 | [8 empty] | 0 | 0 | 0 | 0 | 0 | 0 | 0 | 0 | 0 | 0 | 0 | 0 | 0 | 0 | 0 | 0 | 0 | 0 | 0 | 0 | 0 | 0 | 0 | 0 | 0 | 0 | 0 | 0 | 0 | 0 | 0 | 0 | 0 | 0 | 0 | 0 | 0 | 0 | 0 | 0 | 0 | 0 | 0 | 0 | 0 | 0 | 0 | 0 | 0 | 0 | 0 | 0 | 0 |  |  | 0
2023 | [9 empty] | 0 | 0 | 0 | 0 | 0 | 0 | 0 | 0 | 0 | 0 | 0 | 0 | 0 | 0 | 0 | 0 | 0 | 0 | 0 | 0 | 0 | 0 | 0 | 0 | 0 | 0 | 0 | 0 | 0 | 0 | 0 | 0 | 0 | 0 | 0 | 0 | 0 | 0 | 0 | 0 | 0 | 0 | 0 | 0 | 0 | 0 | 0 | 0 | 0 | 0 | 0 | 0 |  |  | 0
2024 | [63 empty] | 0 | 0
2025 | [63 empty] | 0
2026 | [63 empty] | 0
| 0 | 0.0762 | 0.336 | 0.586 | 0.586 | 0.586 | 0.586 | 0.586 | 0.586 | 0.586 | 0.586 | 0.5098 | 0.25 | 0 | 0 | 0 | 0 | 0 | 0 | 0 | 0 | 0 | 0 | 0 | 0 | 0 | 0 | 0 | 0 | 0 | 0 | 0 | 0 | 0 | 0 | 0 | 0 | 0 | 0 | 0 | 0 | 0 | 0 | 0 | 0 | 0 | 0 | 0 | 0 | 0 | 0 | 0 | 0 | 0 | 0 | 0 | 0 | 0 | 0 | 0 | 0 | 0 | 0 | 5.86
Book Depreciation- excl. Salvage
2014 | 0 | 0 | 0 | 0 | 0 | 0 | 0 | 0 | 0 | 0 | 0 | 0 | 0 | 0 | 0 | 0 | 0 | 0 | 0 | 0 | 0 | 0 | 0 | 0 | 0 | 0 | 0 | 0 | 0 | 0 | 0 | 0 | 0 | 0 | 0 | 0 | 0 | 0 | 0 | 0 | 0 | 0 | 0 | 0 | 0 | 0 | 0 | 0 | 0 | 0 | 0 | 0 | 0 | 0 | 0 | 0 | 0 | 0 | 0 | 0 | 0 |  |  | 0 | check - total PIS
2015 |  | 0.0762 | 0.0762 | 0.0762 | 0.0762 | 0.0762 | 0.0762 | 0.0762 | 0.0762 | 0.0762 | 0.0762 | [52 empty] | 0.762 | 0.762
2016 |  |  | 0.2598 | 0.2598 | 0.2598 | 0.2598 | 0.2598 | 0.2598 | 0.2598 | 0.2598 | 0.2598 | 0.2598 | [51 empty] | 2.598 | 2.598
2017 |  |  |  | 0.25 | 0.25 | 0.25 | 0.25 | 0.25 | 0.25 | 0.25 | 0.25 | 0.25 | 0.25 | [50 empty] | 2.5 | 2.5
2018 |  |  |  |  | 0 | 0 | 0 | 0 | 0 | 0 | 0 | 0 | 0 | 0 | 0 | 0 | 0 | 0 | 0 | 0 | 0 | 0 | 0 | 0 | 0 | 0 | 0 | 0 | 0 | 0 | 0 | 0 | 0 | 0 | 0 | 0 | 0 | 0 | 0 | 0 | 0 | 0 | 0 | 0 | 0 | 0 | 0 | 0 | 0 | 0 | 0 | 0 | 0 | 0 | 0 | 0 | 0 | 0 | 0 | 0 | 0 |  |  | 0
2019 | [5 empty] | 0 | 0 | 0 | 0 | 0 | 0 | 0 | 0 | 0 | 0 | 0 | 0 | 0 | 0 | 0 | 0 | 0 | 0 | 0 | 0 | 0 | 0 | 0 | 0 | 0 | 0 | 0 | 0 | 0 | 0 | 0 | 0 | 0 | 0 | 0 | 0 | 0 | 0 | 0 | 0 | 0 | 0 | 0 | 0 | 0 | 0 | 0 | 0 | 0 | 0 | [8 empty] | 0 | 0
2020 | [6 empty] | 0 | 0 | 0 | 0 | 0 | 0 | 0 | 0 | 0 | 0 | 0 | 0 | 0 | 0 | 0 | 0 | 0 | 0 | 0 | 0 | 0 | 0 | 0 | 0 | 0 | 0 | 0 | 0 | 0 | 0 | 0 | 0 | 0 | 0 | 0 | 0 | 0 | 0 | 0 | 0 | 0 | 0 | 0 | 0 | 0 | 0 | 0 | 0 | 0 | 0 | 0 | 0 | 0 | 0 | 0 |  |  | 0
2021 | [7 empty] | 0 | 0 | 0 | 0 | 0 | 0 | 0 | 0 | 0 | 0 | 0 | 0 | 0 | 0 | 0 | 0 | 0 | 0 | 0 | 0 | 0 | 0 | 0 | 0 | 0 | 0 | 0 | 0 | 0 | 0 | 0 | 0 | 0 | 0 | 0 | 0 | 0 | 0 | 0 | 0 | 0 | 0 | 0 | 0 | 0 | 0 | 0 | 0 | 0 | 0 | 0 | 0 | 0 | 0 |  |  | 0
2022 | [8 empty] | 0 | 0 | 0 | 0 | 0 | 0 | 0 | 0 | 0 | 0 | 0 | 0 | 0 | 0 | 0 | 0 | 0 | 0 | 0 | 0 | 0 | 0 | 0 | 0 | 0 | 0 | 0 | 0 | 0 | 0 | 0 | 0 | 0 | 0 | 0 | 0 | 0 | 0 | 0 | 0 | 0 | 0 | 0 | 0 | 0 | 0 | 0 | 0 | 0 | 0 | 0 | 0 | 0 |  |  | 0
2023 | [9 empty] | 0 | 0 | 0 | 0 | 0 | 0 | 0 | 0 | 0 | 0 | 0 | 0 | 0 | 0 | 0 | 0 | 0 | 0 | 0 | 0 | 0 | 0 | 0 | 0 | 0 | 0 | 0 | 0 | 0 | 0 | 0 | 0 | 0 | 0 | 0 | 0 | 0 | 0 | 0 | 0 | 0 | 0 | 0 | 0 | 0 | 0 | 0 | 0 | 0 | 0 | 0 | 0 |  |  | 0
2024 | [63 empty] | 0 | 0
2025 | [63 empty] | 0
2026 | [63 empty] | 0
| 0 | 0.0762 | 0.336 | 0.586 | 0.586 | 0.586 | 0.586 | 0.586 | 0.586 | 0.586 | 0.586 | 0.5098 | 0.25 | 0 | 0 | 0 | 0 | 0 | 0 | 0 | 0 | 0 | 0 | 0 | 0 | 0 | 0 | 0 | 0 | 0 | 0 | 0 | 0 | 0 | 0 | 0 | 0 | 0 | 0 | 0 | 0 | 0 | 0 | 0 | 0 | 0 | 0 | 0 | 0 | 0 | 0 | 0 | 0 | 0 | 0 | 0 | 0 | 0 | 0 | 0 | 0 | 0 | 0 | 5.86
Note on A50: Lee, Betty: rate base does not include CWIP b/c the CapEx dollars include an AFUDC component in it already

## 2c-2026 (w 100pt incentive)
Project No. | 2c
Project Desc. | Conservation Voltage Optimization (7 MWs)
Book Life | 10
Tax Life | 7N
Salvage Rate | 0%
| 2014 | 2015 | 2016 | 2017 | 2018 | 2019 | 2020 | 2021 | 2022 | 2023 | 2024 | 2025 | 2026 | 2027 | 2028 | 2029 | 2030 | 2031 | 2032 | 2033 | 2034 | 2035 | 2036 | 2037 | 2038 | 2039 | 2040 | 2041 | 2042 | 2043 | 2044 | 2045 | 2046 | 2047 | 2048 | 2049 | 2050 | 2051 | 2052 | 2053 | 2054 | 2055 | 2056 | 2057 | 2058 | 2059 | 2060 | 2061 | 2062 | 2063 | 2064 | 2065 | 2066 | 2067 | 2068 | 2069 | 2070 | 2071 | 2072 | 2073 | 2074 | 2075 | 2076
Closing to Plant (Y/N) | N | N | N | N | N | N | N | N | N | N | N | N | N | N | N | N | N | N | N | N | N | N | N | N | N | N | N | N | N | N | N | N | N | N | N | N | N | N | N | N | N | N | N | N | N | N | N | N | N | N | N | N | N | N | N | N | N | N | N | N | N | N | N | Total
CWIP
Beginning of Period | 0 | 0 | 0 | 0 | 0 | 0 | 0 | 0 | 0 | 0 | 0 | 0 | 0 | 0 | 0 | 0 | 0 | 0 | 0 | 0 | 0 | 0 | 0 | 0 | 0 | 0 | 0 | 0 | 0 | 0 | 0 | 0 | 0 | 0 | 0 | 0 | 0 | 0 | 0 | 0 | 0 | 0 | 0 | 0 | 0 | 0 | 0 | 0 | 0 | 0 | 0 | 0 | 0 | 0 | 0 | 0 | 0 | 0 | 0 | 0 | 0 | 0 | 0
Activity
Capex | 0 | 0.762 | 2.598 | 2.5 | 0 | 0 | 0 | 0 | 0 | 0 | 0 | 0 | 0 | [50 empty] | 5.86
Closings to Plant |  | -0.762 | -2.598 | -2.5 | [59 empty] | -5.86
End of Period | 0 | 0 | 0 | 0 | 0 | 0 | 0 | 0 | 0 | 0 | 0 | 0 | 0 | 0 | 0 | 0 | 0 | 0 | 0 | 0 | 0 | 0 | 0 | 0 | 0 | 0 | 0 | 0 | 0 | 0 | 0 | 0 | 0 | 0 | 0 | 0 | 0 | 0 | 0 | 0 | 0 | 0 | 0 | 0 | 0 | 0 | 0 | 0 | 0 | 0 | 0 | 0 | 0 | 0 | 0 | 0 | 0 | 0 | 0 | 0 | 0 | 0 | 0
Average | 0 | 0 | 0 | 0 | 0 | 0 | 0 | 0 | 0 | 0 | 0 | 0 | 0 | 0 | 0 | 0 | 0 | 0 | 0 | 0 | 0 | 0 | 0 | 0 | 0 | 0 | 0 | 0 | 0 | 0 | 0 | 0 | 0 | 0 | 0 | 0 | 0 | 0 | 0 | 0 | 0 | 0 | 0 | 0 | 0 | 0 | 0 | 0 | 0 | 0 | 0 | 0 | 0 | 0 | 0 | 0 | 0 | 0 | 0 | 0 | 0 | 0 | 0
Plant in Service
Beginning of Period | 0 | 0 | 0.762 | 3.36 | 5.86 | 5.86 | 5.86 | 5.86 | 5.86 | 5.86 | 5.86 | 5.86 | 5.098 | 2.5 | 0 | 0 | 0 | 0 | 0 | 0 | 0 | 0 | 0 | 0 | 0 | 0 | 0 | 0 | 0 | 0 | 0 | 0 | 0 | 0 | 0 | 0 | 0 | 0 | 0 | 0 | 0 | 0 | 0 | 0 | 0 | 0 | 0 | 0 | 0 | 0 | 0 | 0 | 0 | 0 | 0 | 0 | 0 | 0 | 0 | 0 | 0 | 0 | 0
Activity | 0 | 0.762 | 2.598 | 2.5 | 0 | 0 | 0 | 0 | 0 | 0 |  | -0.762 | -2.598 | -2.5 | 0 | 0 | 0 | 0 | 0 | 0 | 0 | 0 | 0 | 0 | 0 | 0 | 0 | 0 | 0 | 0 | 0 | 0 | 0 | 0 | 0 | 0 | 0 | 0 | 0 | 0 | 0 | 0 | 0 | 0 | 0 | 0 | 0 | 0 | 0 | 0 |  |  |  |  | 0 | [8 empty] | -8.8818e-16
End of Period | 0 | 0.762 | 3.36 | 5.86 | 5.86 | 5.86 | 5.86 | 5.86 | 5.86 | 5.86 | 5.86 | 5.098 | 2.5 | 0 | 0 | 0 | 0 | 0 | 0 | 0 | 0 | 0 | 0 | 0 | 0 | 0 | 0 | 0 | 0 | 0 | 0 | 0 | 0 | 0 | 0 | 0 | 0 | 0 | 0 | 0 | 0 | 0 | 0 | 0 | 0 | 0 | 0 | 0 | 0 | 0 | 0 | 0 | 0 | 0 | 0 | 0 | 0 | 0 | 0 | 0 | 0 | 0 | 0
Average | 0 | 0.381 | 2.061 | 4.61 | 5.86 | 5.86 | 5.86 | 5.86 | 5.86 | 5.86 | 5.86 | 5.479 | 3.799 | 1.25 | 0 | 0 | 0 | 0 | 0 | 0 | 0 | 0 | 0 | 0 | 0 | 0 | 0 | 0 | 0 | 0 | 0 | 0 | 0 | 0 | 0 | 0 | 0 | 0 | 0 | 0 | 0 | 0 | 0 | 0 | 0 | 0 | 0 | 0 | 0 | 0 | 0 | 0 | 0 | 0 | 0 | 0 | 0 | 0 | 0 | 0 | 0 | 0 | 0
Tax Depreciation
Beginning of Period | 0 | 0 | 0.2177 | 1.3332 | 3.5865 | 5.9104 | 7.5703 | 8.7948 | 9.8408 | 10.8188 | 11.497 | 11.7201 | 11.7201 | 11.7201 | 11.7201 | 11.7201 | 11.7201 | 11.7201 | 11.7201 | 11.7201 | 11.7201 | 11.7201 | 11.7201 | 11.7201 | 11.7201 | 11.7201 | 11.7201 | 11.7201 | 11.7201 | 11.7201 | 11.7201 | 11.7201 | 11.7201 | 11.7201 | 11.7201 | 11.7201 | 11.7201 | 11.7201 | 11.7201 | 11.7201 | 11.7201 | 11.7201 | 11.7201 | 11.7201 | 11.7201 | 11.7201 | 11.7201 | 11.7201 | 11.7201 | 11.7201 | 11.7201 | 11.7201 | 11.7201 | 11.7201 | 11.7201 | 11.7201 | 11.7201 | 11.7201 | 11.7201 | 11.7201 | 11.7201 | 11.7201 | 11.7201
Federal | 0 | 0.10885 | 0.55774 | 1.1267 | 1.1619 | 0.82995 | 0.61225 | 0.523 | 0.489 | 0.33907 | 0.11158 | 0 | 0 | 0 | 0 | 0 | 0 | 0 | 0 | 0 | 0 | 0 | 0 | 0 | 0 | 0 | 0 | 0 | 0 | 0 | 0 | 0 | 0 | 0 | 0 | 0 | 0 | 0 | 0 | 0 | 0 | 0 | 0 | 0 | 0 | 0 | 0 | 0 | 0 | 0 | 0 | 0 | 0 | 0 | 0 | 0 | 0 | 0 | 0 | 0 | 0 | 0 | 0 | 5.8601
State | 0 | 0.10885 | 0.55774 | 1.1267 | 1.1619 | 0.82995 | 0.61225 | 0.523 | 0.489 | 0.33907 | 0.11158 | 0 | 0 | 0 | 0 | 0 | 0 | 0 | 0 | 0 | 0 | 0 | 0 | 0 | 0 | 0 | 0 | 0 | 0 | 0 | 0 | 0 | 0 | 0 | 0 | 0 | 0 | 0 | 0 | 0 | 0 | 0 | 0 | 0 | 0 | 0 | 0 | 0 | 0 | 0 | 0 | 0 | 0 | 0 | 0 | 0 | 0 | 0 | 0 | 0 | 0 | 0 | 0 | 5.8601
End of Period | 0 | 0.2177 | 1.3332 | 3.5865 | 5.9104 | 7.5703 | 8.7948 | 9.8408 | 10.8188 | 11.497 | 11.7201 | 11.7201 | 11.7201 | 11.7201 | 11.7201 | 11.7201 | 11.7201 | 11.7201 | 11.7201 | 11.7201 | 11.7201 | 11.7201 | 11.7201 | 11.7201 | 11.7201 | 11.7201 | 11.7201 | 11.7201 | 11.7201 | 11.7201 | 11.7201 | 11.7201 | 11.7201 | 11.7201 | 11.7201 | 11.7201 | 11.7201 | 11.7201 | 11.7201 | 11.7201 | 11.7201 | 11.7201 | 11.7201 | 11.7201 | 11.7201 | 11.7201 | 11.7201 | 11.7201 | 11.7201 | 11.7201 | 11.7201 | 11.7201 | 11.7201 | 11.7201 | 11.7201 | 11.7201 | 11.7201 | 11.7201 | 11.7201 | 11.7201 | 11.7201 | 11.7201 | 11.7201
Average | 0 | 0.10885 | 0.77544 | 2.4599 | 4.7485 | 6.7403 | 8.1825 | 9.3178 | 10.3298 | 11.1579 | 11.6085 | 11.7201 | 11.7201 | 11.7201 | 11.7201 | 11.7201 | 11.7201 | 11.7201 | 11.7201 | 11.7201 | 11.7201 | 11.7201 | 11.7201 | 11.7201 | 11.7201 | 11.7201 | 11.7201 | 11.7201 | 11.7201 | 11.7201 | 11.7201 | 11.7201 | 11.7201 | 11.7201 | 11.7201 | 11.7201 | 11.7201 | 11.7201 | 11.7201 | 11.7201 | 11.7201 | 11.7201 | 11.7201 | 11.7201 | 11.7201 | 11.7201 | 11.7201 | 11.7201 | 11.7201 | 11.7201 | 11.7201 | 11.7201 | 11.7201 | 11.7201 | 11.7201 | 11.7201 | 11.7201 | 11.7201 | 11.7201 | 11.7201 | 11.7201 | 11.7201 | 11.7201
Book Depreciation with COR
Beginning of Period | 0 | 0 | 0.0762 | 0.4122 | 0.9982 | 1.5842 | 2.1702 | 2.7562 | 3.3422 | 3.9282 | 4.5142 | 5.1002 | 4.848 | 2.5 | 0 | 0 | 0 | 0 | 0 | 0 | 0 | 0 | 0 | 0 | 0 | 0 | 0 | 0 | 0 | 0 | 0 | 0 | 0 | 0 | 0 | 0 | 0 | 0 | 0 | 0 | 0 | 0 | 0 | 0 | 0 | 0 | 0 | 0 | 0 | 0 | 0 | 0 | 0 | 0 | 0 | 0 | 0 | 0 | 0 | 0 | 0 | 0 | 0
Activity | 0 | 0.0762 | 0.336 | 0.586 | 0.586 | 0.586 | 0.586 | 0.586 | 0.586 | 0.586 | 0.586 | 0.5098 | 0.25 | 0 | 0 | 0 | 0 | 0 | 0 | 0 | 0 | 0 | 0 | 0 | 0 | 0 | 0 | 0 | 0 | 0 | 0 | 0 | 0 | 0 | 0 | 0 | 0 | 0 | 0 | 0 | 0 | 0 | 0 | 0 | 0 | 0 | 0 | 0 | 0 | 0 | 0 | 0 | 0 | 0 | 0 | 0 | 0 | 0 | 0 | 0 | 0 | 0 | 0 | 5.86
Book Depreciation Related to Retired PIS | [11 empty] | -0.762 | -2.598 | -2.5 | [40 empty] | 0 | [6 empty] | 0 |  | -5.86
End of Period | 0 | 0.0762 | 0.4122 | 0.9982 | 1.5842 | 2.1702 | 2.7562 | 3.3422 | 3.9282 | 4.5142 | 5.1002 | 4.848 | 2.5 | 0 | 0 | 0 | 0 | 0 | 0 | 0 | 0 | 0 | 0 | 0 | 0 | 0 | 0 | 0 | 0 | 0 | 0 | 0 | 0 | 0 | 0 | 0 | 0 | 0 | 0 | 0 | 0 | 0 | 0 | 0 | 0 | 0 | 0 | 0 | 0 | 0 | 0 | 0 | 0 | 0 | 0 | 0 | 0 | 0 | 0 | 0 | 0 | 0 | 0
Average | 0 | 0.0381 | 0.2442 | 0.7052 | 1.2912 | 1.8772 | 2.4632 | 3.0492 | 3.6352 | 4.2212 | 4.8072 | 4.9741 | 3.674 | 1.25 | 0 | 0 | 0 | 0 | 0 | 0 | 0 | 0 | 0 | 0 | 0 | 0 | 0 | 0 | 0 | 0 | 0 | 0 | 0 | 0 | 0 | 0 | 0 | 0 | 0 | 0 | 0 | 0 | 0 | 0 | 0 | 0 | 0 | 0 | 0 | 0 | 0 | 0 | 0 | 0 | 0 | 0 | 0 | 0 | 0 | 0 | 0 | 0 | 0
Federal Deferred Tax Balance, Net of Tax
Beginning of Period | 0 | 0 | 0.011428 | 0.089036 | 0.27827 | 0.47985 | 0.56523 | 0.57442 | 0.55237 | 0.51842 | 0.432 | 0.26595 | 0.087521 | 2.051e-05 | 2.051e-05 | 2.051e-05 | 2.051e-05 | 2.051e-05 | 2.051e-05 | 2.051e-05 | 2.051e-05 | 2.051e-05 | 2.051e-05 | 2.051e-05 | 2.051e-05 | 2.051e-05 | 2.051e-05 | 2.051e-05 | 2.051e-05 | 2.051e-05 | 2.051e-05 | 2.051e-05 | 2.051e-05 | 2.051e-05 | 2.051e-05 | 2.051e-05 | 2.051e-05 | 2.051e-05 | 2.051e-05 | 2.051e-05 | 2.051e-05 | 2.051e-05 | 2.051e-05 | 2.051e-05 | 2.051e-05 | 2.051e-05 | 2.051e-05 | 2.051e-05 | 2.051e-05 | 2.051e-05 | 2.051e-05 | 2.051e-05 | 2.051e-05 | 2.051e-05 | 2.051e-05 | 2.051e-05 | 2.051e-05 | 2.051e-05 | 2.051e-05 | 2.051e-05 | 2.051e-05 | 2.051e-05 | 2.051e-05
Activity | 0 | 0.011428 | 0.077608 | 0.18924 | 0.20158 | 0.085384 | 0.0091893 | -0.022048 | -0.033948 | -0.086424 | -0.16605 | -0.17843 | -0.0875 | 0 | 0 | 0 | 0 | 0 | 0 | 0 | 0 | 0 | 0 | 0 | 0 | 0 | 0 | 0 | 0 | 0 | 0 | 0 | 0 | 0 | 0 | 0 | 0 | 0 | 0 | 0 | 0 | 0 | 0 | 0 | 0 | 0 | 0 | 0 | 0 | 0 | 0 | 0 | 0 | 0 | 0 | 0 | 0 | 0 | 0 | 0 | 0 | 0 | 0 | 2.051e-05
End of Period | 0 | 0.011428 | 0.089036 | 0.27827 | 0.47985 | 0.56523 | 0.57442 | 0.55237 | 0.51842 | 0.432 | 0.26595 | 0.087521 | 2.051e-05 | 2.051e-05 | 2.051e-05 | 2.051e-05 | 2.051e-05 | 2.051e-05 | 2.051e-05 | 2.051e-05 | 2.051e-05 | 2.051e-05 | 2.051e-05 | 2.051e-05 | 2.051e-05 | 2.051e-05 | 2.051e-05 | 2.051e-05 | 2.051e-05 | 2.051e-05 | 2.051e-05 | 2.051e-05 | 2.051e-05 | 2.051e-05 | 2.051e-05 | 2.051e-05 | 2.051e-05 | 2.051e-05 | 2.051e-05 | 2.051e-05 | 2.051e-05 | 2.051e-05 | 2.051e-05 | 2.051e-05 | 2.051e-05 | 2.051e-05 | 2.051e-05 | 2.051e-05 | 2.051e-05 | 2.051e-05 | 2.051e-05 | 2.051e-05 | 2.051e-05 | 2.051e-05 | 2.051e-05 | 2.051e-05 | 2.051e-05 | 2.051e-05 | 2.051e-05 | 2.051e-05 | 2.051e-05 | 2.051e-05 | 2.051e-05
Average | 0 | 0.005714 | 0.050232 | 0.18365 | 0.37906 | 0.52254 | 0.56983 | 0.5634 | 0.5354 | 0.47521 | 0.34897 | 0.17674 | 0.043771 | 2.051e-05 | 2.051e-05 | 2.051e-05 | 2.051e-05 | 2.051e-05 | 2.051e-05 | 2.051e-05 | 2.051e-05 | 2.051e-05 | 2.051e-05 | 2.051e-05 | 2.051e-05 | 2.051e-05 | 2.051e-05 | 2.051e-05 | 2.051e-05 | 2.051e-05 | 2.051e-05 | 2.051e-05 | 2.051e-05 | 2.051e-05 | 2.051e-05 | 2.051e-05 | 2.051e-05 | 2.051e-05 | 2.051e-05 | 2.051e-05 | 2.051e-05 | 2.051e-05 | 2.051e-05 | 2.051e-05 | 2.051e-05 | 2.051e-05 | 2.051e-05 | 2.051e-05 | 2.051e-05 | 2.051e-05 | 2.051e-05 | 2.051e-05 | 2.051e-05 | 2.051e-05 | 2.051e-05 | 2.051e-05 | 2.051e-05 | 2.051e-05 | 2.051e-05 | 2.051e-05 | 2.051e-05 | 2.051e-05 | 2.051e-05
State Deferred Tax Balance
Beginning of Period | 0 | 0 | 0.0021224 | 0.016535 | 0.051679 | 0.089114 | 0.10497 | 0.10668 | 0.10258 | 0.096279 | 0.080228 | 0.049391 | 0.016254 | 3.809e-06 | 3.809e-06 | 3.809e-06 | 3.809e-06 | 3.809e-06 | 3.809e-06 | 3.809e-06 | 3.809e-06 | 3.809e-06 | 3.809e-06 | 3.809e-06 | 3.809e-06 | 3.809e-06 | 3.809e-06 | 3.809e-06 | 3.809e-06 | 3.809e-06 | 3.809e-06 | 3.809e-06 | 3.809e-06 | 3.809e-06 | 3.809e-06 | 3.809e-06 | 3.809e-06 | 3.809e-06 | 3.809e-06 | 3.809e-06 | 3.809e-06 | 3.809e-06 | 3.809e-06 | 3.809e-06 | 3.809e-06 | 3.809e-06 | 3.809e-06 | 3.809e-06 | 3.809e-06 | 3.809e-06 | 3.809e-06 | 3.809e-06 | 3.809e-06 | 3.809e-06 | 3.809e-06 | 3.809e-06 | 3.809e-06 | 3.809e-06 | 3.809e-06 | 3.809e-06 | 3.809e-06 | 3.809e-06 | 3.809e-06
Activity | 0 | 0.0021224 | 0.014413 | 0.035144 | 0.037435 | 0.015857 | 0.0017066 | -0.0040947 | -0.0063047 | -0.01605 | -0.030838 | -0.033137 | -0.01625 | 0 | 0 | 0 | 0 | 0 | 0 | 0 | 0 | 0 | 0 | 0 | 0 | 0 | 0 | 0 | 0 | 0 | 0 | 0 | 0 | 0 | 0 | 0 | 0 | 0 | 0 | 0 | 0 | 0 | 0 | 0 | 0 | 0 | 0 | 0 | 0 | 0 | 0 | 0 | 0 | 0 | 0 | 0 | 0 | 0 | 0 | 0 | 0 | 0 | 0 | 3.809e-06
End of Period | 0 | 0.0021224 | 0.016535 | 0.051679 | 0.089114 | 0.10497 | 0.10668 | 0.10258 | 0.096279 | 0.080228 | 0.049391 | 0.016254 | 3.809e-06 | 3.809e-06 | 3.809e-06 | 3.809e-06 | 3.809e-06 | 3.809e-06 | 3.809e-06 | 3.809e-06 | 3.809e-06 | 3.809e-06 | 3.809e-06 | 3.809e-06 | 3.809e-06 | 3.809e-06 | 3.809e-06 | 3.809e-06 | 3.809e-06 | 3.809e-06 | 3.809e-06 | 3.809e-06 | 3.809e-06 | 3.809e-06 | 3.809e-06 | 3.809e-06 | 3.809e-06 | 3.809e-06 | 3.809e-06 | 3.809e-06 | 3.809e-06 | 3.809e-06 | 3.809e-06 | 3.809e-06 | 3.809e-06 | 3.809e-06 | 3.809e-06 | 3.809e-06 | 3.809e-06 | 3.809e-06 | 3.809e-06 | 3.809e-06 | 3.809e-06 | 3.809e-06 | 3.809e-06 | 3.809e-06 | 3.809e-06 | 3.809e-06 | 3.809e-06 | 3.809e-06 | 3.809e-06 | 3.809e-06 | 3.809e-06
Average | 0 | 0.0010612 | 0.0093288 | 0.034107 | 0.070397 | 0.097043 | 0.10582 | 0.10463 | 0.099431 | 0.088254 | 0.06481 | 0.032822 | 0.0081288 | 3.809e-06 | 3.809e-06 | 3.809e-06 | 3.809e-06 | 3.809e-06 | 3.809e-06 | 3.809e-06 | 3.809e-06 | 3.809e-06 | 3.809e-06 | 3.809e-06 | 3.809e-06 | 3.809e-06 | 3.809e-06 | 3.809e-06 | 3.809e-06 | 3.809e-06 | 3.809e-06 | 3.809e-06 | 3.809e-06 | 3.809e-06 | 3.809e-06 | 3.809e-06 | 3.809e-06 | 3.809e-06 | 3.809e-06 | 3.809e-06 | 3.809e-06 | 3.809e-06 | 3.809e-06 | 3.809e-06 | 3.809e-06 | 3.809e-06 | 3.809e-06 | 3.809e-06 | 3.809e-06 | 3.809e-06 | 3.809e-06 | 3.809e-06 | 3.809e-06 | 3.809e-06 | 3.809e-06 | 3.809e-06 | 3.809e-06 | 3.809e-06 | 3.809e-06 | 3.809e-06 | 3.809e-06 | 3.809e-06 | 3.809e-06
Net Rate Base - Average | 0 | 0.33612 | 1.7572 | 3.687 | 4.1193 | 3.3632 | 2.7211 | 2.1428 | 1.59 | 1.0753 | 0.63902 | 0.29534 | 0.073101 | -2.4319e-05 | -2.4319e-05 | -2.4319e-05 | -2.4319e-05 | -2.4319e-05 | -2.4319e-05 | -2.4319e-05 | -2.4319e-05 | -2.4319e-05 | -2.4319e-05 | -2.4319e-05 | -2.4319e-05 | -2.4319e-05 | -2.4319e-05 | -2.4319e-05 | -2.4319e-05 | -2.4319e-05 | -2.4319e-05 | -2.4319e-05 | -2.4319e-05 | -2.4319e-05 | -2.4319e-05 | -2.4319e-05 | -2.4319e-05 | -2.4319e-05 | -2.4319e-05 | -2.4319e-05 | -2.4319e-05 | -2.4319e-05 | -2.4319e-05 | -2.4319e-05 | -2.4319e-05 | -2.4319e-05 | -2.4319e-05 | -2.4319e-05 | -2.4319e-05 | -2.4319e-05 | -2.4319e-05 | -2.4319e-05 | -2.4319e-05 | -2.4319e-05 | -2.4319e-05 | -2.4319e-05 | -2.4319e-05 | -2.4319e-05 | -2.4319e-05 | -2.4319e-05 | -2.4319e-05 | -2.4319e-05 | -2.4319e-05
EXPENSES
Income Tax - Removal Cost | 0 | 0 | 0 | 0 | 0 | 0 | 0 | 0 | 0 | 0 | 0 | 0 | 0 | 0 | 0 | 0 | 0 | 0 | 0 | 0 | 0 | 0 | 0 | 0 | 0 | 0 | 0 | 0 | 0 | 0 | 0 | 0 | 0 | 0 | 0 | 0 | 0 | 0 | 0 | 0 | 0 | 0 | 0 | 0 | 0 | 0 | 0 | 0 | 0 | 0 | 0 | 0 | 0 | 0 | 0 | 0 | 0 | 0 | 0 | 0 | 0 | 0 | 0 | 0
Book Depreciation | 0 | 0.0762 | 0.336 | 0.586 | 0.586 | 0.586 | 0.586 | 0.586 | 0.586 | 0.586 | 0.586 | 0.5098 | 0.25 | 0 | 0 | 0 | 0 | 0 | 0 | 0 | 0 | 0 | 0 | 0 | 0 | 0 | 0 | 0 | 0 | 0 | 0 | 0 | 0 | 0 | 0 | 0 | 0 | 0 | 0 | 0 | 0 | 0 | 0 | 0 | 0 | 0 | 0 | 0 | 0 | 0 | 0 | 0 | 0 | 0 | 0 | 0 | 0 | 0 | 0 | 0 | 0 | 0 | 0 | 5.86
Property Taxes | 0 | 0.0381 | 0.168 | 0.293 | 0.293 | 0.293 | 0.293 | 0.293 | 0.293 | 0.293 | 0.293 | 0.2549 | 0.125 | 0 | 0 | 0 | 0 | 0 | 0 | 0 | 0 | 0 | 0 | 0 | 0 | 0 | 0 | 0 | 0 | 0 | 0 | 0 | 0 | 0 | 0 | 0 | 0 | 0 | 0 | 0 | 0 | 0 | 0 | 0 | 0 | 0 | 0 | 0 | 0 | 0 | 0 | 0 | 0 | 0 | 0 | 0 | 0 | 0 | 0 | 0 | 0 | 0 | 0 | 2.93
Total Expenses | 0 | 0.1143 | 0.504 | 0.879 | 0.879 | 0.879 | 0.879 | 0.879 | 0.879 | 0.879 | 0.879 | 0.7647 | 0.375 | 0 | 0 | 0 | 0 | 0 | 0 | 0 | 0 | 0 | 0 | 0 | 0 | 0 | 0 | 0 | 0 | 0 | 0 | 0 | 0 | 0 | 0 | 0 | 0 | 0 | 0 | 0 | 0 | 0 | 0 | 0 | 0 | 0 | 0 | 0 | 0 | 0 | 0 | 0 | 0 | 0 | 0 | 0 | 0 | 0 | 0 | 0 | 0 | 0 | 0 | 8.79
REVENUE REQUIREMENT
Net Rate Base | 0 | 0.33612 | 1.7572 | 3.687 | 4.1193 | 3.3632 | 2.7211 | 2.1428 | 1.59 | 1.0753 | 0.63902 | 0.29534 | 0.073101 | -2.4319e-05 | -2.4319e-05 | -2.4319e-05 | -2.4319e-05 | -2.4319e-05 | -2.4319e-05 | -2.4319e-05 | -2.4319e-05 | -2.4319e-05 | -2.4319e-05 | -2.4319e-05 | -2.4319e-05 | -2.4319e-05 | -2.4319e-05 | -2.4319e-05 | -2.4319e-05 | -2.4319e-05 | -2.4319e-05 | -2.4319e-05 | -2.4319e-05 | -2.4319e-05 | -2.4319e-05 | -2.4319e-05 | -2.4319e-05 | -2.4319e-05 | -2.4319e-05 | -2.4319e-05 | -2.4319e-05 | -2.4319e-05 | -2.4319e-05 | -2.4319e-05 | -2.4319e-05 | -2.4319e-05 | -2.4319e-05 | -2.4319e-05 | -2.4319e-05 | -2.4319e-05 | -2.4319e-05 | -2.4319e-05 | -2.4319e-05 | -2.4319e-05 | -2.4319e-05 | -2.4319e-05 | -2.4319e-05 | -2.4319e-05 | -2.4319e-05 | -2.4319e-05 | -2.4319e-05 | -2.4319e-05 | -2.4319e-05 | 21.7984
ROR + 100 basis point Incentive on ROE | 10.77% | 10.77% | 10.56% | 10.4% | 10.4% | 10.4% | 10.4% | 10.4% | 10.4% | 10.4% | 10.4% | 10.4% | 10.4% | 10.4% | 10.4% | 10.4% | 10.4% | 10.4% | 10.4% | 10.4% | 10.4% | 10.4% | 10.4% | 10.4% | 10.4% | 10.4% | 10.4% | 10.4% | 10.4% | 10.4% | 10.4% | 10.4% | 10.4% | 10.4% | 10.4% | 10.4% | 10.4% | 10.4% | 10.4% | 10.4% | 10.4% | 10.4% | 10.4% | 10.4% | 10.4% | 10.4% | 10.4% | 10.4% | 10.4% | 10.4% | 10.4% | 10.4% | 10.4% | 10.4% | 10.4% | 10.4% | 10.4% | 10.4% | 10.4% | 10.4% | 10.4% | 10.4% | 10.4%
Earnings Base | 0 | 0.036201 | 0.18556 | 0.38345 | 0.42841 | 0.34977 | 0.283 | 0.22285 | 0.16536 | 0.11183 | 0.066458 | 0.030716 | 0.0076025 | -2.5292e-06 | -2.5292e-06 | -2.5292e-06 | -2.5292e-06 | -2.5292e-06 | -2.5292e-06 | -2.5292e-06 | -2.5292e-06 | -2.5292e-06 | -2.5292e-06 | -2.5292e-06 | -2.5292e-06 | -2.5292e-06 | -2.5292e-06 | -2.5292e-06 | -2.5292e-06 | -2.5292e-06 | -2.5292e-06 | -2.5292e-06 | -2.5292e-06 | -2.5292e-06 | -2.5292e-06 | -2.5292e-06 | -2.5292e-06 | -2.5292e-06 | -2.5292e-06 | -2.5292e-06 | -2.5292e-06 | -2.5292e-06 | -2.5292e-06 | -2.5292e-06 | -2.5292e-06 | -2.5292e-06 | -2.5292e-06 | -2.5292e-06 | -2.5292e-06 | -2.5292e-06 | -2.5292e-06 | -2.5292e-06 | -2.5292e-06 | -2.5292e-06 | -2.5292e-06 | -2.5292e-06 | -2.5292e-06 | -2.5292e-06 | -2.5292e-06 | -2.5292e-06 | -2.5292e-06 | -2.5292e-06 | -2.5292e-06
Earnings - Expense | 0 | 0.1143 | 0.504 | 0.879 | 0.879 | 0.879 | 0.879 | 0.879 | 0.879 | 0.879 | 0.879 | 0.7647 | 0.375 | 0 | 0 | 0 | 0 | 0 | 0 | 0 | 0 | 0 | 0 | 0 | 0 | 0 | 0 | 0 | 0 | 0 | 0 | 0 | 0 | 0 | 0 | 0 | 0 | 0 | 0 | 0 | 0 | 0 | 0 | 0 | 0 | 0 | 0 | 0 | 0 | 0 | 0 | 0 | 0 | 0 | 0 | 0 | 0 | 0 | 0 | 0 | 0 | 0 | 0 | 8.79
Total Earnings Effect | 0 | 0.1505 | 0.68956 | 1.2625 | 1.3074 | 1.2288 | 1.162 | 1.1018 | 1.0444 | 0.99083 | 0.94546 | 0.79542 | 0.3826 | -2.5292e-06 | -2.5292e-06 | -2.5292e-06 | -2.5292e-06 | -2.5292e-06 | -2.5292e-06 | -2.5292e-06 | -2.5292e-06 | -2.5292e-06 | -2.5292e-06 | -2.5292e-06 | -2.5292e-06 | -2.5292e-06 | -2.5292e-06 | -2.5292e-06 | -2.5292e-06 | -2.5292e-06 | -2.5292e-06 | -2.5292e-06 | -2.5292e-06 | -2.5292e-06 | -2.5292e-06 | -2.5292e-06 | -2.5292e-06 | -2.5292e-06 | -2.5292e-06 | -2.5292e-06 | -2.5292e-06 | -2.5292e-06 | -2.5292e-06 | -2.5292e-06 | -2.5292e-06 | -2.5292e-06 | -2.5292e-06 | -2.5292e-06 | -2.5292e-06 | -2.5292e-06 | -2.5292e-06 | -2.5292e-06 | -2.5292e-06 | -2.5292e-06 | -2.5292e-06 | -2.5292e-06 | -2.5292e-06 | -2.5292e-06 | -2.5292e-06 | -2.5292e-06 | -2.5292e-06 | -2.5292e-06 | -2.5292e-06
Gross-Up Factor | 1.0354 | 1.0354 | 1.0354 | 1.0298 | 1.0298 | 1.0298 | 1.0298 | 1.0298 | 1.0298 | 1.0298 | 1.0298 | 1.0298 | 1.0298 | 1.0298 | 1.0298 | 1.0298 | 1.0298 | 1.0298 | 1.0298 | 1.0298 | 1.0298 | 1.0298 | 1.0298 | 1.0298 | 1.0298 | 1.0298 | 1.0298 | 1.0298 | 1.0298 | 1.0298 | 1.0298 | 1.0298 | 1.0298 | 1.0298 | 1.0298 | 1.0298 | 1.0298 | 1.0298 | 1.0298 | 1.0298 | 1.0298 | 1.0298 | 1.0298 | 1.0298 | 1.0298 | 1.0298 | 1.0298 | 1.0298 | 1.0298 | 1.0298 | 1.0298 | 1.0298 | 1.0298 | 1.0298 | 1.0298 | 1.0298 | 1.0298 | 1.0298 | 1.0298 | 1.0298 | 1.0298 | 1.0298 | 1.0298
Revenue requirement | 0 | 0.15582 | 0.71395 | 1.3 | 1.3463 | 1.2653 | 1.1966 | 1.1346 | 1.0754 | 1.0203 | 0.97359 | 0.81909 | 0.39399 | -2.6044e-06 | -2.6044e-06 | -2.6044e-06 | -2.6044e-06 | -2.6044e-06 | -2.6044e-06 | -2.6044e-06 | -2.6044e-06 | -2.6044e-06 | -2.6044e-06 | -2.6044e-06 | -2.6044e-06 | -2.6044e-06 | -2.6044e-06 | -2.6044e-06 | -2.6044e-06 | -2.6044e-06 | -2.6044e-06 | -2.6044e-06 | -2.6044e-06 | -2.6044e-06 | -2.6044e-06 | -2.6044e-06 | -2.6044e-06 | -2.6044e-06 | -2.6044e-06 | -2.6044e-06 | -2.6044e-06 | -2.6044e-06 | -2.6044e-06 | -2.6044e-06 | -2.6044e-06 | -2.6044e-06 | -2.6044e-06 | -2.6044e-06 | -2.6044e-06 | -2.6044e-06 | -2.6044e-06 | -2.6044e-06 | -2.6044e-06 | -2.6044e-06 | -2.6044e-06 | -2.6044e-06 | -2.6044e-06 | -2.6044e-06 | -2.6044e-06 | -2.6044e-06 | -2.6044e-06 | -2.6044e-06 | -2.6044e-06 | 11.395
Depreciation Calculations
Tax Depreciation - Federal
Cost of new equipment in service basis | 0 | 0.762 | 2.598 | 2.5 | 0 | 0 | 0 | 0 | 0 | 0 | 0 | -0.762 | -2.598 | -2.5 | 0 | 0 | 0 | 0 | 0 | 0 | 0 | 0 | 0 | 0 | 0 | 0 | 0 | 0 | 0 | 0 | 0 | 0 | 0 | 0 | 0 | 0 | 0 | 0 | 0 | 0 | 0 | 0 | 0 | 0 | 0 | 0 | 0 | 0 | 0 | 0 | 0 | 0 | 0 | 0 | 0 | 0 | 0 | 0 | 0 | 0 | 0
Bonus Depreciation (N/A) | 0 | 0 | 0 | 0 | 0 | 0 | 0 | 0 | 0 | 0 | 0 | 0 | 0 | 0 | 0 | 0 | 0 | 0 | 0 | 0 | 0 | 0 | 0 | 0 | 0 | 0 | 0 | 0 | 0 | 0 | 0 | 0 | 0 | 0 | 0 | 0 | 0 | 0 | 0 | 0 | 0 | 0 | 0 | 0 | 0 | 0 | 0 | 0 | 0 | 0 | 0 | 0 | 0 | 0 | 0 | 0 | 0 | 0 | 0 | 0 | 0
Regular Depreciation basis (Cumulative) | 0 | 0.762 | 3.36 | 5.86 | 5.86 | 5.86 | 5.86 | 5.86 | 5.86 | 5.86 | 5.86 | 5.098 | 2.5 | 0 | -8.8818e-16 | -8.8818e-16 | -8.8818e-16 | -8.8818e-16 | -8.8818e-16 | -8.8818e-16 | -8.8818e-16 | -8.8818e-16 | -8.8818e-16 | -8.8818e-16 | -8.8818e-16 | -8.8818e-16 | -8.8818e-16 | -8.8818e-16 | -8.8818e-16 | -8.8818e-16 | -8.8818e-16 | -8.8818e-16 | -8.8818e-16 | -8.8818e-16 | -8.8818e-16 | -8.8818e-16 | -8.8818e-16 | -8.8818e-16 | -8.8818e-16 | -8.8818e-16 | -8.8818e-16 | -8.8818e-16 | -8.8818e-16 | -8.8818e-16 | -8.8818e-16 | -8.8818e-16 | -8.8818e-16 | -8.8818e-16 | -8.8818e-16 | -8.8818e-16 | -8.8818e-16 | -8.8818e-16 | -8.8818e-16 | -8.8818e-16 | -8.8818e-16 | -8.8818e-16 | -8.8818e-16 | -8.8818e-16 | -8.8818e-16 | -8.8818e-16 | -8.8818e-16 | -8.8818e-16 | -8.8818e-16
RegularDepreciation | 0 | 0.10885 | 0.55774 | 1.1267 | 1.1619 | 0.82995 | 0.61225 | 0.523 | 0.489 | 0.33907 | 0.11158 | [17 empty] | 0 | 0 | 0 | 0 | 0 | 0 | 0 | 0 | 0 | 0 | 0 | 0 | 0 | 0 | [21 empty] | 5.8601
Total Depreciation for year | 0 | 0.10885 | 0.55774 | 1.1267 | 1.1619 | 0.82995 | 0.61225 | 0.523 | 0.489 | 0.33907 | 0.11158 | 0 | 0 | 0 | 0 | 0 | 0 | 0 | 0 | 0 | 0 | 0 | 0 | 0 | 0 | 0 | 0 | 0 | 0 | 0 | 0 | 0 | 0 | 0 | 0 | 0 | 0 | 0 | 0 | 0 | 0 | 0 | 0 | 0 | 0 | 0 | 0 | 0 | 0 | 0 | 0 | 0 | 0 | 0 | 0 | 0 | 0 | 0 | 0 | 0 | 0
Tax Depreciation - State
Cost of new equipment in service basis | 0 | 0.762 | 2.598 | 2.5 | 0 | 0 | 0 | 0 | 0 | 0 | 0 | -0.762 | -2.598 | -2.5 | 0 | 0 | 0 | 0 | 0 | 0 | 0 | 0 | 0 | 0 | 0 | 0 | 0 | 0 | 0 | 0 | 0 | 0 | 0 | 0 | 0 | 0 | 0 | 0 | 0 | 0 | 0 | 0 | 0 | 0 | 0 | 0 | 0 | 0 | 0 | 0 | 0 | 0 | 0 | 0 | 0 | 0 | 0 | 0 | 0 | 0 | 0 | 0 | 0
Bonus Depreciation (N/A) | 0 | 0 | 0 | 0 | 0 | 0 | 0 | 0 | 0 | 0 | 0 | 0 | 0 | 0 | 0 | 0 | 0 | 0 | 0 | 0 | 0 | 0 | 0 | 0 | 0 | 0 | 0 | 0 | 0 | 0 | 0 | 0 | 0 | 0 | 0 | 0 | 0 | 0 | 0 | 0 | 0 | 0 | 0 | 0 | 0 | 0 | 0 | 0 | 0 | 0 | 0 | 0 | 0 | 0 | 0 | 0 | 0 | 0 | 0 | 0 | 0 | 0 | 0
Regular Depreciation basis (Cumulative) | 0 | 0.762 | 3.36 | 5.86 | 5.86 | 5.86 | 5.86 | 5.86 | 5.86 | 5.86 | 5.86 | 5.098 | 2.5 | 0 | -8.8818e-16 | -8.8818e-16 | -8.8818e-16 | -8.8818e-16 | -8.8818e-16 | -8.8818e-16 | -8.8818e-16 | -8.8818e-16 | -8.8818e-16 | -8.8818e-16 | -8.8818e-16 | -8.8818e-16 | -8.8818e-16 | -8.8818e-16 | -8.8818e-16 | -8.8818e-16 | -8.8818e-16 | -8.8818e-16 | -8.8818e-16 | -8.8818e-16 | -8.8818e-16 | -8.8818e-16 | -8.8818e-16 | -8.8818e-16 | -8.8818e-16 | -8.8818e-16 | -8.8818e-16 | -8.8818e-16 | -8.8818e-16 | -8.8818e-16 | -8.8818e-16 | -8.8818e-16 | -8.8818e-16 | -8.8818e-16 | -8.8818e-16 | -8.8818e-16 | -8.8818e-16 | -8.8818e-16 | -8.8818e-16 | -8.8818e-16 | -8.8818e-16 | -8.8818e-16 | -8.8818e-16 | -8.8818e-16 | -8.8818e-16 | -8.8818e-16 | -8.8818e-16 | -8.8818e-16 | -8.8818e-16
RegularDepreciation | 0 | 0.10885 | 0.55774 | 1.1267 | 1.1619 | 0.82995 | 0.61225 | 0.523 | 0.489 | 0.33907 | 0.11158 | 0 | 0 | 0 | 0 | 0 | 0 | 0 | 0 | 0 | 0 | 0 | 0 | 0 | 0 | 0 | 0 | 0 | 0 | 0 | 0 | 0 | 0 | 0 | 0 | 0 | 0 | 0 | 0 | 0 | 0 | 0 | 0 | 0 | 0 | 0 | 0 | 0 | 0 | 0 | 0 | 0 | 0 | 0 | 0 | 0 | 0 | 0 | 0 | 0 | 0 | 0 | 0 | 5.8601
Total Depreciation for year | 0 | 0.10885 | 0.55774 | 1.1267 | 1.1619 | 0.82995 | 0.61225 | 0.523 | 0.489 | 0.33907 | 0.11158 | 0 | 0 | 0 | 0 | 0 | 0 | 0 | 0 | 0 | 0 | 0 | 0 | 0 | 0 | 0 | 0 | 0 | 0 | 0 | 0 | 0 | 0 | 0 | 0 | 0 | 0 | 0 | 0 | 0 | 0 | 0 | 0 | 0 | 0 | 0 | 0 | 0 | 0 | 0 | 0 | 0 | 0 | 0 | 0 | 0 | 0 | 0 | 0 | 0 | 0 | 0 | 0
Book Depreciation with COR
2014 | 0 | 0 | 0 | 0 | 0 | 0 | 0 | 0 | 0 | 0 | 0 | 0 | 0 | 0 | 0 | 0 | 0 | 0 | 0 | 0 | 0 | 0 | 0 | 0 | 0 | 0 | 0 | 0 | 0 | 0 | 0 | 0 | 0 | 0 | 0 | 0 | 0 | 0 | 0 | 0 | 0 | 0 | 0 | 0 | 0 | 0 | 0 | 0 | 0 | 0 | 0 | 0 | 0 | 0 | 0 | 0 | 0 | 0 | 0 | 0 | 0 |  |  | 0 | check - total PIS
2015 |  | 0.0762 | 0.0762 | 0.0762 | 0.0762 | 0.0762 | 0.0762 | 0.0762 | 0.0762 | 0.0762 | 0.0762 | [52 empty] | 0.762 | 0.762
2016 |  |  | 0.2598 | 0.2598 | 0.2598 | 0.2598 | 0.2598 | 0.2598 | 0.2598 | 0.2598 | 0.2598 | 0.2598 | [51 empty] | 2.598 | 2.598
2017 |  |  |  | 0.25 | 0.25 | 0.25 | 0.25 | 0.25 | 0.25 | 0.25 | 0.25 | 0.25 | 0.25 | [50 empty] | 2.5 | 2.5
2018 |  |  |  |  | 0 | 0 | 0 | 0 | 0 | 0 | 0 | 0 | 0 | 0 | 0 | 0 | 0 | 0 | 0 | 0 | 0 | 0 | 0 | 0 | 0 | 0 | 0 | 0 | 0 | 0 | 0 | 0 | 0 | 0 | 0 | 0 | 0 | 0 | 0 | 0 | 0 | 0 | 0 | 0 | 0 | 0 | 0 | 0 | 0 | 0 | 0 | 0 | 0 | 0 | 0 | 0 | 0 | 0 | 0 | 0 | 0 |  |  | 0
2019 | [5 empty] | 0 | 0 | 0 | 0 | 0 | 0 | 0 | 0 | 0 | 0 | 0 | 0 | 0 | 0 | 0 | 0 | 0 | 0 | 0 | 0 | 0 | 0 | 0 | 0 | 0 | 0 | 0 | 0 | 0 | 0 | 0 | 0 | 0 | 0 | 0 | 0 | 0 | 0 | 0 | 0 | 0 | 0 | 0 | 0 | 0 | 0 | 0 | 0 | 0 | 0 | [8 empty] | 0 | 0
2020 | [6 empty] | 0 | 0 | 0 | 0 | 0 | 0 | 0 | 0 | 0 | 0 | 0 | 0 | 0 | 0 | 0 | 0 | 0 | 0 | 0 | 0 | 0 | 0 | 0 | 0 | 0 | 0 | 0 | 0 | 0 | 0 | 0 | 0 | 0 | 0 | 0 | 0 | 0 | 0 | 0 | 0 | 0 | 0 | 0 | 0 | 0 | 0 | 0 | 0 | 0 | 0 | 0 | 0 | 0 | 0 | 0 |  |  | 0
2021 | [7 empty] | 0 | 0 | 0 | 0 | 0 | 0 | 0 | 0 | 0 | 0 | 0 | 0 | 0 | 0 | 0 | 0 | 0 | 0 | 0 | 0 | 0 | 0 | 0 | 0 | 0 | 0 | 0 | 0 | 0 | 0 | 0 | 0 | 0 | 0 | 0 | 0 | 0 | 0 | 0 | 0 | 0 | 0 | 0 | 0 | 0 | 0 | 0 | 0 | 0 | 0 | 0 | 0 | 0 | 0 |  |  | 0
2022 | [8 empty] | 0 | 0 | 0 | 0 | 0 | 0 | 0 | 0 | 0 | 0 | 0 | 0 | 0 | 0 | 0 | 0 | 0 | 0 | 0 | 0 | 0 | 0 | 0 | 0 | 0 | 0 | 0 | 0 | 0 | 0 | 0 | 0 | 0 | 0 | 0 | 0 | 0 | 0 | 0 | 0 | 0 | 0 | 0 | 0 | 0 | 0 | 0 | 0 | 0 | 0 | 0 | 0 | 0 |  |  | 0
2023 | [9 empty] | 0 | 0 | 0 | 0 | 0 | 0 | 0 | 0 | 0 | 0 | 0 | 0 | 0 | 0 | 0 | 0 | 0 | 0 | 0 | 0 | 0 | 0 | 0 | 0 | 0 | 0 | 0 | 0 | 0 | 0 | 0 | 0 | 0 | 0 | 0 | 0 | 0 | 0 | 0 | 0 | 0 | 0 | 0 | 0 | 0 | 0 | 0 | 0 | 0 | 0 | 0 | 0 |  |  | 0
2024 | [63 empty] | 0 | 0
2025 | [63 empty] | 0
2026 | [63 empty] | 0
| 0 | 0.0762 | 0.336 | 0.586 | 0.586 | 0.586 | 0.586 | 0.586 | 0.586 | 0.586 | 0.586 | 0.5098 | 0.25 | 0 | 0 | 0 | 0 | 0 | 0 | 0 | 0 | 0 | 0 | 0 | 0 | 0 | 0 | 0 | 0 | 0 | 0 | 0 | 0 | 0 | 0 | 0 | 0 | 0 | 0 | 0 | 0 | 0 | 0 | 0 | 0 | 0 | 0 | 0 | 0 | 0 | 0 | 0 | 0 | 0 | 0 | 0 | 0 | 0 | 0 | 0 | 0 | 0 | 0 | 5.86
Book Depreciation- excl. Salvage
2014 | 0 | 0 | 0 | 0 | 0 | 0 | 0 | 0 | 0 | 0 | 0 | 0 | 0 | 0 | 0 | 0 | 0 | 0 | 0 | 0 | 0 | 0 | 0 | 0 | 0 | 0 | 0 | 0 | 0 | 0 | 0 | 0 | 0 | 0 | 0 | 0 | 0 | 0 | 0 | 0 | 0 | 0 | 0 | 0 | 0 | 0 | 0 | 0 | 0 | 0 | 0 | 0 | 0 | 0 | 0 | 0 | 0 | 0 | 0 | 0 | 0 |  |  | 0 | check - total PIS
2015 |  | 0.0762 | 0.0762 | 0.0762 | 0.0762 | 0.0762 | 0.0762 | 0.0762 | 0.0762 | 0.0762 | 0.0762 | [52 empty] | 0.762 | 0.762
2016 |  |  | 0.2598 | 0.2598 | 0.2598 | 0.2598 | 0.2598 | 0.2598 | 0.2598 | 0.2598 | 0.2598 | 0.2598 | [51 empty] | 2.598 | 2.598
2017 |  |  |  | 0.25 | 0.25 | 0.25 | 0.25 | 0.25 | 0.25 | 0.25 | 0.25 | 0.25 | 0.25 | [50 empty] | 2.5 | 2.5
2018 |  |  |  |  | 0 | 0 | 0 | 0 | 0 | 0 | 0 | 0 | 0 | 0 | 0 | 0 | 0 | 0 | 0 | 0 | 0 | 0 | 0 | 0 | 0 | 0 | 0 | 0 | 0 | 0 | 0 | 0 | 0 | 0 | 0 | 0 | 0 | 0 | 0 | 0 | 0 | 0 | 0 | 0 | 0 | 0 | 0 | 0 | 0 | 0 | 0 | 0 | 0 | 0 | 0 | 0 | 0 | 0 | 0 | 0 | 0 |  |  | 0
2019 | [5 empty] | 0 | 0 | 0 | 0 | 0 | 0 | 0 | 0 | 0 | 0 | 0 | 0 | 0 | 0 | 0 | 0 | 0 | 0 | 0 | 0 | 0 | 0 | 0 | 0 | 0 | 0 | 0 | 0 | 0 | 0 | 0 | 0 | 0 | 0 | 0 | 0 | 0 | 0 | 0 | 0 | 0 | 0 | 0 | 0 | 0 | 0 | 0 | 0 | 0 | 0 | [8 empty] | 0 | 0
2020 | [6 empty] | 0 | 0 | 0 | 0 | 0 | 0 | 0 | 0 | 0 | 0 | 0 | 0 | 0 | 0 | 0 | 0 | 0 | 0 | 0 | 0 | 0 | 0 | 0 | 0 | 0 | 0 | 0 | 0 | 0 | 0 | 0 | 0 | 0 | 0 | 0 | 0 | 0 | 0 | 0 | 0 | 0 | 0 | 0 | 0 | 0 | 0 | 0 | 0 | 0 | 0 | 0 | 0 | 0 | 0 | 0 |  |  | 0
2021 | [7 empty] | 0 | 0 | 0 | 0 | 0 | 0 | 0 | 0 | 0 | 0 | 0 | 0 | 0 | 0 | 0 | 0 | 0 | 0 | 0 | 0 | 0 | 0 | 0 | 0 | 0 | 0 | 0 | 0 | 0 | 0 | 0 | 0 | 0 | 0 | 0 | 0 | 0 | 0 | 0 | 0 | 0 | 0 | 0 | 0 | 0 | 0 | 0 | 0 | 0 | 0 | 0 | 0 | 0 | 0 |  |  | 0
2022 | [8 empty] | 0 | 0 | 0 | 0 | 0 | 0 | 0 | 0 | 0 | 0 | 0 | 0 | 0 | 0 | 0 | 0 | 0 | 0 | 0 | 0 | 0 | 0 | 0 | 0 | 0 | 0 | 0 | 0 | 0 | 0 | 0 | 0 | 0 | 0 | 0 | 0 | 0 | 0 | 0 | 0 | 0 | 0 | 0 | 0 | 0 | 0 | 0 | 0 | 0 | 0 | 0 | 0 | 0 |  |  | 0
2023 | [9 empty] | 0 | 0 | 0 | 0 | 0 | 0 | 0 | 0 | 0 | 0 | 0 | 0 | 0 | 0 | 0 | 0 | 0 | 0 | 0 | 0 | 0 | 0 | 0 | 0 | 0 | 0 | 0 | 0 | 0 | 0 | 0 | 0 | 0 | 0 | 0 | 0 | 0 | 0 | 0 | 0 | 0 | 0 | 0 | 0 | 0 | 0 | 0 | 0 | 0 | 0 | 0 | 0 |  |  | 0
2024 | [63 empty] | 0 | 0
2025 | [63 empty] | 0
2026 | [63 empty] | 0
| 0 | 0.0762 | 0.336 | 0.586 | 0.586 | 0.586 | 0.586 | 0.586 | 0.586 | 0.586 | 0.586 | 0.5098 | 0.25 | 0 | 0 | 0 | 0 | 0 | 0 | 0 | 0 | 0 | 0 | 0 | 0 | 0 | 0 | 0 | 0 | 0 | 0 | 0 | 0 | 0 | 0 | 0 | 0 | 0 | 0 | 0 | 0 | 0 | 0 | 0 | 0 | 0 | 0 | 0 | 0 | 0 | 0 | 0 | 0 | 0 | 0 | 0 | 0 | 0 | 0 | 0 | 0 | 0 | 0 | 5.86
Note on A50: Lee, Betty: rate base does not include CWIP b/c the CapEx dollars include an AFUDC component in it already

## 3a-2017
Project No. | 3a
Project Desc. | 135 MW from Brownsville to Gateway Park SS
Book Life | 50
Tax Life | 20N
Salvage Rate | -25%
| 2014 | 2015 | 2016 | 2017 | 2018 | 2019 | 2020 | 2021 | 2022 | 2023 | 2024 | 2025 | 2026 | 2027 | 2028 | 2029 | 2030 | 2031 | 2032 | 2033 | 2034 | 2035 | 2036 | 2037 | 2038 | 2039 | 2040 | 2041 | 2042 | 2043 | 2044 | 2045 | 2046 | 2047 | 2048 | 2049 | 2050 | 2051 | 2052 | 2053 | 2054 | 2055 | 2056 | 2057 | 2058 | 2059 | 2060 | 2061 | 2062 | 2063 | 2064 | 2065 | 2066 | 2067 | 2068 | 2069 | 2070 | 2071 | 2072 | 2073 | 2074 | 2075 | 2076
Closing to Plant (Y/N) | N | N | N | N | N | N | N | N | N | N | N | N | N | N | N | N | N | N | N | N | N | N | N | N | N | N | N | N | N | N | N | N | N | N | N | N | N | N | N | N | N | N | N | N | N | N | N | N | N | N | N | N | N | N | N | N | N | N | N | N | N | N | N | Total
CWIP
Beginning of Period | 0 | 0 | 43.5372 | 118.755 | 0 | 0 | 0 | 0 | 0 | 0 | 0 | 0 | 0 | 0 | 0 | 0 | 0 | 0 | 0 | 0 | 0 | 0 | 0 | 0 | 0 | 0 | 0 | 0 | 0 | 0 | 0 | 0 | 0 | 0 | 0 | 0 | 0 | 0 | 0 | 0 | 0 | 0 | 0 | 0 | 0 | 0 | 0 | 0 | 0 | 0 | 0 | 0 | 0 | 0 | 0 | 0 | 0 | 0 | 0 | 0 | 0 | 0 | 0
Activity
Capex | 0 | 43.5372 | 75.2178 | 31.1883 | 0 | 0 | 0 | 0 | 0 | 0 | 0 | 0 | 0 | [50 empty] | 149.9433
Closings to Plant |  |  |  | -149.9433 | [59 empty] | -149.9433
End of Period | 0 | 43.5372 | 118.755 | 0 | 0 | 0 | 0 | 0 | 0 | 0 | 0 | 0 | 0 | 0 | 0 | 0 | 0 | 0 | 0 | 0 | 0 | 0 | 0 | 0 | 0 | 0 | 0 | 0 | 0 | 0 | 0 | 0 | 0 | 0 | 0 | 0 | 0 | 0 | 0 | 0 | 0 | 0 | 0 | 0 | 0 | 0 | 0 | 0 | 0 | 0 | 0 | 0 | 0 | 0 | 0 | 0 | 0 | 0 | 0 | 0 | 0 | 0 | 0
Average | 0 | 21.7686 | 81.1461 | 59.3775 | 0 | 0 | 0 | 0 | 0 | 0 | 0 | 0 | 0 | 0 | 0 | 0 | 0 | 0 | 0 | 0 | 0 | 0 | 0 | 0 | 0 | 0 | 0 | 0 | 0 | 0 | 0 | 0 | 0 | 0 | 0 | 0 | 0 | 0 | 0 | 0 | 0 | 0 | 0 | 0 | 0 | 0 | 0 | 0 | 0 | 0 | 0 | 0 | 0 | 0 | 0 | 0 | 0 | 0 | 0 | 0 | 0 | 0 | 0
Plant in Service
Beginning of Period | 0 | 0 | 0 | 0 | 149.9433 | 149.9433 | 149.9433 | 149.9433 | 149.9433 | 149.9433 | 149.9433 | 149.9433 | 149.9433 | 149.9433 | 149.9433 | 149.9433 | 149.9433 | 149.9433 | 149.9433 | 149.9433 | 149.9433 | 149.9433 | 149.9433 | 149.9433 | 149.9433 | 149.9433 | 149.9433 | 149.9433 | 149.9433 | 149.9433 | 149.9433 | 149.9433 | 149.9433 | 149.9433 | 149.9433 | 149.9433 | 149.9433 | 149.9433 | 149.9433 | 149.9433 | 149.9433 | 149.9433 | 149.9433 | 149.9433 | 149.9433 | 149.9433 | 149.9433 | 149.9433 | 149.9433 | 149.9433 | 149.9433 | 149.9433 | 149.9433 | 0 | 0 | 0 | 0 | 0 | 0 | 0 | 0 | 0 | 0
Activity | 0 | 0 | 0 | 149.9433 | 0 | 0 | 0 | 0 | 0 | 0 | 0 | 0 |  | 0 | 0 | 0 | 0 | 0 | 0 | 0 | 0 | 0 | 0 | 0 | 0 | 0 | 0 | 0 | 0 | 0 | 0 | 0 | 0 | 0 | 0 | 0 | 0 | 0 | 0 | 0 | 0 | 0 | 0 | 0 | 0 | 0 | 0 | 0 | 0 | 0 | 0 | 0 | -149.9433 | 0 | 0 | 0 | 0 | 0 | 0 | 0 | 0 | 0 | 0 | 0
End of Period | 0 | 0 | 0 | 149.9433 | 149.9433 | 149.9433 | 149.9433 | 149.9433 | 149.9433 | 149.9433 | 149.9433 | 149.9433 | 149.9433 | 149.9433 | 149.9433 | 149.9433 | 149.9433 | 149.9433 | 149.9433 | 149.9433 | 149.9433 | 149.9433 | 149.9433 | 149.9433 | 149.9433 | 149.9433 | 149.9433 | 149.9433 | 149.9433 | 149.9433 | 149.9433 | 149.9433 | 149.9433 | 149.9433 | 149.9433 | 149.9433 | 149.9433 | 149.9433 | 149.9433 | 149.9433 | 149.9433 | 149.9433 | 149.9433 | 149.9433 | 149.9433 | 149.9433 | 149.9433 | 149.9433 | 149.9433 | 149.9433 | 149.9433 | 149.9433 | 0 | 0 | 0 | 0 | 0 | 0 | 0 | 0 | 0 | 0 | 0
Average | 0 | 0 | 0 | 74.9716 | 149.9433 | 149.9433 | 149.9433 | 149.9433 | 149.9433 | 149.9433 | 149.9433 | 149.9433 | 149.9433 | 149.9433 | 149.9433 | 149.9433 | 149.9433 | 149.9433 | 149.9433 | 149.9433 | 149.9433 | 149.9433 | 149.9433 | 149.9433 | 149.9433 | 149.9433 | 149.9433 | 149.9433 | 149.9433 | 149.9433 | 149.9433 | 149.9433 | 149.9433 | 149.9433 | 149.9433 | 149.9433 | 149.9433 | 149.9433 | 149.9433 | 149.9433 | 149.9433 | 149.9433 | 149.9433 | 149.9433 | 149.9433 | 149.9433 | 149.9433 | 149.9433 | 149.9433 | 149.9433 | 149.9433 | 149.9433 | 74.9716 | 0 | 0 | 0 | 0 | 0 | 0 | 0 | 0 | 0 | 0
Tax Depreciation
Beginning of Period | 0 | 0 | 0 | 0 | 11.2457 | 32.8946 | 52.918 | 71.442 | 88.5745 | 104.4235 | 119.0819 | 132.6428 | 146.0237 | 159.4047 | 172.7856 | 186.1666 | 199.5475 | 212.9284 | 226.3094 | 239.6903 | 253.0712 | 266.4522 | 279.8331 | 293.2141 | 299.9045 | 299.9045 | 299.9045 | 299.9045 | 299.9045 | 299.9045 | 299.9045 | 299.9045 | 299.9045 | 299.9045 | 299.9045 | 299.9045 | 299.9045 | 299.9045 | 299.9045 | 299.9045 | 299.9045 | 299.9045 | 299.9045 | 299.9045 | 299.9045 | 299.9045 | 299.9045 | 299.9045 | 299.9045 | 299.9045 | 299.9045 | 299.9045 | 299.9045 | 299.9045 | 299.9045 | 299.9045 | 299.9045 | 299.9045 | 299.9045 | 299.9045 | 299.9045 | 299.9045 | 299.9045
Federal | 0 | 0 | 0 | 5.6229 | 10.8244 | 10.0117 | 9.262 | 8.5663 | 7.9245 | 7.3292 | 6.7804 | 6.6905 | 6.6905 | 6.6905 | 6.6905 | 6.6905 | 6.6905 | 6.6905 | 6.6905 | 6.6905 | 6.6905 | 6.6905 | 6.6905 | 3.3452 | 0 | 0 | 0 | 0 | 0 | 0 | 0 | 0 | 0 | 0 | 0 | 0 | 0 | 0 | 0 | 0 | 0 | 0 | 0 | 0 | 0 | 0 | 0 | 0 | 0 | 0 | 0 | 0 | 0 | 0 | 0 | 0 | 0 | 0 | 0 | 0 | 0 | 0 | 0 | 149.9523
State | 0 | 0 | 0 | 5.6229 | 10.8244 | 10.0117 | 9.262 | 8.5663 | 7.9245 | 7.3292 | 6.7804 | 6.6905 | 6.6905 | 6.6905 | 6.6905 | 6.6905 | 6.6905 | 6.6905 | 6.6905 | 6.6905 | 6.6905 | 6.6905 | 6.6905 | 3.3452 | 0 | 0 | 0 | 0 | 0 | 0 | 0 | 0 | 0 | 0 | 0 | 0 | 0 | 0 | 0 | 0 | 0 | 0 | 0 | 0 | 0 | 0 | 0 | 0 | 0 | 0 | 0 | 0 | 0 | 0 | 0 | 0 | 0 | 0 | 0 | 0 | 0 | 0 | 0 | 149.9523
End of Period | 0 | 0 | 0 | 11.2457 | 32.8946 | 52.918 | 71.442 | 88.5745 | 104.4235 | 119.0819 | 132.6428 | 146.0237 | 159.4047 | 172.7856 | 186.1666 | 199.5475 | 212.9284 | 226.3094 | 239.6903 | 253.0712 | 266.4522 | 279.8331 | 293.2141 | 299.9045 | 299.9045 | 299.9045 | 299.9045 | 299.9045 | 299.9045 | 299.9045 | 299.9045 | 299.9045 | 299.9045 | 299.9045 | 299.9045 | 299.9045 | 299.9045 | 299.9045 | 299.9045 | 299.9045 | 299.9045 | 299.9045 | 299.9045 | 299.9045 | 299.9045 | 299.9045 | 299.9045 | 299.9045 | 299.9045 | 299.9045 | 299.9045 | 299.9045 | 299.9045 | 299.9045 | 299.9045 | 299.9045 | 299.9045 | 299.9045 | 299.9045 | 299.9045 | 299.9045 | 299.9045 | 299.9045
Average | 0 | 0 | 0 | 5.6229 | 22.0701 | 42.9063 | 62.18 | 80.0082 | 96.499 | 111.7527 | 125.8624 | 139.3333 | 152.7142 | 166.0952 | 179.4761 | 192.857 | 206.238 | 219.6189 | 232.9998 | 246.3808 | 259.7617 | 273.1426 | 286.5236 | 296.5593 | 299.9045 | 299.9045 | 299.9045 | 299.9045 | 299.9045 | 299.9045 | 299.9045 | 299.9045 | 299.9045 | 299.9045 | 299.9045 | 299.9045 | 299.9045 | 299.9045 | 299.9045 | 299.9045 | 299.9045 | 299.9045 | 299.9045 | 299.9045 | 299.9045 | 299.9045 | 299.9045 | 299.9045 | 299.9045 | 299.9045 | 299.9045 | 299.9045 | 299.9045 | 299.9045 | 299.9045 | 299.9045 | 299.9045 | 299.9045 | 299.9045 | 299.9045 | 299.9045 | 299.9045 | 299.9045
Book Depreciation with COR
Beginning of Period | 0 | 0 | 0 | 0 | 3.7486 | 7.4972 | 11.2457 | 14.9943 | 18.7429 | 22.4915 | 26.2401 | 29.9887 | 33.7372 | 37.4858 | 41.2344 | 44.983 | 48.7316 | 52.4801 | 56.2287 | 59.9773 | 63.7259 | 67.4745 | 71.2231 | 74.9716 | 78.7202 | 82.4688 | 86.2174 | 89.966 | 93.7145 | 97.4631 | 101.2117 | 104.9603 | 108.7089 | 112.4574 | 116.206 | 119.9546 | 123.7032 | 127.4518 | 131.2004 | 134.9489 | 138.6975 | 142.4461 | 146.1947 | 149.9433 | 153.6918 | 157.4404 | 161.189 | 164.9376 | 168.6862 | 172.4348 | 176.1833 | 179.9319 | 183.6805 | 0 | 0 | 0 | 0 | 0 | 0 | 0 | 0 | 0 | 0
Activity | 0 | 0 | 0 | 3.7486 | 3.7486 | 3.7486 | 3.7486 | 3.7486 | 3.7486 | 3.7486 | 3.7486 | 3.7486 | 3.7486 | 3.7486 | 3.7486 | 3.7486 | 3.7486 | 3.7486 | 3.7486 | 3.7486 | 3.7486 | 3.7486 | 3.7486 | 3.7486 | 3.7486 | 3.7486 | 3.7486 | 3.7486 | 3.7486 | 3.7486 | 3.7486 | 3.7486 | 3.7486 | 3.7486 | 3.7486 | 3.7486 | 3.7486 | 3.7486 | 3.7486 | 3.7486 | 3.7486 | 3.7486 | 3.7486 | 3.7486 | 3.7486 | 3.7486 | 3.7486 | 3.7486 | 3.7486 | 3.7486 | 3.7486 | 3.7486 | 3.7486 | 0 | 0 | 0 | 0 | 0 | 0 | 0 | 0 | 0 | 0 | 187.4291
Book Depreciation Related to Retired PIS | [49 empty] | 0 | 0 | 0 | -187.4291 | 0 | 0 | 0 | 0 | 0 | 0 | 0 | 0 | 0 |  | -187.4291
End of Period | 0 | 0 | 0 | 3.7486 | 7.4972 | 11.2457 | 14.9943 | 18.7429 | 22.4915 | 26.2401 | 29.9887 | 33.7372 | 37.4858 | 41.2344 | 44.983 | 48.7316 | 52.4801 | 56.2287 | 59.9773 | 63.7259 | 67.4745 | 71.2231 | 74.9716 | 78.7202 | 82.4688 | 86.2174 | 89.966 | 93.7145 | 97.4631 | 101.2117 | 104.9603 | 108.7089 | 112.4574 | 116.206 | 119.9546 | 123.7032 | 127.4518 | 131.2004 | 134.9489 | 138.6975 | 142.4461 | 146.1947 | 149.9433 | 153.6918 | 157.4404 | 161.189 | 164.9376 | 168.6862 | 172.4348 | 176.1833 | 179.9319 | 183.6805 | 0 | 0 | 0 | 0 | 0 | 0 | 0 | 0 | 0 | 0 | 0
Average | 0 | 0 | 0 | 1.8743 | 5.6229 | 9.3715 | 13.12 | 16.8686 | 20.6172 | 24.3658 | 28.1144 | 31.8629 | 35.6115 | 39.3601 | 43.1087 | 46.8573 | 50.6059 | 54.3544 | 58.103 | 61.8516 | 65.6002 | 69.3488 | 73.0973 | 76.8459 | 80.5945 | 84.3431 | 88.0917 | 91.8402 | 95.5888 | 99.3374 | 103.086 | 106.8346 | 110.5832 | 114.3317 | 118.0803 | 121.8289 | 125.5775 | 129.3261 | 133.0746 | 136.8232 | 140.5718 | 144.3204 | 148.069 | 151.8176 | 155.5661 | 159.3147 | 163.0633 | 166.8119 | 170.5605 | 174.309 | 178.0576 | 181.8062 | 91.8402 | 0 | 0 | 0 | 0 | 0 | 0 | 0 | 0 | 0 | 0
Federal Deferred Tax Balance, Net of Tax
Beginning of Period | 0 | 0 | 0 | 0 | 0.9184 | 3.6573 | 6.1118 | 8.3039 | 10.2525 | 11.9765 | 13.4921 | 14.8157 | 16.1077 | 17.3998 | 18.6919 | 19.9839 | 21.276 | 22.568 | 23.8601 | 25.1522 | 26.4442 | 27.7363 | 29.0283 | 30.3204 | 30.4416 | 29.392 | 28.3424 | 27.2928 | 26.2432 | 25.1936 | 24.144 | 23.0944 | 22.0448 | 20.9952 | 19.9456 | 18.896 | 17.8464 | 16.7968 | 15.7472 | 14.6976 | 13.648 | 12.5984 | 11.5488 | 10.4992 | 9.4496 | 8.4 | 7.3504 | 6.3008 | 5.2512 | 4.2016 | 3.152 | 2.1024 | 1.0528 | 0.0031488 | 0.0031488 | 0.0031488 | 0.0031488 | 0.0031488 | 0.0031488 | 0.0031488 | 0.0031488 | 0.0031488 | 0.0031488
Activity | 0 | 0 | 0 | 0.9184 | 2.7389 | 2.4545 | 2.1921 | 1.9486 | 1.724 | 1.5156 | 1.3235 | 1.2921 | 1.2921 | 1.2921 | 1.2921 | 1.2921 | 1.2921 | 1.2921 | 1.2921 | 1.2921 | 1.2921 | 1.2921 | 1.2921 | 0.12123 | -1.0496 | -1.0496 | -1.0496 | -1.0496 | -1.0496 | -1.0496 | -1.0496 | -1.0496 | -1.0496 | -1.0496 | -1.0496 | -1.0496 | -1.0496 | -1.0496 | -1.0496 | -1.0496 | -1.0496 | -1.0496 | -1.0496 | -1.0496 | -1.0496 | -1.0496 | -1.0496 | -1.0496 | -1.0496 | -1.0496 | -1.0496 | -1.0496 | -1.0496 | 0 | 0 | 0 | 0 | 0 | 0 | 0 | 0 | 0 | 0 | 0.0031488
End of Period | 0 | 0 | 0 | 0.9184 | 3.6573 | 6.1118 | 8.3039 | 10.2525 | 11.9765 | 13.4921 | 14.8157 | 16.1077 | 17.3998 | 18.6919 | 19.9839 | 21.276 | 22.568 | 23.8601 | 25.1522 | 26.4442 | 27.7363 | 29.0283 | 30.3204 | 30.4416 | 29.392 | 28.3424 | 27.2928 | 26.2432 | 25.1936 | 24.144 | 23.0944 | 22.0448 | 20.9952 | 19.9456 | 18.896 | 17.8464 | 16.7968 | 15.7472 | 14.6976 | 13.648 | 12.5984 | 11.5488 | 10.4992 | 9.4496 | 8.4 | 7.3504 | 6.3008 | 5.2512 | 4.2016 | 3.152 | 2.1024 | 1.0528 | 0.0031488 | 0.0031488 | 0.0031488 | 0.0031488 | 0.0031488 | 0.0031488 | 0.0031488 | 0.0031488 | 0.0031488 | 0.0031488 | 0.0031488
Average | 0 | 0 | 0 | 0.4592 | 2.2879 | 4.8846 | 7.2079 | 9.2782 | 11.1145 | 12.7343 | 14.1539 | 15.4617 | 16.7538 | 18.0458 | 19.3379 | 20.6299 | 21.922 | 23.2141 | 24.5061 | 25.7982 | 27.0902 | 28.3823 | 29.6744 | 30.381 | 29.9168 | 28.8672 | 27.8176 | 26.768 | 25.7184 | 24.6688 | 23.6192 | 22.5696 | 21.52 | 20.4704 | 19.4208 | 18.3712 | 17.3216 | 16.272 | 15.2224 | 14.1728 | 13.1232 | 12.0736 | 11.024 | 9.9744 | 8.9248 | 7.8752 | 6.8256 | 5.776 | 4.7264 | 3.6768 | 2.6272 | 1.5776 | 0.52795 | 0.0031488 | 0.0031488 | 0.0031488 | 0.0031488 | 0.0031488 | 0.0031488 | 0.0031488 | 0.0031488 | 0.0031488 | 0.0031488
State Deferred Tax Balance
Beginning of Period | 0 | 0 | 0 | 0 | 0.17056 | 0.67922 | 1.1351 | 1.5422 | 1.904 | 2.2242 | 2.5057 | 2.7515 | 2.9914 | 3.2314 | 3.4713 | 3.7113 | 3.9513 | 4.1912 | 4.4312 | 4.6711 | 4.9111 | 5.151 | 5.391 | 5.6309 | 5.6534 | 5.4585 | 5.2636 | 5.0687 | 4.8737 | 4.6788 | 4.4839 | 4.289 | 4.094 | 3.8991 | 3.7042 | 3.5093 | 3.3143 | 3.1194 | 2.9245 | 2.7296 | 2.5346 | 2.3397 | 2.1448 | 1.9498 | 1.7549 | 1.56 | 1.3651 | 1.1701 | 0.97522 | 0.78029 | 0.58536 | 0.39044 | 0.19551 | 0.00058478 | 0.00058478 | 0.00058478 | 0.00058478 | 0.00058478 | 0.00058478 | 0.00058478 | 0.00058478 | 0.00058478 | 0.00058478
Activity | 0 | 0 | 0 | 0.17056 | 0.50866 | 0.45584 | 0.4071 | 0.36188 | 0.32017 | 0.28147 | 0.2458 | 0.23995 | 0.23995 | 0.23995 | 0.23995 | 0.23995 | 0.23995 | 0.23995 | 0.23995 | 0.23995 | 0.23995 | 0.23995 | 0.23995 | 0.022514 | -0.19493 | -0.19493 | -0.19493 | -0.19493 | -0.19493 | -0.19493 | -0.19493 | -0.19493 | -0.19493 | -0.19493 | -0.19493 | -0.19493 | -0.19493 | -0.19493 | -0.19493 | -0.19493 | -0.19493 | -0.19493 | -0.19493 | -0.19493 | -0.19493 | -0.19493 | -0.19493 | -0.19493 | -0.19493 | -0.19493 | -0.19493 | -0.19493 | -0.19493 | 0 | 0 | 0 | 0 | 0 | 0 | 0 | 0 | 0 | 0 | 0.00058478
End of Period | 0 | 0 | 0 | 0.17056 | 0.67922 | 1.1351 | 1.5422 | 1.904 | 2.2242 | 2.5057 | 2.7515 | 2.9914 | 3.2314 | 3.4713 | 3.7113 | 3.9513 | 4.1912 | 4.4312 | 4.6711 | 4.9111 | 5.151 | 5.391 | 5.6309 | 5.6534 | 5.4585 | 5.2636 | 5.0687 | 4.8737 | 4.6788 | 4.4839 | 4.289 | 4.094 | 3.8991 | 3.7042 | 3.5093 | 3.3143 | 3.1194 | 2.9245 | 2.7296 | 2.5346 | 2.3397 | 2.1448 | 1.9498 | 1.7549 | 1.56 | 1.3651 | 1.1701 | 0.97522 | 0.78029 | 0.58536 | 0.39044 | 0.19551 | 0.00058478 | 0.00058478 | 0.00058478 | 0.00058478 | 0.00058478 | 0.00058478 | 0.00058478 | 0.00058478 | 0.00058478 | 0.00058478 | 0.00058478
Average | 0 | 0 | 0 | 0.08528 | 0.42489 | 0.90714 | 1.3386 | 1.7231 | 2.0641 | 2.3649 | 2.6286 | 2.8715 | 3.1114 | 3.3514 | 3.5913 | 3.8313 | 4.0712 | 4.3112 | 4.5511 | 4.7911 | 5.031 | 5.271 | 5.511 | 5.6422 | 5.556 | 5.3611 | 5.1661 | 4.9712 | 4.7763 | 4.5814 | 4.3864 | 4.1915 | 3.9966 | 3.8016 | 3.6067 | 3.4118 | 3.2169 | 3.0219 | 2.827 | 2.6321 | 2.4372 | 2.2422 | 2.0473 | 1.8524 | 1.6575 | 1.4625 | 1.2676 | 1.0727 | 0.87775 | 0.68283 | 0.4879 | 0.29297 | 0.098048 | 0.00058478 | 0.00058478 | 0.00058478 | 0.00058478 | 0.00058478 | 0.00058478 | 0.00058478 | 0.00058478 | 0.00058478 | 0.00058478
Net Rate Base - Average | 0 | 0 | 0 | 72.5529 | 141.6076 | 134.7801 | 128.2767 | 122.0733 | 116.1474 | 110.4782 | 105.0464 | 99.7472 | 94.4666 | 89.186 | 83.9054 | 78.6248 | 73.3442 | 68.0636 | 62.783 | 57.5024 | 52.2218 | 46.9412 | 41.6606 | 37.0741 | 33.8759 | 31.3719 | 28.8678 | 26.3638 | 23.8597 | 21.3557 | 18.8516 | 16.3476 | 13.8435 | 11.3395 | 8.8354 | 6.3314 | 3.8273 | 1.3233 | -1.1808 | -3.6848 | -6.1889 | -8.6929 | -11.197 | -13.7011 | -16.2051 | -18.7092 | -21.2132 | -23.7173 | -26.2213 | -28.7254 | -31.2294 | -33.7335 | -17.4946 | -0.0037336 | -0.0037336 | -0.0037336 | -0.0037336 | -0.0037336 | -0.0037336 | -0.0037336 | -0.0037336 | -0.0037336 | -0.0037336
EXPENSES
Income Tax - Removal Cost | 0 | 0 | 0 | 0.48398 | 0.48398 | 0.48398 | 0.48398 | 0.48398 | 0.48398 | 0.48398 | 0.48398 | 0.48398 | 0.48398 | 0.48398 | 0.48398 | 0.48398 | 0.48398 | 0.48398 | 0.48398 | 0.48398 | 0.48398 | 0.48398 | 0.48398 | 0.48398 | 0.48398 | 0.48398 | 0.48398 | 0.48398 | 0.48398 | 0.48398 | 0.48398 | 0.48398 | 0.48398 | 0.48398 | 0.48398 | 0.48398 | 0.48398 | 0.48398 | 0.48398 | 0.48398 | 0.48398 | 0.48398 | 0.48398 | 0.48398 | 0.48398 | 0.48398 | 0.48398 | 0.48398 | 0.48398 | 0.48398 | 0.48398 | 0.48398 | 0.48398 | 0 | 0 | 0 | 0 | 0 | 0 | 0 | 0 | 0 | 0 | 24.1989
Book Depreciation | 0 | 0 | 0 | 3.7486 | 3.7486 | 3.7486 | 3.7486 | 3.7486 | 3.7486 | 3.7486 | 3.7486 | 3.7486 | 3.7486 | 3.7486 | 3.7486 | 3.7486 | 3.7486 | 3.7486 | 3.7486 | 3.7486 | 3.7486 | 3.7486 | 3.7486 | 3.7486 | 3.7486 | 3.7486 | 3.7486 | 3.7486 | 3.7486 | 3.7486 | 3.7486 | 3.7486 | 3.7486 | 3.7486 | 3.7486 | 3.7486 | 3.7486 | 3.7486 | 3.7486 | 3.7486 | 3.7486 | 3.7486 | 3.7486 | 3.7486 | 3.7486 | 3.7486 | 3.7486 | 3.7486 | 3.7486 | 3.7486 | 3.7486 | 3.7486 | 3.7486 | 0 | 0 | 0 | 0 | 0 | 0 | 0 | 0 | 0 | 0 | 187.4291
Property Taxes | 0 | 0 | 0 | 7.4972 | 7.4972 | 7.4972 | 7.4972 | 7.4972 | 7.4972 | 7.4972 | 7.4972 | 7.4972 | 7.4972 | 7.4972 | 7.4972 | 7.4972 | 7.4972 | 7.4972 | 7.4972 | 7.4972 | 7.4972 | 7.4972 | 7.4972 | 7.4972 | 7.4972 | 7.4972 | 7.4972 | 7.4972 | 7.4972 | 7.4972 | 7.4972 | 7.4972 | 7.4972 | 7.4972 | 7.4972 | 7.4972 | 7.4972 | 7.4972 | 7.4972 | 7.4972 | 7.4972 | 7.4972 | 7.4972 | 7.4972 | 7.4972 | 7.4972 | 7.4972 | 7.4972 | 7.4972 | 7.4972 | 7.4972 | 7.4972 | 0 | 0 | 0 | 0 | 0 | 0 | 0 | 0 | 0 | 0 | 0 | 367.361
Total Expenses | 0 | 0 | 0 | 11.7297 | 11.7297 | 11.7297 | 11.7297 | 11.7297 | 11.7297 | 11.7297 | 11.7297 | 11.7297 | 11.7297 | 11.7297 | 11.7297 | 11.7297 | 11.7297 | 11.7297 | 11.7297 | 11.7297 | 11.7297 | 11.7297 | 11.7297 | 11.7297 | 11.7297 | 11.7297 | 11.7297 | 11.7297 | 11.7297 | 11.7297 | 11.7297 | 11.7297 | 11.7297 | 11.7297 | 11.7297 | 11.7297 | 11.7297 | 11.7297 | 11.7297 | 11.7297 | 11.7297 | 11.7297 | 11.7297 | 11.7297 | 11.7297 | 11.7297 | 11.7297 | 11.7297 | 11.7297 | 11.7297 | 11.7297 | 11.7297 | 4.2326 | 0 | 0 | 0 | 0 | 0 | 0 | 0 | 0 | 0 | 0 | 578.989
REVENUE REQUIREMENT
Net Rate Base | 0 | 0 | 0 | 72.5529 | 141.6076 | 134.7801 | 128.2767 | 122.0733 | 116.1474 | 110.4782 | 105.0464 | 99.7472 | 94.4666 | 89.186 | 83.9054 | 78.6248 | 73.3442 | 68.0636 | 62.783 | 57.5024 | 52.2218 | 46.9412 | 41.6606 | 37.0741 | 33.8759 | 31.3719 | 28.8678 | 26.3638 | 23.8597 | 21.3557 | 18.8516 | 16.3476 | 13.8435 | 11.3395 | 8.8354 | 6.3314 | 3.8273 | 1.3233 | -1.1808 | -3.6848 | -6.1889 | -8.6929 | -11.197 | -13.7011 | -16.2051 | -18.7092 | -21.2132 | -23.7173 | -26.2213 | -28.7254 | -31.2294 | -33.7335 | -17.4946 | -0.0037336 | -0.0037336 | -0.0037336 | -0.0037336 | -0.0037336 | -0.0037336 | -0.0037336 | -0.0037336 | -0.0037336 | -0.0037336 | 1800.9461
ROR | 9.98% | 9.98% | 9.7% | 9.61% | 9.61% | 9.61% | 9.61% | 9.61% | 9.61% | 9.61% | 9.61% | 9.61% | 9.61% | 9.61% | 9.61% | 9.61% | 9.61% | 9.61% | 9.61% | 9.61% | 9.61% | 9.61% | 9.61% | 9.61% | 9.61% | 9.61% | 9.61% | 9.61% | 9.61% | 9.61% | 9.61% | 9.61% | 9.61% | 9.61% | 9.61% | 9.61% | 9.61% | 9.61% | 9.61% | 9.61% | 9.61% | 9.61% | 9.61% | 9.61% | 9.61% | 9.61% | 9.61% | 9.61% | 9.61% | 9.61% | 9.61% | 9.61% | 9.61% | 9.61% | 9.61% | 9.61% | 9.61% | 9.61% | 9.61% | 9.61% | 9.61% | 9.61% | 9.61%
Earnings Base | 0 | 0 | 0 | 6.9723 | 13.6085 | 12.9524 | 12.3274 | 11.7312 | 11.1618 | 10.617 | 10.095 | 9.5857 | 9.0782 | 8.5708 | 8.0633 | 7.5558 | 7.0484 | 6.5409 | 6.0334 | 5.526 | 5.0185 | 4.511 | 4.0036 | 3.5628 | 3.2555 | 3.0148 | 2.7742 | 2.5336 | 2.2929 | 2.0523 | 1.8116 | 1.571 | 1.3304 | 1.0897 | 0.84908 | 0.60844 | 0.36781 | 0.12717 | -0.11347 | -0.35411 | -0.59475 | -0.83539 | -1.076 | -1.3167 | -1.5573 | -1.7979 | -2.0386 | -2.2792 | -2.5199 | -2.7605 | -3.0011 | -3.2418 | -1.6812 | -0.0003588 | -0.0003588 | -0.0003588 | -0.0003588 | -0.0003588 | -0.0003588 | -0.0003588 | -0.0003588 | -0.0003588 | -0.0003588
Earnings - Expense | 0 | 0 | 0 | 11.7297 | 11.7297 | 11.7297 | 11.7297 | 11.7297 | 11.7297 | 11.7297 | 11.7297 | 11.7297 | 11.7297 | 11.7297 | 11.7297 | 11.7297 | 11.7297 | 11.7297 | 11.7297 | 11.7297 | 11.7297 | 11.7297 | 11.7297 | 11.7297 | 11.7297 | 11.7297 | 11.7297 | 11.7297 | 11.7297 | 11.7297 | 11.7297 | 11.7297 | 11.7297 | 11.7297 | 11.7297 | 11.7297 | 11.7297 | 11.7297 | 11.7297 | 11.7297 | 11.7297 | 11.7297 | 11.7297 | 11.7297 | 11.7297 | 11.7297 | 11.7297 | 11.7297 | 11.7297 | 11.7297 | 11.7297 | 11.7297 | 4.2326 | 0 | 0 | 0 | 0 | 0 | 0 | 0 | 0 | 0 | 0 | 578.989
Total Earnings Effect | 0 | 0 | 0 | 18.7021 | 25.3382 | 24.6821 | 24.0571 | 23.461 | 22.8915 | 22.3467 | 21.8247 | 21.3154 | 20.808 | 20.3005 | 19.793 | 19.2856 | 18.7781 | 18.2706 | 17.7632 | 17.2557 | 16.7482 | 16.2408 | 15.7333 | 15.2925 | 14.9852 | 14.7446 | 14.5039 | 14.2633 | 14.0226 | 13.782 | 13.5414 | 13.3007 | 13.0601 | 12.8194 | 12.5788 | 12.3382 | 12.0975 | 11.8569 | 11.6162 | 11.3756 | 11.135 | 10.8943 | 10.6537 | 10.4131 | 10.1724 | 9.9318 | 9.6911 | 9.4505 | 9.2099 | 8.9692 | 8.7286 | 8.4879 | 2.5513 | -0.0003588 | -0.0003588 | -0.0003588 | -0.0003588 | -0.0003588 | -0.0003588 | -0.0003588 | -0.0003588 | -0.0003588 | -0.0003588
Gross-Up Factor | 1.0354 | 1.0354 | 1.0354 | 1.0298 | 1.0298 | 1.0298 | 1.0298 | 1.0298 | 1.0298 | 1.0298 | 1.0298 | 1.0298 | 1.0298 | 1.0298 | 1.0298 | 1.0298 | 1.0298 | 1.0298 | 1.0298 | 1.0298 | 1.0298 | 1.0298 | 1.0298 | 1.0298 | 1.0298 | 1.0298 | 1.0298 | 1.0298 | 1.0298 | 1.0298 | 1.0298 | 1.0298 | 1.0298 | 1.0298 | 1.0298 | 1.0298 | 1.0298 | 1.0298 | 1.0298 | 1.0298 | 1.0298 | 1.0298 | 1.0298 | 1.0298 | 1.0298 | 1.0298 | 1.0298 | 1.0298 | 1.0298 | 1.0298 | 1.0298 | 1.0298 | 1.0298 | 1.0298 | 1.0298 | 1.0298 | 1.0298 | 1.0298 | 1.0298 | 1.0298 | 1.0298 | 1.0298 | 1.0298
Revenue requirement | 0 | 0 | 0 | 19.2586 | 26.0923 | 25.4166 | 24.7731 | 24.1592 | 23.5727 | 23.0117 | 22.4742 | 21.9498 | 21.4272 | 20.9046 | 20.3821 | 19.8595 | 19.3369 | 18.8144 | 18.2918 | 17.7692 | 17.2467 | 16.7241 | 16.2015 | 15.7477 | 15.4312 | 15.1834 | 14.9356 | 14.6878 | 14.44 | 14.1922 | 13.9444 | 13.6966 | 13.4488 | 13.201 | 12.9532 | 12.7054 | 12.4576 | 12.2098 | 11.9619 | 11.7141 | 11.4663 | 11.2185 | 10.9707 | 10.7229 | 10.4751 | 10.2273 | 9.9795 | 9.7317 | 9.4839 | 9.2361 | 8.9883 | 8.7405 | 2.6273 | -0.00036948 | -0.00036948 | -0.00036948 | -0.00036948 | -0.00036948 | -0.00036948 | -0.00036948 | -0.00036948 | -0.00036948 | -0.00036948 | 774.4413
Depreciation Calculations
Tax Depreciation - Federal
Cost of new equipment in service basis | 0 | 0 | 0 | 149.9433 | 0 | 0 | 0 | 0 | 0 | 0 | 0 | 0 | 0 | 0 | 0 | 0 | 0 | 0 | 0 | 0 | 0 | 0 | 0 | 0 | 0 | 0 | 0 | 0 | 0 | 0 | 0 | 0 | 0 | 0 | 0 | 0 | 0 | 0 | 0 | 0 | 0 | 0 | 0 | 0 | 0 | 0 | 0 | 0 | 0 | 0 | 0 | 0 | -149.9433 | 0 | 0 | 0 | 0 | 0 | 0 | 0 | 0
Bonus Depreciation (N/A) | 0 | 0 | 0 | 0 | 0 | 0 | 0 | 0 | 0 | 0 | 0 | 0 | 0 | 0 | 0 | 0 | 0 | 0 | 0 | 0 | 0 | 0 | 0 | 0 | 0 | 0 | 0 | 0 | 0 | 0 | 0 | 0 | 0 | 0 | 0 | 0 | 0 | 0 | 0 | 0 | 0 | 0 | 0 | 0 | 0 | 0 | 0 | 0 | 0 | 0 | 0 | 0 | 0 | 0 | 0 | 0 | 0 | 0 | 0 | 0 | 0
Regular Depreciation basis (Cumulative) | 0 | 0 | 0 | 149.9433 | 149.9433 | 149.9433 | 149.9433 | 149.9433 | 149.9433 | 149.9433 | 149.9433 | 149.9433 | 149.9433 | 149.9433 | 149.9433 | 149.9433 | 149.9433 | 149.9433 | 149.9433 | 149.9433 | 149.9433 | 149.9433 | 149.9433 | 149.9433 | 149.9433 | 149.9433 | 149.9433 | 149.9433 | 149.9433 | 149.9433 | 149.9433 | 149.9433 | 149.9433 | 149.9433 | 149.9433 | 149.9433 | 149.9433 | 149.9433 | 149.9433 | 149.9433 | 149.9433 | 149.9433 | 149.9433 | 149.9433 | 149.9433 | 149.9433 | 149.9433 | 149.9433 | 149.9433 | 149.9433 | 149.9433 | 149.9433 | 0 | 0 | 0 | 0 | 0 | 0 | 0 | 0 | 0 | 0 | 0
RegularDepreciation | 0 | 0 | 0 | 5.6229 | 10.8244 | 10.0117 | 9.262 | 8.5663 | 7.9245 | 7.3292 | 6.7804 | 6.6905 | 6.6905 | 6.6905 | 6.6905 | 6.6905 | 6.6905 | 6.6905 | 6.6905 | 6.6905 | 6.6905 | 6.6905 | 6.6905 | 3.3452 | [39 empty] | 149.9523
Total Depreciation for year | 0 | 0 | 0 | 5.6229 | 10.8244 | 10.0117 | 9.262 | 8.5663 | 7.9245 | 7.3292 | 6.7804 | 6.6905 | 6.6905 | 6.6905 | 6.6905 | 6.6905 | 6.6905 | 6.6905 | 6.6905 | 6.6905 | 6.6905 | 6.6905 | 6.6905 | 3.3452 | 0 | 0 | 0 | 0 | 0 | 0 | 0 | 0 | 0 | 0 | 0 | 0 | 0 | 0 | 0 | 0 | 0 | 0 | 0 | 0 | 0 | 0 | 0 | 0 | 0 | 0 | 0 | 0 | 0 | 0 | 0 | 0 | 0 | 0 | 0 | 0 | 0
Tax Depreciation - State
Cost of new equipment in service basis | 0 | 0 | 0 | 149.9433 | 0 | 0 | 0 | 0 | 0 | 0 | 0 | 0 | 0 | 0 | 0 | 0 | 0 | 0 | 0 | 0 | 0 | 0 | 0 | 0 | 0 | 0 | 0 | 0 | 0 | 0 | 0 | 0 | 0 | 0 | 0 | 0 | 0 | 0 | 0 | 0 | 0 | 0 | 0 | 0 | 0 | 0 | 0 | 0 | 0 | 0 | 0 | 0 | -149.9433 | 0 | 0 | 0 | 0 | 0 | 0 | 0 | 0 | 0 | 0
Bonus Depreciation (N/A) | 0 | 0 | 0 | 0 | 0 | 0 | 0 | 0 | 0 | 0 | 0 | 0 | 0 | 0 | 0 | 0 | 0 | 0 | 0 | 0 | 0 | 0 | 0 | 0 | 0 | 0 | 0 | 0 | 0 | 0 | 0 | 0 | 0 | 0 | 0 | 0 | 0 | 0 | 0 | 0 | 0 | 0 | 0 | 0 | 0 | 0 | 0 | 0 | 0 | 0 | 0 | 0 | 0 | 0 | 0 | 0 | 0 | 0 | 0 | 0 | 0 | 0 | 0
Regular Depreciation basis (Cumulative) | 0 | 0 | 0 | 149.9433 | 149.9433 | 149.9433 | 149.9433 | 149.9433 | 149.9433 | 149.9433 | 149.9433 | 149.9433 | 149.9433 | 149.9433 | 149.9433 | 149.9433 | 149.9433 | 149.9433 | 149.9433 | 149.9433 | 149.9433 | 149.9433 | 149.9433 | 149.9433 | 149.9433 | 149.9433 | 149.9433 | 149.9433 | 149.9433 | 149.9433 | 149.9433 | 149.9433 | 149.9433 | 149.9433 | 149.9433 | 149.9433 | 149.9433 | 149.9433 | 149.9433 | 149.9433 | 149.9433 | 149.9433 | 149.9433 | 149.9433 | 149.9433 | 149.9433 | 149.9433 | 149.9433 | 149.9433 | 149.9433 | 149.9433 | 149.9433 | 0 | 0 | 0 | 0 | 0 | 0 | 0 | 0 | 0 | 0 | 0
RegularDepreciation | 0 | 0 | 0 | 5.6229 | 10.8244 | 10.0117 | 9.262 | 8.5663 | 7.9245 | 7.3292 | 6.7804 | 6.6905 | 6.6905 | 6.6905 | 6.6905 | 6.6905 | 6.6905 | 6.6905 | 6.6905 | 6.6905 | 6.6905 | 6.6905 | 6.6905 | 3.3452 | 0 | 0 | 0 | 0 | 0 | 0 | 0 | 0 | 0 | 0 | 0 | 0 | 0 | 0 | 0 | 0 | 0 | 0 | 0 | 0 | 0 | 0 | 0 | 0 | 0 | 0 | 0 | 0 | 0 | 0 | 0 | 0 | 0 | 0 | 0 | 0 | 0 | 0 | 0 | 149.9523
Total Depreciation for year | 0 | 0 | 0 | 5.6229 | 10.8244 | 10.0117 | 9.262 | 8.5663 | 7.9245 | 7.3292 | 6.7804 | 6.6905 | 6.6905 | 6.6905 | 6.6905 | 6.6905 | 6.6905 | 6.6905 | 6.6905 | 6.6905 | 6.6905 | 6.6905 | 6.6905 | 3.3452 | 0 | 0 | 0 | 0 | 0 | 0 | 0 | 0 | 0 | 0 | 0 | 0 | 0 | 0 | 0 | 0 | 0 | 0 | 0 | 0 | 0 | 0 | 0 | 0 | 0 | 0 | 0 | 0 | 0 | 0 | 0 | 0 | 0 | 0 | 0 | 0 | 0 | 0 | 0
Book Depreciation with COR
2014 | 0 | 0 | 0 | 0 | 0 | 0 | 0 | 0 | 0 | 0 | 0 | 0 | 0 | 0 | 0 | 0 | 0 | 0 | 0 | 0 | 0 | 0 | 0 | 0 | 0 | 0 | 0 | 0 | 0 | 0 | 0 | 0 | 0 | 0 | 0 | 0 | 0 | 0 | 0 | 0 | 0 | 0 | 0 | 0 | 0 | 0 | 0 | 0 | 0 | 0 | [13 empty] | 0
2015 |  | 0 | 0 | 0 | 0 | 0 | 0 | 0 | 0 | 0 | 0 | 0 | 0 | 0 | 0 | 0 | 0 | 0 | 0 | 0 | 0 | 0 | 0 | 0 | 0 | 0 | 0 | 0 | 0 | 0 | 0 | 0 | 0 | 0 | 0 | 0 | 0 | 0 | 0 | 0 | 0 | 0 | 0 | 0 | 0 | 0 | 0 | 0 | 0 | 0 | 0 | [12 empty] | 0 | check - total PIS
2016 |  |  | 0 | 0 | 0 | 0 | 0 | 0 | 0 | 0 | 0 | 0 | 0 | 0 | 0 | 0 | 0 | 0 | 0 | 0 | 0 | 0 | 0 | 0 | 0 | 0 | 0 | 0 | 0 | 0 | 0 | 0 | 0 | 0 | 0 | 0 | 0 | 0 | 0 | 0 | 0 | 0 | 0 | 0 | 0 | 0 | 0 | 0 | 0 | 0 | 0 | 0 | [11 empty] | 0 | 0
2017 |  |  |  | 3.7486 | 3.7486 | 3.7486 | 3.7486 | 3.7486 | 3.7486 | 3.7486 | 3.7486 | 3.7486 | 3.7486 | 3.7486 | 3.7486 | 3.7486 | 3.7486 | 3.7486 | 3.7486 | 3.7486 | 3.7486 | 3.7486 | 3.7486 | 3.7486 | 3.7486 | 3.7486 | 3.7486 | 3.7486 | 3.7486 | 3.7486 | 3.7486 | 3.7486 | 3.7486 | 3.7486 | 3.7486 | 3.7486 | 3.7486 | 3.7486 | 3.7486 | 3.7486 | 3.7486 | 3.7486 | 3.7486 | 3.7486 | 3.7486 | 3.7486 | 3.7486 | 3.7486 | 3.7486 | 3.7486 | 3.7486 | 3.7486 | 3.7486 | [10 empty] | 187.4291 | 187.4291
2018 |  |  |  |  | 0 | 0 | 0 | 0 | 0 | 0 | 0 | 0 | 0 | 0 | 0 | 0 | 0 | 0 | 0 | 0 | 0 | 0 | 0 | 0 | 0 | 0 | 0 | 0 | 0 | 0 | 0 | 0 | 0 | 0 | 0 | 0 | 0 | 0 | 0 | 0 | 0 | 0 | 0 | 0 | 0 | 0 | 0 | 0 | 0 | 0 | 0 | 0 | 0 | 0 | [9 empty] | 0
2019 | [5 empty] | 0 | 0 | 0 | 0 | 0 | 0 | 0 | 0 | 0 | 0 | 0 | 0 | 0 | 0 | 0 | 0 | 0 | 0 | 0 | 0 | 0 | 0 | 0 | 0 | 0 | 0 | 0 | 0 | 0 | 0 | 0 | 0 | 0 | 0 | 0 | 0 | 0 | 0 | 0 | 0 | 0 | 0 | 0 | 0 | 0 | 0 | 0 | 0 | 0 | 0 | [8 empty] | 0 | 0
2020 | [6 empty] | 0 | 0 | 0 | 0 | 0 | 0 | 0 | 0 | 0 | 0 | 0 | 0 | 0 | 0 | 0 | 0 | 0 | 0 | 0 | 0 | 0 | 0 | 0 | 0 | 0 | 0 | 0 | 0 | 0 | 0 | 0 | 0 | 0 | 0 | 0 | 0 | 0 | 0 | 0 | 0 | 0 | 0 | 0 | 0 | 0 | 0 | 0 | 0 | 0 | 0 | [7 empty] | 0
2021 | [7 empty] | 0 | 0 | 0 | 0 | 0 | 0 | 0 | 0 | 0 | 0 | 0 | 0 | 0 | 0 | 0 | 0 | 0 | 0 | 0 | 0 | 0 | 0 | 0 | 0 | 0 | 0 | 0 | 0 | 0 | 0 | 0 | 0 | 0 | 0 | 0 | 0 | 0 | 0 | 0 | 0 | 0 | 0 | 0 | 0 | 0 | 0 | 0 | 0 | 0 | 0 | [6 empty] | 0
2022 | [8 empty] | 0 | 0 | 0 | 0 | 0 | 0 | 0 | 0 | 0 | 0 | 0 | 0 | 0 | 0 | 0 | 0 | 0 | 0 | 0 | 0 | 0 | 0 | 0 | 0 | 0 | 0 | 0 | 0 | 0 | 0 | 0 | 0 | 0 | 0 | 0 | 0 | 0 | 0 | 0 | 0 | 0 | 0 | 0 | 0 | 0 | 0 | 0 | 0 | 0 | 0 | [5 empty] | 0
2023 | [9 empty] | 0 | 0 | 0 | 0 | 0 | 0 | 0 | 0 | 0 | 0 | 0 | 0 | 0 | 0 | 0 | 0 | 0 | 0 | 0 | 0 | 0 | 0 | 0 | 0 | 0 | 0 | 0 | 0 | 0 | 0 | 0 | 0 | 0 | 0 | 0 | 0 | 0 | 0 | 0 | 0 | 0 | 0 | 0 | 0 | 0 | 0 | 0 | 0 | 0 | 0 |  |  |  |  | 0
2024 | [10 empty] | 0 | 0 | 0 | 0 | 0 | 0 | 0 | 0 | 0 | 0 | 0 | 0 | 0 | 0 | 0 | 0 | 0 | 0 | 0 | 0 | 0 | 0 | 0 | 0 | 0 | 0 | 0 | 0 | 0 | 0 | 0 | 0 | 0 | 0 | 0 | 0 | 0 | 0 | 0 | 0 | 0 | 0 | 0 | 0 | 0 | 0 | 0 | 0 | 0 | 0 |  |  |  | 0 | 0
2025 | [11 empty] | 0 | 0 | 0 | 0 | 0 | 0 | 0 | 0 | 0 | 0 | 0 | 0 | 0 | 0 | 0 | 0 | 0 | 0 | 0 | 0 | 0 | 0 | 0 | 0 | 0 | 0 | 0 | 0 | 0 | 0 | 0 | 0 | 0 | 0 | 0 | 0 | 0 | 0 | 0 | 0 | 0 | 0 | 0 | 0 | 0 | 0 | 0 | 0 | 0 | 0 |  |  | 0
2026 | [12 empty] | 0 | 0 | 0 | 0 | 0 | 0 | 0 | 0 | 0 | 0 | 0 | 0 | 0 | 0 | 0 | 0 | 0 | 0 | 0 | 0 | 0 | 0 | 0 | 0 | 0 | 0 | 0 | 0 | 0 | 0 | 0 | 0 | 0 | 0 | 0 | 0 | 0 | 0 | 0 | 0 | 0 | 0 | 0 | 0 | 0 | 0 | 0 | 0 | 0 | 0 |  | 0
| 0 | 0 | 0 | 3.7486 | 3.7486 | 3.7486 | 3.7486 | 3.7486 | 3.7486 | 3.7486 | 3.7486 | 3.7486 | 3.7486 | 3.7486 | 3.7486 | 3.7486 | 3.7486 | 3.7486 | 3.7486 | 3.7486 | 3.7486 | 3.7486 | 3.7486 | 3.7486 | 3.7486 | 3.7486 | 3.7486 | 3.7486 | 3.7486 | 3.7486 | 3.7486 | 3.7486 | 3.7486 | 3.7486 | 3.7486 | 3.7486 | 3.7486 | 3.7486 | 3.7486 | 3.7486 | 3.7486 | 3.7486 | 3.7486 | 3.7486 | 3.7486 | 3.7486 | 3.7486 | 3.7486 | 3.7486 | 3.7486 | 3.7486 | 3.7486 | 3.7486 | 0 | 0 | 0 | 0 | 0 | 0 | 0 | 0 | 0 | 0 | 187.4291
Book Depreciation- excl. Salvage
2014 | 0 | 0 | 0 | 0 | 0 | 0 | 0 | 0 | 0 | 0 | 0 | 0 | 0 | 0 | 0 | 0 | 0 | 0 | 0 | 0 | 0 | 0 | 0 | 0 | 0 |  |  | 0 | 0 | 0 | 0 | 0 | 0 | 0 | 0 | 0 | 0 | 0 | 0 | 0 | 0 | 0 | 0 | 0 | 0 | 0 | 0 | 0 | 0 | 0 | 0 | 0 | [11 empty] | 0
2015 |  | 0 | 0 | 0 | 0 | 0 | 0 | 0 | 0 | 0 | 0 | 0 | 0 | 0 | 0 | 0 | 0 | 0 | 0 | 0 | 0 | 0 | 0 | 0 | 0 | 0 |  | 0 | 0 | 0 | 0 | 0 | 0 | 0 | 0 | 0 | 0 | 0 | 0 | 0 | 0 | 0 | 0 | 0 | 0 | 0 | 0 | 0 | 0 | 0 | 0 | 0 | [11 empty] | 0 | check - total PIS
2016 |  |  | 0 | 0 | 0 | 0 | 0 | 0 | 0 | 0 | 0 | 0 | 0 | 0 | 0 | 0 | 0 | 0 | 0 | 0 | 0 | 0 | 0 | 0 | 0 | 0 | 0 | 0 | 0 | 0 | 0 | 0 | 0 | 0 | 0 | 0 | 0 | 0 | 0 | 0 | 0 | 0 | 0 | 0 | 0 | 0 | 0 | 0 | 0 | 0 | 0 | 0 | [11 empty] | 0 | 0
2017 |  |  |  | 2.9989 | 2.9989 | 2.9989 | 2.9989 | 2.9989 | 2.9989 | 2.9989 | 2.9989 | 2.9989 | 2.9989 | 2.9989 | 2.9989 | 2.9989 | 2.9989 | 2.9989 | 2.9989 | 2.9989 | 2.9989 | 2.9989 | 2.9989 | 2.9989 | 2.9989 | 2.9989 | 2.9989 | 2.9989 | 2.9989 | 2.9989 | 2.9989 | 2.9989 | 2.9989 | 2.9989 | 2.9989 | 2.9989 | 2.9989 | 2.9989 | 2.9989 | 2.9989 | 2.9989 | 2.9989 | 2.9989 | 2.9989 | 2.9989 | 2.9989 | 2.9989 | 2.9989 | 2.9989 | 2.9989 | 2.9989 | 2.9989 | 2.9989 | [10 empty] | 149.9433 | 149.9433
2018 |  |  |  |  | 0 | 0 | 0 | 0 | 0 | 0 | 0 | 0 | 0 | 0 | 0 | 0 | 0 | 0 | 0 | 0 | 0 | 0 | 0 | 0 | 0 | 0 | 0 | 0 | 0 | 0 | 0 | 0 | 0 | 0 | 0 | 0 | 0 | 0 | 0 | 0 | 0 | 0 | 0 | 0 | 0 | 0 | 0 | 0 | 0 | 0 | 0 | 0 | 0 | 0 | [9 empty] | 0
2019 | [5 empty] | 0 | 0 | 0 | 0 | 0 | 0 | 0 | 0 | 0 | 0 | 0 | 0 | 0 | 0 | 0 | 0 | 0 | 0 | 0 | 0 | 0 | 0 | 0 | 0 | 0 | 0 | 0 | 0 | 0 | 0 | 0 | 0 | 0 | 0 | 0 | 0 | 0 | 0 | 0 | 0 | 0 | 0 | 0 | 0 | 0 | 0 | 0 | 0 | 0 | 0 | [8 empty] | 0 | 0
2020 | [6 empty] | 0 | 0 | 0 | 0 | 0 | 0 | 0 | 0 | 0 | 0 | 0 | 0 | 0 | 0 | 0 | 0 | 0 | 0 | 0 | 0 | 0 | 0 | 0 | 0 | 0 | 0 | 0 | 0 | 0 | 0 | 0 | 0 | 0 | 0 | 0 | 0 | 0 | 0 | 0 | 0 | 0 | 0 | 0 | 0 | 0 | 0 | 0 | 0 | 0 | 0 | [7 empty] | 0
2021 | [7 empty] | 0 | 0 | 0 | 0 | 0 | 0 | 0 | 0 | 0 | 0 | 0 | 0 | 0 | 0 | 0 | 0 | 0 | 0 | 0 | 0 | 0 | 0 | 0 | 0 | 0 | 0 | 0 | 0 | 0 | 0 | 0 | 0 | 0 | 0 | 0 | 0 | 0 | 0 | 0 | 0 | 0 | 0 | 0 | 0 | 0 | 0 | 0 | 0 | 0 | 0 | [6 empty] | 0
2022 | [8 empty] | 0 | 0 | 0 | 0 | 0 | 0 | 0 | 0 | 0 | 0 | 0 | 0 | 0 | 0 | 0 | 0 | 0 | 0 | 0 | 0 | 0 | 0 | 0 | 0 | 0 | 0 | 0 | 0 | 0 | 0 | 0 | 0 | 0 | 0 | 0 | 0 | 0 | 0 | 0 | 0 | 0 | 0 | 0 | 0 | 0 | 0 | 0 | 0 | 0 | 0 | [5 empty] | 0
2023 | [9 empty] | 0 | 0 | 0 | 0 | 0 | 0 | 0 | 0 | 0 | 0 | 0 | 0 | 0 | 0 | 0 | 0 | 0 | 0 | 0 | 0 | 0 | 0 | 0 | 0 | 0 | 0 | 0 | 0 | 0 | 0 | 0 | 0 | 0 | 0 | 0 | 0 | 0 | 0 | 0 | 0 | 0 | 0 | 0 | 0 | 0 | 0 | 0 | 0 | 0 | 0 |  |  |  |  | 0
2024 | [10 empty] | 0 | 0 | 0 | 0 | 0 | 0 | 0 | 0 | 0 | 0 | 0 | 0 | 0 | 0 | 0 | 0 | 0 | 0 | 0 | 0 | 0 | 0 | 0 | 0 | 0 | 0 | 0 | 0 | 0 | 0 | 0 | 0 | 0 | 0 | 0 | 0 | 0 | 0 | 0 | 0 | 0 | 0 | 0 | 0 | 0 | 0 | 0 | 0 | 0 | 0 |  |  |  | 0 | 0
2025 | [11 empty] | 0 | 0 | 0 | 0 | 0 | 0 | 0 | 0 | 0 | 0 | 0 | 0 | 0 | 0 | 0 | 0 | 0 | 0 | 0 | 0 | 0 | 0 | 0 | 0 | 0 | 0 | 0 | 0 | 0 | 0 | 0 | 0 | 0 | 0 | 0 | 0 | 0 | 0 | 0 | 0 | 0 | 0 | 0 | 0 | 0 | 0 | 0 | 0 | 0 | 0 |  |  | 0
2026 | [12 empty] | 0 | 0 | 0 | 0 | 0 | 0 | 0 | 0 | 0 | 0 | 0 | 0 | 0 | 0 | 0 | 0 | 0 | 0 | 0 | 0 | 0 | 0 | 0 | 0 | 0 | 0 | 0 | 0 | 0 | 0 | 0 | 0 | 0 | 0 | 0 | 0 | 0 | 0 | 0 | 0 | 0 | 0 | 0 | 0 | 0 | 0 | 0 | 0 | 0 | 0 |  | 0 | 0
| 0 | 0 | 0 | 2.9989 | 2.9989 | 2.9989 | 2.9989 | 2.9989 | 2.9989 | 2.9989 | 2.9989 | 2.9989 | 2.9989 | 2.9989 | 2.9989 | 2.9989 | 2.9989 | 2.9989 | 2.9989 | 2.9989 | 2.9989 | 2.9989 | 2.9989 | 2.9989 | 2.9989 | 2.9989 | 2.9989 | 2.9989 | 2.9989 | 2.9989 | 2.9989 | 2.9989 | 2.9989 | 2.9989 | 2.9989 | 2.9989 | 2.9989 | 2.9989 | 2.9989 | 2.9989 | 2.9989 | 2.9989 | 2.9989 | 2.9989 | 2.9989 | 2.9989 | 2.9989 | 2.9989 | 2.9989 | 2.9989 | 2.9989 | 2.9989 | 2.9989 | 0 | 0 | 0 | 0 | 0 | 0 | 0 | 0 | 0 | 0 | 149.9433
Note on A50: Lee, Betty: rate base does not include CWIP b/c the CapEx dollars include an AFUDC component in it already

## 3a-2026
Project No. | 3a
Project Desc. | 135 MW from Brownsville to Gateway Park SS
Book Life | 50
Tax Life | 20N
Salvage Rate | -25%
| 2014 | 2015 | 2016 | 2017 | 2018 | 2019 | 2020 | 2021 | 2022 | 2023 | 2024 | 2025 | 2026 | 2027 | 2028 | 2029 | 2030 | 2031 | 2032 | 2033 | 2034 | 2035 | 2036 | 2037 | 2038 | 2039 | 2040 | 2041 | 2042 | 2043 | 2044 | 2045 | 2046 | 2047 | 2048 | 2049 | 2050 | 2051 | 2052 | 2053 | 2054 | 2055 | 2056 | 2057 | 2058 | 2059 | 2060 | 2061 | 2062 | 2063 | 2064 | 2065 | 2066 | 2067 | 2068 | 2069 | 2070 | 2071 | 2072 | 2073 | 2074 | 2075 | 2076
Closing to Plant (Y/N) | N | N | N | N | N | N | N | N | N | N | N | N | N | N | N | N | N | N | N | N | N | N | N | N | N | N | N | N | N | N | N | N | N | N | N | N | N | N | N | N | N | N | N | N | N | N | N | N | N | N | N | N | N | N | N | N | N | N | N | N | N | N | N | Total
CWIP
Beginning of Period | 0 | 0 | 0 | 0 | 0 | 0 | 0 | 0 | 0 | 0 | 0 | 60.1674 | 164.1166 | 0 | 0 | 0 | 0 | 0 | 0 | 0 | 0 | 0 | 0 | 0 | 0 | 0 | 0 | 0 | 0 | 0 | 0 | 0 | 0 | 0 | 0 | 0 | 0 | 0 | 0 | 0 | 0 | 0 | 0 | 0 | 0 | 0 | 0 | 0 | 0 | 0 | 0 | 0 | 0 | 0 | 0 | 0 | 0 | 0 | 0 | 0 | 0 | 0 | 0
Activity
Capex | 0 | 0 | 0 | 0 | 0 | 0 | 0 | 0 | 0 | 0 | 60.1674 | 103.9492 | 43.1015 | [50 empty] | 207.2182
Closings to Plant | [12 empty] | -207.2182 | [50 empty] | -207.2182
End of Period | 0 | 0 | 0 | 0 | 0 | 0 | 0 | 0 | 0 | 0 | 60.1674 | 164.1166 | 0 | 0 | 0 | 0 | 0 | 0 | 0 | 0 | 0 | 0 | 0 | 0 | 0 | 0 | 0 | 0 | 0 | 0 | 0 | 0 | 0 | 0 | 0 | 0 | 0 | 0 | 0 | 0 | 0 | 0 | 0 | 0 | 0 | 0 | 0 | 0 | 0 | 0 | 0 | 0 | 0 | 0 | 0 | 0 | 0 | 0 | 0 | 0 | 0 | 0 | 0
Average | 0 | 0 | 0 | 0 | 0 | 0 | 0 | 0 | 0 | 0 | 30.0837 | 112.142 | 82.0583 | 0 | 0 | 0 | 0 | 0 | 0 | 0 | 0 | 0 | 0 | 0 | 0 | 0 | 0 | 0 | 0 | 0 | 0 | 0 | 0 | 0 | 0 | 0 | 0 | 0 | 0 | 0 | 0 | 0 | 0 | 0 | 0 | 0 | 0 | 0 | 0 | 0 | 0 | 0 | 0 | 0 | 0 | 0 | 0 | 0 | 0 | 0 | 0 | 0 | 0
Plant in Service
Beginning of Period | 0 | 0 | 0 | 0 | 0 | 0 | 0 | 0 | 0 | 0 | 0 | 0 | 0 | 207.2182 | 207.2182 | 207.2182 | 207.2182 | 207.2182 | 207.2182 | 207.2182 | 207.2182 | 207.2182 | 207.2182 | 207.2182 | 207.2182 | 207.2182 | 207.2182 | 207.2182 | 207.2182 | 207.2182 | 207.2182 | 207.2182 | 207.2182 | 207.2182 | 207.2182 | 207.2182 | 207.2182 | 207.2182 | 207.2182 | 207.2182 | 207.2182 | 207.2182 | 207.2182 | 207.2182 | 207.2182 | 207.2182 | 207.2182 | 207.2182 | 207.2182 | 207.2182 | 207.2182 | 207.2182 | 207.2182 | 207.2182 | 207.2182 | 207.2182 | 207.2182 | 207.2182 | 207.2182 | 207.2182 | 207.2182 | 207.2182 | 0
Activity | 0 | 0 | 0 | 0 | 0 | 0 | 0 | 0 | 0 | 0 | 0 | 0 | 207.2182 | 0 | 0 | 0 | 0 | 0 | 0 | 0 | 0 | 0 | 0 | 0 | 0 | 0 | 0 | 0 | 0 | 0 | 0 | 0 | 0 | 0 | 0 | 0 | 0 | 0 | 0 | 0 | 0 | 0 | 0 | 0 | 0 | 0 | 0 | 0 | 0 | 0 | 0 | 0 | 0 | 0 | 0 | 0 | 0 | 0 | 0 | 0 | 0 | -207.2182 | 0 | 0
End of Period | 0 | 0 | 0 | 0 | 0 | 0 | 0 | 0 | 0 | 0 | 0 | 0 | 207.2182 | 207.2182 | 207.2182 | 207.2182 | 207.2182 | 207.2182 | 207.2182 | 207.2182 | 207.2182 | 207.2182 | 207.2182 | 207.2182 | 207.2182 | 207.2182 | 207.2182 | 207.2182 | 207.2182 | 207.2182 | 207.2182 | 207.2182 | 207.2182 | 207.2182 | 207.2182 | 207.2182 | 207.2182 | 207.2182 | 207.2182 | 207.2182 | 207.2182 | 207.2182 | 207.2182 | 207.2182 | 207.2182 | 207.2182 | 207.2182 | 207.2182 | 207.2182 | 207.2182 | 207.2182 | 207.2182 | 207.2182 | 207.2182 | 207.2182 | 207.2182 | 207.2182 | 207.2182 | 207.2182 | 207.2182 | 207.2182 | 0 | 0
Average | 0 | 0 | 0 | 0 | 0 | 0 | 0 | 0 | 0 | 0 | 0 | 0 | 103.6091 | 207.2182 | 207.2182 | 207.2182 | 207.2182 | 207.2182 | 207.2182 | 207.2182 | 207.2182 | 207.2182 | 207.2182 | 207.2182 | 207.2182 | 207.2182 | 207.2182 | 207.2182 | 207.2182 | 207.2182 | 207.2182 | 207.2182 | 207.2182 | 207.2182 | 207.2182 | 207.2182 | 207.2182 | 207.2182 | 207.2182 | 207.2182 | 207.2182 | 207.2182 | 207.2182 | 207.2182 | 207.2182 | 207.2182 | 207.2182 | 207.2182 | 207.2182 | 207.2182 | 207.2182 | 207.2182 | 207.2182 | 207.2182 | 207.2182 | 207.2182 | 207.2182 | 207.2182 | 207.2182 | 207.2182 | 207.2182 | 103.6091 | 0
Tax Depreciation
Beginning of Period | 0 | 0 | 0 | 0 | 0 | 0 | 0 | 0 | 0 | 0 | 0 | 0 | 0 | 15.5414 | 45.4595 | 73.1314 | 98.7312 | 122.4079 | 144.3109 | 164.5685 | 183.3093 | 201.8015 | 220.2936 | 238.7858 | 257.2779 | 275.7701 | 294.2622 | 312.7544 | 331.2465 | 349.7387 | 368.2308 | 386.723 | 405.2151 | 414.4612 | 414.4612 | 414.4612 | 414.4612 | 414.4612 | 414.4612 | 414.4612 | 414.4612 | 414.4612 | 414.4612 | 414.4612 | 414.4612 | 414.4612 | 414.4612 | 414.4612 | 414.4612 | 414.4612 | 414.4612 | 414.4612 | 414.4612 | 414.4612 | 414.4612 | 414.4612 | 414.4612 | 414.4612 | 414.4612 | 414.4612 | 414.4612 | 414.4612 | 414.4612
Federal | 0 | 0 | 0 | 0 | 0 | 0 | 0 | 0 | 0 | 0 | 0 | 0 | 7.7707 | 14.9591 | 13.836 | 12.7999 | 11.8384 | 10.9515 | 10.1288 | 9.3704 | 9.2461 | 9.2461 | 9.2461 | 9.2461 | 9.2461 | 9.2461 | 9.2461 | 9.2461 | 9.2461 | 9.2461 | 9.2461 | 9.2461 | 4.623 | 0 | 0 | 0 | 0 | 0 | 0 | 0 | 0 | 0 | 0 | 0 | 0 | 0 | 0 | 0 | 0 | 0 | 0 | 0 | 0 | 0 | 0 | 0 | 0 | 0 | 0 | 0 | 0 | 0 | 0 | 207.2306
State | 0 | 0 | 0 | 0 | 0 | 0 | 0 | 0 | 0 | 0 | 0 | 0 | 7.7707 | 14.9591 | 13.836 | 12.7999 | 11.8384 | 10.9515 | 10.1288 | 9.3704 | 9.2461 | 9.2461 | 9.2461 | 9.2461 | 9.2461 | 9.2461 | 9.2461 | 9.2461 | 9.2461 | 9.2461 | 9.2461 | 9.2461 | 4.623 | 0 | 0 | 0 | 0 | 0 | 0 | 0 | 0 | 0 | 0 | 0 | 0 | 0 | 0 | 0 | 0 | 0 | 0 | 0 | 0 | 0 | 0 | 0 | 0 | 0 | 0 | 0 | 0 | 0 | 0 | 207.2306
End of Period | 0 | 0 | 0 | 0 | 0 | 0 | 0 | 0 | 0 | 0 | 0 | 0 | 15.5414 | 45.4595 | 73.1314 | 98.7312 | 122.4079 | 144.3109 | 164.5685 | 183.3093 | 201.8015 | 220.2936 | 238.7858 | 257.2779 | 275.7701 | 294.2622 | 312.7544 | 331.2465 | 349.7387 | 368.2308 | 386.723 | 405.2151 | 414.4612 | 414.4612 | 414.4612 | 414.4612 | 414.4612 | 414.4612 | 414.4612 | 414.4612 | 414.4612 | 414.4612 | 414.4612 | 414.4612 | 414.4612 | 414.4612 | 414.4612 | 414.4612 | 414.4612 | 414.4612 | 414.4612 | 414.4612 | 414.4612 | 414.4612 | 414.4612 | 414.4612 | 414.4612 | 414.4612 | 414.4612 | 414.4612 | 414.4612 | 414.4612 | 414.4612
Average | 0 | 0 | 0 | 0 | 0 | 0 | 0 | 0 | 0 | 0 | 0 | 0 | 7.7707 | 30.5004 | 59.2955 | 85.9313 | 110.5695 | 133.3594 | 154.4397 | 173.9389 | 192.5554 | 211.0475 | 229.5397 | 248.0318 | 266.524 | 285.0161 | 303.5083 | 322.0004 | 340.4926 | 358.9847 | 377.4769 | 395.969 | 409.8381 | 414.4612 | 414.4612 | 414.4612 | 414.4612 | 414.4612 | 414.4612 | 414.4612 | 414.4612 | 414.4612 | 414.4612 | 414.4612 | 414.4612 | 414.4612 | 414.4612 | 414.4612 | 414.4612 | 414.4612 | 414.4612 | 414.4612 | 414.4612 | 414.4612 | 414.4612 | 414.4612 | 414.4612 | 414.4612 | 414.4612 | 414.4612 | 414.4612 | 414.4612 | 414.4612
Book Depreciation with COR
Beginning of Period | 0 | 0 | 0 | 0 | 0 | 0 | 0 | 0 | 0 | 0 | 0 | 0 | 0 | 5.1805 | 10.3609 | 15.5414 | 20.7218 | 25.9023 | 31.0827 | 36.2632 | 41.4436 | 46.6241 | 51.8045 | 56.985 | 62.1654 | 67.3459 | 72.5264 | 77.7068 | 82.8873 | 88.0677 | 93.2482 | 98.4286 | 103.6091 | 108.7895 | 113.97 | 119.1504 | 124.3309 | 129.5113 | 134.6918 | 139.8723 | 145.0527 | 150.2332 | 155.4136 | 160.5941 | 165.7745 | 170.955 | 176.1354 | 181.3159 | 186.4963 | 191.6768 | 196.8572 | 202.0377 | 207.2182 | 212.3986 | 217.5791 | 222.7595 | 227.94 | 233.1204 | 238.3009 | 243.4813 | 248.6618 | 253.8422 | 0
Activity | 0 | 0 | 0 | 0 | 0 | 0 | 0 | 0 | 0 | 0 | 0 | 0 | 5.1805 | 5.1805 | 5.1805 | 5.1805 | 5.1805 | 5.1805 | 5.1805 | 5.1805 | 5.1805 | 5.1805 | 5.1805 | 5.1805 | 5.1805 | 5.1805 | 5.1805 | 5.1805 | 5.1805 | 5.1805 | 5.1805 | 5.1805 | 5.1805 | 5.1805 | 5.1805 | 5.1805 | 5.1805 | 5.1805 | 5.1805 | 5.1805 | 5.1805 | 5.1805 | 5.1805 | 5.1805 | 5.1805 | 5.1805 | 5.1805 | 5.1805 | 5.1805 | 5.1805 | 5.1805 | 5.1805 | 5.1805 | 5.1805 | 5.1805 | 5.1805 | 5.1805 | 5.1805 | 5.1805 | 5.1805 | 5.1805 | 5.1805 | 0 | 259.0227
Book Depreciation Related to Retired PIS | [49 empty] | 0 | 0 | 0 | 0 | 0 | 0 | 0 | 0 | 0 | 0 | 0 | 0 | -259.0227 |  | -259.0227
End of Period | 0 | 0 | 0 | 0 | 0 | 0 | 0 | 0 | 0 | 0 | 0 | 0 | 5.1805 | 10.3609 | 15.5414 | 20.7218 | 25.9023 | 31.0827 | 36.2632 | 41.4436 | 46.6241 | 51.8045 | 56.985 | 62.1654 | 67.3459 | 72.5264 | 77.7068 | 82.8873 | 88.0677 | 93.2482 | 98.4286 | 103.6091 | 108.7895 | 113.97 | 119.1504 | 124.3309 | 129.5113 | 134.6918 | 139.8723 | 145.0527 | 150.2332 | 155.4136 | 160.5941 | 165.7745 | 170.955 | 176.1354 | 181.3159 | 186.4963 | 191.6768 | 196.8572 | 202.0377 | 207.2182 | 212.3986 | 217.5791 | 222.7595 | 227.94 | 233.1204 | 238.3009 | 243.4813 | 248.6618 | 253.8422 | 0 | 0
Average | 0 | 0 | 0 | 0 | 0 | 0 | 0 | 0 | 0 | 0 | 0 | 0 | 2.5902 | 7.7707 | 12.9511 | 18.1316 | 23.312 | 28.4925 | 33.673 | 38.8534 | 44.0339 | 49.2143 | 54.3948 | 59.5752 | 64.7557 | 69.9361 | 75.1166 | 80.297 | 85.4775 | 90.6579 | 95.8384 | 101.0189 | 106.1993 | 111.3798 | 116.5602 | 121.7407 | 126.9211 | 132.1016 | 137.282 | 142.4625 | 147.6429 | 152.8234 | 158.0038 | 163.1843 | 168.3648 | 173.5452 | 178.7257 | 183.9061 | 189.0866 | 194.267 | 199.4475 | 204.6279 | 209.8084 | 214.9888 | 220.1693 | 225.3497 | 230.5302 | 235.7107 | 240.8911 | 246.0716 | 251.252 | 126.9211 | 0
Federal Deferred Tax Balance, Net of Tax
Beginning of Period | 0 | 0 | 0 | 0 | 0 | 0 | 0 | 0 | 0 | 0 | 0 | 0 | 0 | 1.2692 | 5.0544 | 8.4464 | 11.4758 | 14.1687 | 16.5512 | 18.6458 | 20.4749 | 22.2605 | 24.0461 | 25.8317 | 27.6173 | 29.4029 | 31.1885 | 32.9741 | 34.7597 | 36.5453 | 38.3309 | 40.1165 | 41.9021 | 42.0696 | 40.6191 | 39.1686 | 37.7181 | 36.2675 | 34.817 | 33.3665 | 31.9159 | 30.4654 | 29.0149 | 27.5644 | 26.1138 | 24.6633 | 23.2128 | 21.7623 | 20.3117 | 18.8612 | 17.4107 | 15.9601 | 14.5096 | 13.0591 | 11.6086 | 10.158 | 8.7075 | 7.257 | 5.8065 | 4.3559 | 2.9054 | 1.4549 | 0.0043516
Activity | 0 | 0 | 0 | 0 | 0 | 0 | 0 | 0 | 0 | 0 | 0 | 0 | 1.2692 | 3.7852 | 3.3921 | 3.0294 | 2.6929 | 2.3825 | 2.0946 | 1.8291 | 1.7856 | 1.7856 | 1.7856 | 1.7856 | 1.7856 | 1.7856 | 1.7856 | 1.7856 | 1.7856 | 1.7856 | 1.7856 | 1.7856 | 0.16754 | -1.4505 | -1.4505 | -1.4505 | -1.4505 | -1.4505 | -1.4505 | -1.4505 | -1.4505 | -1.4505 | -1.4505 | -1.4505 | -1.4505 | -1.4505 | -1.4505 | -1.4505 | -1.4505 | -1.4505 | -1.4505 | -1.4505 | -1.4505 | -1.4505 | -1.4505 | -1.4505 | -1.4505 | -1.4505 | -1.4505 | -1.4505 | -1.4505 | -1.4505 | 0 | 0.0043516
End of Period | 0 | 0 | 0 | 0 | 0 | 0 | 0 | 0 | 0 | 0 | 0 | 0 | 1.2692 | 5.0544 | 8.4464 | 11.4758 | 14.1687 | 16.5512 | 18.6458 | 20.4749 | 22.2605 | 24.0461 | 25.8317 | 27.6173 | 29.4029 | 31.1885 | 32.9741 | 34.7597 | 36.5453 | 38.3309 | 40.1165 | 41.9021 | 42.0696 | 40.6191 | 39.1686 | 37.7181 | 36.2675 | 34.817 | 33.3665 | 31.9159 | 30.4654 | 29.0149 | 27.5644 | 26.1138 | 24.6633 | 23.2128 | 21.7623 | 20.3117 | 18.8612 | 17.4107 | 15.9601 | 14.5096 | 13.0591 | 11.6086 | 10.158 | 8.7075 | 7.257 | 5.8065 | 4.3559 | 2.9054 | 1.4549 | 0.0043516 | 0.0043516
Average | 0 | 0 | 0 | 0 | 0 | 0 | 0 | 0 | 0 | 0 | 0 | 0 | 0.63461 | 3.1618 | 6.7504 | 9.9611 | 12.8223 | 15.36 | 17.5985 | 19.5604 | 21.3677 | 23.1533 | 24.9389 | 26.7245 | 28.5101 | 30.2957 | 32.0813 | 33.8669 | 35.6525 | 37.4381 | 39.2237 | 41.0093 | 41.9859 | 41.3444 | 39.8938 | 38.4433 | 36.9928 | 35.5423 | 34.0917 | 32.6412 | 31.1907 | 29.7402 | 28.2896 | 26.8391 | 25.3886 | 23.938 | 22.4875 | 21.037 | 19.5865 | 18.1359 | 16.6854 | 15.2349 | 13.7844 | 12.3338 | 10.8833 | 9.4328 | 7.9823 | 6.5317 | 5.0812 | 3.6307 | 2.1801 | 0.72962 | 0.0043516
State Deferred Tax Balance
Beginning of Period | 0 | 0 | 0 | 0 | 0 | 0 | 0 | 0 | 0 | 0 | 0 | 0 | 0 | 0.23571 | 0.93867 | 1.5686 | 2.1312 | 2.6313 | 3.0738 | 3.4628 | 3.8025 | 4.1341 | 4.4657 | 4.7973 | 5.1289 | 5.4605 | 5.7922 | 6.1238 | 6.4554 | 6.787 | 7.1186 | 7.4502 | 7.7818 | 7.8129 | 7.5435 | 7.2742 | 7.0048 | 6.7354 | 6.466 | 6.1966 | 5.9272 | 5.6579 | 5.3885 | 5.1191 | 4.8497 | 4.5803 | 4.3109 | 4.0416 | 3.7722 | 3.5028 | 3.2334 | 2.964 | 2.6946 | 2.4253 | 2.1559 | 1.8865 | 1.6171 | 1.3477 | 1.0783 | 0.80896 | 0.53958 | 0.27019 | 0.00080815
Activity | 0 | 0 | 0 | 0 | 0 | 0 | 0 | 0 | 0 | 0 | 0 | 0 | 0.23571 | 0.70296 | 0.62995 | 0.56261 | 0.50011 | 0.44246 | 0.38899 | 0.33969 | 0.33161 | 0.33161 | 0.33161 | 0.33161 | 0.33161 | 0.33161 | 0.33161 | 0.33161 | 0.33161 | 0.33161 | 0.33161 | 0.33161 | 0.031114 | -0.26938 | -0.26938 | -0.26938 | -0.26938 | -0.26938 | -0.26938 | -0.26938 | -0.26938 | -0.26938 | -0.26938 | -0.26938 | -0.26938 | -0.26938 | -0.26938 | -0.26938 | -0.26938 | -0.26938 | -0.26938 | -0.26938 | -0.26938 | -0.26938 | -0.26938 | -0.26938 | -0.26938 | -0.26938 | -0.26938 | -0.26938 | -0.26938 | -0.26938 | 0 | 0.00080815
End of Period | 0 | 0 | 0 | 0 | 0 | 0 | 0 | 0 | 0 | 0 | 0 | 0 | 0.23571 | 0.93867 | 1.5686 | 2.1312 | 2.6313 | 3.0738 | 3.4628 | 3.8025 | 4.1341 | 4.4657 | 4.7973 | 5.1289 | 5.4605 | 5.7922 | 6.1238 | 6.4554 | 6.787 | 7.1186 | 7.4502 | 7.7818 | 7.8129 | 7.5435 | 7.2742 | 7.0048 | 6.7354 | 6.466 | 6.1966 | 5.9272 | 5.6579 | 5.3885 | 5.1191 | 4.8497 | 4.5803 | 4.3109 | 4.0416 | 3.7722 | 3.5028 | 3.2334 | 2.964 | 2.6946 | 2.4253 | 2.1559 | 1.8865 | 1.6171 | 1.3477 | 1.0783 | 0.80896 | 0.53958 | 0.27019 | 0.00080815 | 0.00080815
Average | 0 | 0 | 0 | 0 | 0 | 0 | 0 | 0 | 0 | 0 | 0 | 0 | 0.11786 | 0.58719 | 1.2536 | 1.8499 | 2.3813 | 2.8526 | 3.2683 | 3.6326 | 3.9683 | 4.2999 | 4.6315 | 4.9631 | 5.2947 | 5.6263 | 5.958 | 6.2896 | 6.6212 | 6.9528 | 7.2844 | 7.616 | 7.7974 | 7.6782 | 7.4089 | 7.1395 | 6.8701 | 6.6007 | 6.3313 | 6.0619 | 5.7926 | 5.5232 | 5.2538 | 4.9844 | 4.715 | 4.4456 | 4.1763 | 3.9069 | 3.6375 | 3.3681 | 3.0987 | 2.8293 | 2.56 | 2.2906 | 2.0212 | 1.7518 | 1.4824 | 1.213 | 0.94365 | 0.67427 | 0.40488 | 0.1355 | 0.00080815
Net Rate Base - Average | 0 | 0 | 0 | 0 | 0 | 0 | 0 | 0 | 0 | 0 | 0 | 0 | 100.2664 | 195.6985 | 186.263 | 177.2755 | 168.7025 | 160.5131 | 152.6784 | 145.1718 | 137.8483 | 130.5506 | 123.253 | 115.9553 | 108.6576 | 101.36 | 94.0623 | 86.7646 | 79.467 | 72.1693 | 64.8717 | 57.574 | 51.2356 | 46.8158 | 43.3552 | 39.8947 | 36.4342 | 32.9736 | 29.5131 | 26.0525 | 22.592 | 19.1314 | 15.6709 | 12.2104 | 8.7498 | 5.2893 | 1.8287 | -1.6318 | -5.0924 | -8.5529 | -12.0135 | -15.474 | -18.9345 | -22.3951 | -25.8556 | -29.3162 | -32.7767 | -36.2373 | -39.6978 | -43.1583 | -46.6189 | -24.1772 | -0.0051597
EXPENSES
Income Tax - Removal Cost | 0 | 0 | 0 | 0 | 0 | 0 | 0 | 0 | 0 | 0 | 0 | 0 | 0.66885 | 0.66885 | 0.66885 | 0.66885 | 0.66885 | 0.66885 | 0.66885 | 0.66885 | 0.66885 | 0.66885 | 0.66885 | 0.66885 | 0.66885 | 0.66885 | 0.66885 | 0.66885 | 0.66885 | 0.66885 | 0.66885 | 0.66885 | 0.66885 | 0.66885 | 0.66885 | 0.66885 | 0.66885 | 0.66885 | 0.66885 | 0.66885 | 0.66885 | 0.66885 | 0.66885 | 0.66885 | 0.66885 | 0.66885 | 0.66885 | 0.66885 | 0.66885 | 0.66885 | 0.66885 | 0.66885 | 0.66885 | 0.66885 | 0.66885 | 0.66885 | 0.66885 | 0.66885 | 0.66885 | 0.66885 | 0.66885 | 0.66885 | 0 | 33.4424
Book Depreciation | 0 | 0 | 0 | 0 | 0 | 0 | 0 | 0 | 0 | 0 | 0 | 0 | 5.1805 | 5.1805 | 5.1805 | 5.1805 | 5.1805 | 5.1805 | 5.1805 | 5.1805 | 5.1805 | 5.1805 | 5.1805 | 5.1805 | 5.1805 | 5.1805 | 5.1805 | 5.1805 | 5.1805 | 5.1805 | 5.1805 | 5.1805 | 5.1805 | 5.1805 | 5.1805 | 5.1805 | 5.1805 | 5.1805 | 5.1805 | 5.1805 | 5.1805 | 5.1805 | 5.1805 | 5.1805 | 5.1805 | 5.1805 | 5.1805 | 5.1805 | 5.1805 | 5.1805 | 5.1805 | 5.1805 | 5.1805 | 5.1805 | 5.1805 | 5.1805 | 5.1805 | 5.1805 | 5.1805 | 5.1805 | 5.1805 | 5.1805 | 0 | 259.0227
Property Taxes | 0 | 0 | 0 | 0 | 0 | 0 | 0 | 0 | 0 | 0 | 0 | 0 | 10.3609 | 10.3609 | 10.3609 | 10.3609 | 10.3609 | 10.3609 | 10.3609 | 10.3609 | 10.3609 | 10.3609 | 10.3609 | 10.3609 | 10.3609 | 10.3609 | 10.3609 | 10.3609 | 10.3609 | 10.3609 | 10.3609 | 10.3609 | 10.3609 | 10.3609 | 10.3609 | 10.3609 | 10.3609 | 10.3609 | 10.3609 | 10.3609 | 10.3609 | 10.3609 | 10.3609 | 10.3609 | 10.3609 | 10.3609 | 10.3609 | 10.3609 | 10.3609 | 10.3609 | 10.3609 | 10.3609 | 10.3609 | 10.3609 | 10.3609 | 10.3609 | 10.3609 | 10.3609 | 10.3609 | 10.3609 | 10.3609 | 0 | 0 | 507.6845
Total Expenses | 0 | 0 | 0 | 0 | 0 | 0 | 0 | 0 | 0 | 0 | 0 | 0 | 16.2102 | 16.2102 | 16.2102 | 16.2102 | 16.2102 | 16.2102 | 16.2102 | 16.2102 | 16.2102 | 16.2102 | 16.2102 | 16.2102 | 16.2102 | 16.2102 | 16.2102 | 16.2102 | 16.2102 | 16.2102 | 16.2102 | 16.2102 | 16.2102 | 16.2102 | 16.2102 | 16.2102 | 16.2102 | 16.2102 | 16.2102 | 16.2102 | 16.2102 | 16.2102 | 16.2102 | 16.2102 | 16.2102 | 16.2102 | 16.2102 | 16.2102 | 16.2102 | 16.2102 | 16.2102 | 16.2102 | 16.2102 | 16.2102 | 16.2102 | 16.2102 | 16.2102 | 16.2102 | 16.2102 | 16.2102 | 16.2102 | 5.8493 | 0 | 800.1495
REVENUE REQUIREMENT
Net Rate Base | 0 | 0 | 0 | 0 | 0 | 0 | 0 | 0 | 0 | 0 | 0 | 0 | 100.2664 | 195.6985 | 186.263 | 177.2755 | 168.7025 | 160.5131 | 152.6784 | 145.1718 | 137.8483 | 130.5506 | 123.253 | 115.9553 | 108.6576 | 101.36 | 94.0623 | 86.7646 | 79.467 | 72.1693 | 64.8717 | 57.574 | 51.2356 | 46.8158 | 43.3552 | 39.8947 | 36.4342 | 32.9736 | 29.5131 | 26.0525 | 22.592 | 19.1314 | 15.6709 | 12.2104 | 8.7498 | 5.2893 | 1.8287 | -1.6318 | -5.0924 | -8.5529 | -12.0135 | -15.474 | -18.9345 | -22.3951 | -25.8556 | -29.3162 | -32.7767 | -36.2373 | -39.6978 | -43.1583 | -46.6189 | -24.1772 | -0.0051597 | 2488.9127
ROR | 9.98% | 9.98% | 9.7% | 9.61% | 9.61% | 9.61% | 9.61% | 9.61% | 9.61% | 9.61% | 9.61% | 9.61% | 9.61% | 9.61% | 9.61% | 9.61% | 9.61% | 9.61% | 9.61% | 9.61% | 9.61% | 9.61% | 9.61% | 9.61% | 9.61% | 9.61% | 9.61% | 9.61% | 9.61% | 9.61% | 9.61% | 9.61% | 9.61% | 9.61% | 9.61% | 9.61% | 9.61% | 9.61% | 9.61% | 9.61% | 9.61% | 9.61% | 9.61% | 9.61% | 9.61% | 9.61% | 9.61% | 9.61% | 9.61% | 9.61% | 9.61% | 9.61% | 9.61% | 9.61% | 9.61% | 9.61% | 9.61% | 9.61% | 9.61% | 9.61% | 9.61% | 9.61% | 9.61%
Earnings Base | 0 | 0 | 0 | 0 | 0 | 0 | 0 | 0 | 0 | 0 | 0 | 0 | 9.6356 | 18.8066 | 17.8999 | 17.0362 | 16.2123 | 15.4253 | 14.6724 | 13.951 | 13.2472 | 12.5459 | 11.8446 | 11.1433 | 10.442 | 9.7407 | 9.0394 | 8.3381 | 7.6368 | 6.9355 | 6.2342 | 5.5329 | 4.9237 | 4.499 | 4.1664 | 3.8339 | 3.5013 | 3.1688 | 2.8362 | 2.5036 | 2.1711 | 1.8385 | 1.506 | 1.1734 | 0.84086 | 0.5083 | 0.17574 | -0.15682 | -0.48938 | -0.82193 | -1.1545 | -1.4871 | -1.8196 | -2.1522 | -2.4847 | -2.8173 | -3.1498 | -3.4824 | -3.815 | -4.1475 | -4.4801 | -2.3234 | -0.00049585
Earnings - Expense | 0 | 0 | 0 | 0 | 0 | 0 | 0 | 0 | 0 | 0 | 0 | 0 | 16.2102 | 16.2102 | 16.2102 | 16.2102 | 16.2102 | 16.2102 | 16.2102 | 16.2102 | 16.2102 | 16.2102 | 16.2102 | 16.2102 | 16.2102 | 16.2102 | 16.2102 | 16.2102 | 16.2102 | 16.2102 | 16.2102 | 16.2102 | 16.2102 | 16.2102 | 16.2102 | 16.2102 | 16.2102 | 16.2102 | 16.2102 | 16.2102 | 16.2102 | 16.2102 | 16.2102 | 16.2102 | 16.2102 | 16.2102 | 16.2102 | 16.2102 | 16.2102 | 16.2102 | 16.2102 | 16.2102 | 16.2102 | 16.2102 | 16.2102 | 16.2102 | 16.2102 | 16.2102 | 16.2102 | 16.2102 | 16.2102 | 5.8493 | 0 | 800.1495
Total Earnings Effect | 0 | 0 | 0 | 0 | 0 | 0 | 0 | 0 | 0 | 0 | 0 | 0 | 25.8458 | 35.0168 | 34.1101 | 33.2464 | 32.4225 | 31.6355 | 30.8826 | 30.1612 | 29.4574 | 28.7561 | 28.0548 | 27.3535 | 26.6522 | 25.9509 | 25.2496 | 24.5483 | 23.847 | 23.1457 | 22.4444 | 21.7431 | 21.134 | 20.7092 | 20.3766 | 20.0441 | 19.7115 | 19.379 | 19.0464 | 18.7139 | 18.3813 | 18.0487 | 17.7162 | 17.3836 | 17.0511 | 16.7185 | 16.3859 | 16.0534 | 15.7208 | 15.3883 | 15.0557 | 14.7232 | 14.3906 | 14.058 | 13.7255 | 13.3929 | 13.0604 | 12.7278 | 12.3953 | 12.0627 | 11.7301 | 3.5259 | -0.00049585
Gross-Up Factor | 1.0354 | 1.0354 | 1.0354 | 1.0298 | 1.0298 | 1.0298 | 1.0298 | 1.0298 | 1.0298 | 1.0298 | 1.0298 | 1.0298 | 1.0298 | 1.0298 | 1.0298 | 1.0298 | 1.0298 | 1.0298 | 1.0298 | 1.0298 | 1.0298 | 1.0298 | 1.0298 | 1.0298 | 1.0298 | 1.0298 | 1.0298 | 1.0298 | 1.0298 | 1.0298 | 1.0298 | 1.0298 | 1.0298 | 1.0298 | 1.0298 | 1.0298 | 1.0298 | 1.0298 | 1.0298 | 1.0298 | 1.0298 | 1.0298 | 1.0298 | 1.0298 | 1.0298 | 1.0298 | 1.0298 | 1.0298 | 1.0298 | 1.0298 | 1.0298 | 1.0298 | 1.0298 | 1.0298 | 1.0298 | 1.0298 | 1.0298 | 1.0298 | 1.0298 | 1.0298 | 1.0298 | 1.0298 | 1.0298
Revenue requirement | 0 | 0 | 0 | 0 | 0 | 0 | 0 | 0 | 0 | 0 | 0 | 0 | 26.615 | 36.0589 | 35.1252 | 34.2358 | 33.3874 | 32.577 | 31.8017 | 31.0588 | 30.3341 | 29.6119 | 28.8897 | 28.1676 | 27.4454 | 26.7232 | 26.001 | 25.2789 | 24.5567 | 23.8345 | 23.1123 | 22.3901 | 21.7629 | 21.3255 | 20.9831 | 20.6406 | 20.2981 | 19.9557 | 19.6132 | 19.2708 | 18.9283 | 18.5859 | 18.2434 | 17.901 | 17.5585 | 17.2161 | 16.8736 | 16.5311 | 16.1887 | 15.8462 | 15.5038 | 15.1613 | 14.8189 | 14.4764 | 14.134 | 13.7915 | 13.449 | 13.1066 | 12.7641 | 12.4217 | 12.0792 | 3.6308 | -0.00051061 | 1070.2647
Depreciation Calculations
Tax Depreciation - Federal
Cost of new equipment in service basis | 0 | 0 | 0 | 0 | 0 | 0 | 0 | 0 | 0 | 0 | 0 | 0 | 207.2182 | 0 | 0 | 0 | 0 | 0 | 0 | 0 | 0 | 0 | 0 | 0 | 0 | 0 | 0 | 0 | 0 | 0 | 0 | 0 | 0 | 0 | 0 | 0 | 0 | 0 | 0 | 0 | 0 | 0 | 0 | 0 | 0 | 0 | 0 | 0 | 0 | 0 | 0 | 0 | 0 | 0 | 0 | 0 | 0 | 0 | 0 | 0 | 0
Bonus Depreciation (N/A) | 0 | 0 | 0 | 0 | 0 | 0 | 0 | 0 | 0 | 0 | 0 | 0 | 0 | 0 | 0 | 0 | 0 | 0 | 0 | 0 | 0 | 0 | 0 | 0 | 0 | 0 | 0 | 0 | 0 | 0 | 0 | 0 | 0 | 0 | 0 | 0 | 0 | 0 | 0 | 0 | 0 | 0 | 0 | 0 | 0 | 0 | 0 | 0 | 0 | 0 | 0 | 0 | 0 | 0 | 0 | 0 | 0 | 0 | 0 | 0 | 0
Regular Depreciation basis (Cumulative) | 0 | 0 | 0 | 0 | 0 | 0 | 0 | 0 | 0 | 0 | 0 | 0 | 207.2182 | 207.2182 | 207.2182 | 207.2182 | 207.2182 | 207.2182 | 207.2182 | 207.2182 | 207.2182 | 207.2182 | 207.2182 | 207.2182 | 207.2182 | 207.2182 | 207.2182 | 207.2182 | 207.2182 | 207.2182 | 207.2182 | 207.2182 | 207.2182 | 207.2182 | 207.2182 | 207.2182 | 207.2182 | 207.2182 | 207.2182 | 207.2182 | 207.2182 | 207.2182 | 207.2182 | 207.2182 | 207.2182 | 207.2182 | 207.2182 | 207.2182 | 207.2182 | 207.2182 | 207.2182 | 207.2182 | 207.2182 | 207.2182 | 207.2182 | 207.2182 | 207.2182 | 207.2182 | 207.2182 | 207.2182 | 207.2182 | 207.2182 | 207.2182
RegularDepreciation | [10 empty] | 0 | 0 | 7.7707 | 14.9591 | 13.836 | 12.7999 | 11.8384 | 10.9515 | 10.1288 | 9.3704 | 9.2461 | 9.2461 | 9.2461 | 9.2461 | 9.2461 | 9.2461 | 9.2461 | 9.2461 | 9.2461 | 9.2461 | 9.2461 | 9.2461 | 4.623 | [30 empty] | 207.2306
Total Depreciation for year | 0 | 0 | 0 | 0 | 0 | 0 | 0 | 0 | 0 | 0 | 0 | 0 | 7.7707 | 14.9591 | 13.836 | 12.7999 | 11.8384 | 10.9515 | 10.1288 | 9.3704 | 9.2461 | 9.2461 | 9.2461 | 9.2461 | 9.2461 | 9.2461 | 9.2461 | 9.2461 | 9.2461 | 9.2461 | 9.2461 | 9.2461 | 4.623 | 0 | 0 | 0 | 0 | 0 | 0 | 0 | 0 | 0 | 0 | 0 | 0 | 0 | 0 | 0 | 0 | 0 | 0 | 0 | 0 | 0 | 0 | 0 | 0 | 0 | 0 | 0 | 0
Tax Depreciation - State
Cost of new equipment in service basis | 0 | 0 | 0 | 0 | 0 | 0 | 0 | 0 | 0 | 0 | 0 | 0 | 207.2182 | 0 | 0 | 0 | 0 | 0 | 0 | 0 | 0 | 0 | 0 | 0 | 0 | 0 | 0 | 0 | 0 | 0 | 0 | 0 | 0 | 0 | 0 | 0 | 0 | 0 | 0 | 0 | 0 | 0 | 0 | 0 | 0 | 0 | 0 | 0 | 0 | 0 | 0 | 0 | 0 | 0 | 0 | 0 | 0 | 0 | 0 | 0 | 0 | -207.2182 | 0
Bonus Depreciation (N/A) | 0 | 0 | 0 | 0 | 0 | 0 | 0 | 0 | 0 | 0 | 0 | 0 | 0 | 0 | 0 | 0 | 0 | 0 | 0 | 0 | 0 | 0 | 0 | 0 | 0 | 0 | 0 | 0 | 0 | 0 | 0 | 0 | 0 | 0 | 0 | 0 | 0 | 0 | 0 | 0 | 0 | 0 | 0 | 0 | 0 | 0 | 0 | 0 | 0 | 0 | 0 | 0 | 0 | 0 | 0 | 0 | 0 | 0 | 0 | 0 | 0 | 0 | 0
Regular Depreciation basis (Cumulative) | 0 | 0 | 0 | 0 | 0 | 0 | 0 | 0 | 0 | 0 | 0 | 0 | 207.2182 | 207.2182 | 207.2182 | 207.2182 | 207.2182 | 207.2182 | 207.2182 | 207.2182 | 207.2182 | 207.2182 | 207.2182 | 207.2182 | 207.2182 | 207.2182 | 207.2182 | 207.2182 | 207.2182 | 207.2182 | 207.2182 | 207.2182 | 207.2182 | 207.2182 | 207.2182 | 207.2182 | 207.2182 | 207.2182 | 207.2182 | 207.2182 | 207.2182 | 207.2182 | 207.2182 | 207.2182 | 207.2182 | 207.2182 | 207.2182 | 207.2182 | 207.2182 | 207.2182 | 207.2182 | 207.2182 | 207.2182 | 207.2182 | 207.2182 | 207.2182 | 207.2182 | 207.2182 | 207.2182 | 207.2182 | 207.2182 | 0 | 0
RegularDepreciation | 0 | 0 | 0 | 0 | 0 | 0 | 0 | 0 | 0 | 0 | 0 | 0 | 7.7707 | 14.9591 | 13.836 | 12.7999 | 11.8384 | 10.9515 | 10.1288 | 9.3704 | 9.2461 | 9.2461 | 9.2461 | 9.2461 | 9.2461 | 9.2461 | 9.2461 | 9.2461 | 9.2461 | 9.2461 | 9.2461 | 9.2461 | 4.623 | 0 | 0 | 0 | 0 | 0 | 0 | 0 | 0 | 0 | 0 | 0 | 0 | 0 | 0 | 0 | 0 | 0 | 0 | 0 | 0 | 0 | 0 | 0 | 0 | 0 | 0 | 0 | 0 | 0 | 0 | 207.2306
Total Depreciation for year | 0 | 0 | 0 | 0 | 0 | 0 | 0 | 0 | 0 | 0 | 0 | 0 | 7.7707 | 14.9591 | 13.836 | 12.7999 | 11.8384 | 10.9515 | 10.1288 | 9.3704 | 9.2461 | 9.2461 | 9.2461 | 9.2461 | 9.2461 | 9.2461 | 9.2461 | 9.2461 | 9.2461 | 9.2461 | 9.2461 | 9.2461 | 4.623 | 0 | 0 | 0 | 0 | 0 | 0 | 0 | 0 | 0 | 0 | 0 | 0 | 0 | 0 | 0 | 0 | 0 | 0 | 0 | 0 | 0 | 0 | 0 | 0 | 0 | 0 | 0 | 0 | 0 | 0
Book Depreciation with COR
2014 | 0 | 0 | 0 | 0 | 0 | 0 | 0 | 0 | 0 | 0 | 0 | 0 | 0 | 0 | 0 | 0 | 0 | 0 | 0 | 0 | 0 | 0 | 0 | 0 | 0 | 0 | 0 | 0 | 0 | 0 | 0 | 0 | 0 | 0 | 0 | 0 | 0 | 0 | 0 | 0 | 0 | 0 | 0 | 0 | 0 | 0 | 0 | 0 | 0 | 0 | [13 empty] | 0
2015 |  | 0 | 0 | 0 | 0 | 0 | 0 | 0 | 0 | 0 | 0 | 0 | 0 | 0 | 0 | 0 | 0 | 0 | 0 | 0 | 0 | 0 | 0 | 0 | 0 | 0 | 0 | 0 | 0 | 0 | 0 | 0 | 0 | 0 | 0 | 0 | 0 | 0 | 0 | 0 | 0 | 0 | 0 | 0 | 0 | 0 | 0 | 0 | 0 | 0 | 0 | [12 empty] | 0 | check - total PIS
2016 |  |  | 0 | 0 | 0 | 0 | 0 | 0 | 0 | 0 | 0 | 0 | 0 | 0 | 0 | 0 | 0 | 0 | 0 | 0 | 0 | 0 | 0 | 0 | 0 | 0 | 0 | 0 | 0 | 0 | 0 | 0 | 0 | 0 | 0 | 0 | 0 | 0 | 0 | 0 | 0 | 0 | 0 | 0 | 0 | 0 | 0 | 0 | 0 | 0 | 0 | 0 | [11 empty] | 0 | 0
2017 |  |  |  | 0 | 0 | 0 | 0 | 0 | 0 | 0 | 0 | 0 | 0 | 0 | 0 | 0 | 0 | 0 | 0 | 0 | 0 | 0 | 0 | 0 | 0 | 0 | 0 | 0 | 0 | 0 | 0 | 0 | 0 | 0 | 0 | 0 | 0 | 0 | 0 | 0 | 0 | 0 | 0 | 0 | 0 | 0 | 0 | 0 | 0 | 0 | 0 | 0 | 0 | [10 empty] | 0 | 0
2018 |  |  |  |  | 0 | 0 | 0 | 0 | 0 | 0 | 0 | 0 | 0 | 0 | 0 | 0 | 0 | 0 | 0 | 0 | 0 | 0 | 0 | 0 | 0 | 0 | 0 | 0 | 0 | 0 | 0 | 0 | 0 | 0 | 0 | 0 | 0 | 0 | 0 | 0 | 0 | 0 | 0 | 0 | 0 | 0 | 0 | 0 | 0 | 0 | 0 | 0 | 0 | 0 | [9 empty] | 0
2019 | [5 empty] | 0 | 0 | 0 | 0 | 0 | 0 | 0 | 0 | 0 | 0 | 0 | 0 | 0 | 0 | 0 | 0 | 0 | 0 | 0 | 0 | 0 | 0 | 0 | 0 | 0 | 0 | 0 | 0 | 0 | 0 | 0 | 0 | 0 | 0 | 0 | 0 | 0 | 0 | 0 | 0 | 0 | 0 | 0 | 0 | 0 | 0 | 0 | 0 | 0 | 0 | [8 empty] | 0 | 0
2020 | [6 empty] | 0 | 0 | 0 | 0 | 0 | 0 | 0 | 0 | 0 | 0 | 0 | 0 | 0 | 0 | 0 | 0 | 0 | 0 | 0 | 0 | 0 | 0 | 0 | 0 | 0 | 0 | 0 | 0 | 0 | 0 | 0 | 0 | 0 | 0 | 0 | 0 | 0 | 0 | 0 | 0 | 0 | 0 | 0 | 0 | 0 | 0 | 0 | 0 | 0 | 0 | [7 empty] | 0
2021 | [7 empty] | 0 | 0 | 0 | 0 | 0 | 0 | 0 | 0 | 0 | 0 | 0 | 0 | 0 | 0 | 0 | 0 | 0 | 0 | 0 | 0 | 0 | 0 | 0 | 0 | 0 | 0 | 0 | 0 | 0 | 0 | 0 | 0 | 0 | 0 | 0 | 0 | 0 | 0 | 0 | 0 | 0 | 0 | 0 | 0 | 0 | 0 | 0 | 0 | 0 | 0 | [6 empty] | 0
2022 | [8 empty] | 0 | 0 | 0 | 0 | 0 | 0 | 0 | 0 | 0 | 0 | 0 | 0 | 0 | 0 | 0 | 0 | 0 | 0 | 0 | 0 | 0 | 0 | 0 | 0 | 0 | 0 | 0 | 0 | 0 | 0 | 0 | 0 | 0 | 0 | 0 | 0 | 0 | 0 | 0 | 0 | 0 | 0 | 0 | 0 | 0 | 0 | 0 | 0 | 0 | 0 | [5 empty] | 0
2023 | [9 empty] | 0 | 0 | 0 | 0 | 0 | 0 | 0 | 0 | 0 | 0 | 0 | 0 | 0 | 0 | 0 | 0 | 0 | 0 | 0 | 0 | 0 | 0 | 0 | 0 | 0 | 0 | 0 | 0 | 0 | 0 | 0 | 0 | 0 | 0 | 0 | 0 | 0 | 0 | 0 | 0 | 0 | 0 | 0 | 0 | 0 | 0 | 0 | 0 | 0 | 0 |  |  |  |  | 0
2024 | [10 empty] | 0 | 0 | 0 | 0 | 0 | 0 | 0 | 0 | 0 | 0 | 0 | 0 | 0 | 0 | 0 | 0 | 0 | 0 | 0 | 0 | 0 | 0 | 0 | 0 | 0 | 0 | 0 | 0 | 0 | 0 | 0 | 0 | 0 | 0 | 0 | 0 | 0 | 0 | 0 | 0 | 0 | 0 | 0 | 0 | 0 | 0 | 0 | 0 | 0 | 0 |  |  |  | 0 | 0
2025 | [11 empty] | 0 | 0 | 0 | 0 | 0 | 0 | 0 | 0 | 0 | 0 | 0 | 0 | 0 | 0 | 0 | 0 | 0 | 0 | 0 | 0 | 0 | 0 | 0 | 0 | 0 | 0 | 0 | 0 | 0 | 0 | 0 | 0 | 0 | 0 | 0 | 0 | 0 | 0 | 0 | 0 | 0 | 0 | 0 | 0 | 0 | 0 | 0 | 0 | 0 | 0 |  |  | 0
2026 | [12 empty] | 5.1805 | 5.1805 | 5.1805 | 5.1805 | 5.1805 | 5.1805 | 5.1805 | 5.1805 | 5.1805 | 5.1805 | 5.1805 | 5.1805 | 5.1805 | 5.1805 | 5.1805 | 5.1805 | 5.1805 | 5.1805 | 5.1805 | 5.1805 | 5.1805 | 5.1805 | 5.1805 | 5.1805 | 5.1805 | 5.1805 | 5.1805 | 5.1805 | 5.1805 | 5.1805 | 5.1805 | 5.1805 | 5.1805 | 5.1805 | 5.1805 | 5.1805 | 5.1805 | 5.1805 | 5.1805 | 5.1805 | 5.1805 | 5.1805 | 5.1805 | 5.1805 | 5.1805 | 5.1805 | 5.1805 | 5.1805 | 5.1805 | 5.1805 |  | 259.0227 | 259.0227
| 0 | 0 | 0 | 0 | 0 | 0 | 0 | 0 | 0 | 0 | 0 | 0 | 5.1805 | 5.1805 | 5.1805 | 5.1805 | 5.1805 | 5.1805 | 5.1805 | 5.1805 | 5.1805 | 5.1805 | 5.1805 | 5.1805 | 5.1805 | 5.1805 | 5.1805 | 5.1805 | 5.1805 | 5.1805 | 5.1805 | 5.1805 | 5.1805 | 5.1805 | 5.1805 | 5.1805 | 5.1805 | 5.1805 | 5.1805 | 5.1805 | 5.1805 | 5.1805 | 5.1805 | 5.1805 | 5.1805 | 5.1805 | 5.1805 | 5.1805 | 5.1805 | 5.1805 | 5.1805 | 5.1805 | 5.1805 | 5.1805 | 5.1805 | 5.1805 | 5.1805 | 5.1805 | 5.1805 | 5.1805 | 5.1805 | 5.1805 | 0 | 259.0227
Book Depreciation- excl. Salvage
2014 | 0 | 0 | 0 | 0 | 0 | 0 | 0 | 0 | 0 | 0 | 0 | 0 | 0 | 0 | 0 | 0 | 0 | 0 | 0 | 0 | 0 | 0 | 0 | 0 | 0 |  |  | 0 | 0 | 0 | 0 | 0 | 0 | 0 | 0 | 0 | 0 | 0 | 0 | 0 | 0 | 0 | 0 | 0 | 0 | 0 | 0 | 0 | 0 | 0 | 0 | 0 | [11 empty] | 0
2015 |  | 0 | 0 | 0 | 0 | 0 | 0 | 0 | 0 | 0 | 0 | 0 | 0 | 0 | 0 | 0 | 0 | 0 | 0 | 0 | 0 | 0 | 0 | 0 | 0 | 0 |  | 0 | 0 | 0 | 0 | 0 | 0 | 0 | 0 | 0 | 0 | 0 | 0 | 0 | 0 | 0 | 0 | 0 | 0 | 0 | 0 | 0 | 0 | 0 | 0 | 0 | [11 empty] | 0 | check - total PIS
2016 |  |  | 0 | 0 | 0 | 0 | 0 | 0 | 0 | 0 | 0 | 0 | 0 | 0 | 0 | 0 | 0 | 0 | 0 | 0 | 0 | 0 | 0 | 0 | 0 | 0 | 0 | 0 | 0 | 0 | 0 | 0 | 0 | 0 | 0 | 0 | 0 | 0 | 0 | 0 | 0 | 0 | 0 | 0 | 0 | 0 | 0 | 0 | 0 | 0 | 0 | 0 | [11 empty] | 0 | 0
2017 |  |  |  | 0 | 0 | 0 | 0 | 0 | 0 | 0 | 0 | 0 | 0 | 0 | 0 | 0 | 0 | 0 | 0 | 0 | 0 | 0 | 0 | 0 | 0 | 0 | 0 | 0 | 0 | 0 | 0 | 0 | 0 | 0 | 0 | 0 | 0 | 0 | 0 | 0 | 0 | 0 | 0 | 0 | 0 | 0 | 0 | 0 | 0 | 0 | 0 | 0 | 0 | [10 empty] | 0 | 0
2018 |  |  |  |  | 0 | 0 | 0 | 0 | 0 | 0 | 0 | 0 | 0 | 0 | 0 | 0 | 0 | 0 | 0 | 0 | 0 | 0 | 0 | 0 | 0 | 0 | 0 | 0 | 0 | 0 | 0 | 0 | 0 | 0 | 0 | 0 | 0 | 0 | 0 | 0 | 0 | 0 | 0 | 0 | 0 | 0 | 0 | 0 | 0 | 0 | 0 | 0 | 0 | 0 | [9 empty] | 0
2019 | [5 empty] | 0 | 0 | 0 | 0 | 0 | 0 | 0 | 0 | 0 | 0 | 0 | 0 | 0 | 0 | 0 | 0 | 0 | 0 | 0 | 0 | 0 | 0 | 0 | 0 | 0 | 0 | 0 | 0 | 0 | 0 | 0 | 0 | 0 | 0 | 0 | 0 | 0 | 0 | 0 | 0 | 0 | 0 | 0 | 0 | 0 | 0 | 0 | 0 | 0 | 0 | [8 empty] | 0 | 0
2020 | [6 empty] | 0 | 0 | 0 | 0 | 0 | 0 | 0 | 0 | 0 | 0 | 0 | 0 | 0 | 0 | 0 | 0 | 0 | 0 | 0 | 0 | 0 | 0 | 0 | 0 | 0 | 0 | 0 | 0 | 0 | 0 | 0 | 0 | 0 | 0 | 0 | 0 | 0 | 0 | 0 | 0 | 0 | 0 | 0 | 0 | 0 | 0 | 0 | 0 | 0 | 0 | [7 empty] | 0
2021 | [7 empty] | 0 | 0 | 0 | 0 | 0 | 0 | 0 | 0 | 0 | 0 | 0 | 0 | 0 | 0 | 0 | 0 | 0 | 0 | 0 | 0 | 0 | 0 | 0 | 0 | 0 | 0 | 0 | 0 | 0 | 0 | 0 | 0 | 0 | 0 | 0 | 0 | 0 | 0 | 0 | 0 | 0 | 0 | 0 | 0 | 0 | 0 | 0 | 0 | 0 | 0 | [6 empty] | 0
2022 | [8 empty] | 0 | 0 | 0 | 0 | 0 | 0 | 0 | 0 | 0 | 0 | 0 | 0 | 0 | 0 | 0 | 0 | 0 | 0 | 0 | 0 | 0 | 0 | 0 | 0 | 0 | 0 | 0 | 0 | 0 | 0 | 0 | 0 | 0 | 0 | 0 | 0 | 0 | 0 | 0 | 0 | 0 | 0 | 0 | 0 | 0 | 0 | 0 | 0 | 0 | 0 | [5 empty] | 0
2023 | [9 empty] | 0 | 0 | 0 | 0 | 0 | 0 | 0 | 0 | 0 | 0 | 0 | 0 | 0 | 0 | 0 | 0 | 0 | 0 | 0 | 0 | 0 | 0 | 0 | 0 | 0 | 0 | 0 | 0 | 0 | 0 | 0 | 0 | 0 | 0 | 0 | 0 | 0 | 0 | 0 | 0 | 0 | 0 | 0 | 0 | 0 | 0 | 0 | 0 | 0 | 0 |  |  |  |  | 0
2024 | [10 empty] | 0 | 0 | 0 | 0 | 0 | 0 | 0 | 0 | 0 | 0 | 0 | 0 | 0 | 0 | 0 | 0 | 0 | 0 | 0 | 0 | 0 | 0 | 0 | 0 | 0 | 0 | 0 | 0 | 0 | 0 | 0 | 0 | 0 | 0 | 0 | 0 | 0 | 0 | 0 | 0 | 0 | 0 | 0 | 0 | 0 | 0 | 0 | 0 | 0 | 0 |  |  |  | 0 | 0
2025 | [11 empty] | 0 | 0 | 0 | 0 | 0 | 0 | 0 | 0 | 0 | 0 | 0 | 0 | 0 | 0 | 0 | 0 | 0 | 0 | 0 | 0 | 0 | 0 | 0 | 0 | 0 | 0 | 0 | 0 | 0 | 0 | 0 | 0 | 0 | 0 | 0 | 0 | 0 | 0 | 0 | 0 | 0 | 0 | 0 | 0 | 0 | 0 | 0 | 0 | 0 | 0 |  |  | 0
2026 | [12 empty] | 4.1444 | 4.1444 | 4.1444 | 4.1444 | 4.1444 | 4.1444 | 4.1444 | 4.1444 | 4.1444 | 4.1444 | 4.1444 | 4.1444 | 4.1444 | 4.1444 | 4.1444 | 4.1444 | 4.1444 | 4.1444 | 4.1444 | 4.1444 | 4.1444 | 4.1444 | 4.1444 | 4.1444 | 4.1444 | 4.1444 | 4.1444 | 4.1444 | 4.1444 | 4.1444 | 4.1444 | 4.1444 | 4.1444 | 4.1444 | 4.1444 | 4.1444 | 4.1444 | 4.1444 | 4.1444 | 4.1444 | 4.1444 | 4.1444 | 4.1444 | 4.1444 | 4.1444 | 4.1444 | 4.1444 | 4.1444 | 4.1444 | 4.1444 |  | 207.2182 | 207.2182
| 0 | 0 | 0 | 0 | 0 | 0 | 0 | 0 | 0 | 0 | 0 | 0 | 4.1444 | 4.1444 | 4.1444 | 4.1444 | 4.1444 | 4.1444 | 4.1444 | 4.1444 | 4.1444 | 4.1444 | 4.1444 | 4.1444 | 4.1444 | 4.1444 | 4.1444 | 4.1444 | 4.1444 | 4.1444 | 4.1444 | 4.1444 | 4.1444 | 4.1444 | 4.1444 | 4.1444 | 4.1444 | 4.1444 | 4.1444 | 4.1444 | 4.1444 | 4.1444 | 4.1444 | 4.1444 | 4.1444 | 4.1444 | 4.1444 | 4.1444 | 4.1444 | 4.1444 | 4.1444 | 4.1444 | 4.1444 | 4.1444 | 4.1444 | 4.1444 | 4.1444 | 4.1444 | 4.1444 | 4.1444 | 4.1444 | 4.1444 | 0 | 207.2182
Note on A50: Lee, Betty: rate base does not include CWIP b/c the CapEx dollars include an AFUDC component in it already

## 5 (hidden)
Project No. | 5
Project Desc. | #N/A
Book Life | #N/A
Tax Life | #N/A
Salvage Rate | #N/A
| 2014 | 2015 | 2016 | 2017 | 2018 | 2019 | 2020 | 2021 | 2022 | 2023 | 2024
Closing to Plant (Y/N) | #N/A | #N/A | #N/A | #N/A | Y | #N/A | #N/A | #N/A | #N/A | Y | #N/A | Total
CWIP
Beginning of Period | 0 | 0 | 0 | 0 | 0 | 0 | 0 | 0 | 0 | 0 | 0
Activity
Capex | [11 empty] | 0
Closings to Plant | [11 empty] | 0
End of Period | 0 | 0 | 0 | 0 | 0 | 0 | 0 | 0 | 0 | 0 | 0
Average | 0 | 0 | 0 | 0 | 0 | 0 | 0 | 0 | 0 | 0 | 0
Plant in Service
Beginning of Period | 0 | 0 | 0 | 0 | 0 | 0 | 0 | 0 | 0 | 0 | 0
Activity | 0 | 0 | 0 | 0 | 0 | 0 | 0 | 0 | 0 | 0 | 0 | 0
End of Period | 0 | 0 | 0 | 0 | 0 | 0 | 0 | 0 | 0 | 0 | 0
Average | 0 | 0 | 0 | 0 | 0 | 0 | 0 | 0 | 0 | 0 | 0
Tax Depreciation
Beginning of Period | 0 | 0 | 0 | 0 | 0 | 0 | 0 | 0 | 0 | 0 | 0
Federal | 0 | 0 | 0 | 0 | 0 | 0 | 0 | 0 | 0 | 0 | 0 | 0
State | 0 | 0 | 0 | 0 | 0 | 0 | 0 | 0 | 0 | 0 | 0 | 0
End of Period | 0 | 0 | 0 | 0 | 0 | 0 | 0 | 0 | 0 | 0 | 0
Average | 0 | 0 | 0 | 0 | 0 | 0 | 0 | 0 | 0 | 0 | 0
Book Depreciation with COR
Beginning of Period | 0 | 0 | 0 | 0 | 0 | 0 | 0 | 0 | 0 | 0 | 0
Activity | 0 | 0 | 0 | 0 | 0 | 0 | 0 | 0 | 0 | 0 | 0 | 0
End of Period | 0 | 0 | 0 | 0 | 0 | 0 | 0 | 0 | 0 | 0 | 0
Average | 0 | 0 | 0 | 0 | 0 | 0 | 0 | 0 | 0 | 0 | 0
Federal Deferred Tax Balance, Net of Tax
Beginning of Period | 0 | 0 | 0 | 0 | 0 | 0 | 0 | 0 | 0 | 0 | 0
Activity | 0 | 0 | 0 | 0 | 0 | 0 | 0 | 0 | 0 | 0 | 0 | 0
End of Period | 0 | 0 | 0 | 0 | 0 | 0 | 0 | 0 | 0 | 0 | 0
Average | 0 | 0 | 0 | 0 | 0 | 0 | 0 | 0 | 0 | 0 | 0
State Deferred Tax Balance
Beginning of Period | 0 | 0 | 0 | 0 | 0 | 0 | 0 | 0 | 0 | 0 | 0
Activity | 0 | 0 | 0 | 0 | 0 | 0 | 0 | 0 | 0 | 0 | 0 | 0
End of Period | 0 | 0 | 0 | 0 | 0 | 0 | 0 | 0 | 0 | 0 | 0
Average | 0 | 0 | 0 | 0 | 0 | 0 | 0 | 0 | 0 | 0 | 0
Net Rate Base - Average | 0 | 0 | 0 | 0 | 0 | 0 | 0 | 0 | 0 | 0 | 0
EXPENSES
Income Tax - Removal Cost | 0 | 0 | 0 | 0 | 0 | 0 | 0 | 0 | 0 | 0 | 0 | 0
Cost Savings | #REF! | #REF! | #REF! | #REF! | #REF! | #REF! | #REF! | #REF! | #REF! | #REF! | #REF! | #REF!
Book Depreciation | 0 | 0 | 0 | 0 | 0 | 0 | 0 | 0 | 0 | 0 | 0 | 0
Property Taxes | 0 | 0 | 0 | 0 | 0 | 0 | 0 | 0 | 0 | 0 | 0 | 0
Total Expenses | #REF! | #REF! | #REF! | #REF! | #REF! | #REF! | #REF! | #REF! | #REF! | #REF! | #REF! | #REF!
REVENUE REQUIREMENT
Net Rate Base | 0 | 0 | 0 | 0 | 0 | 0 | 0 | 0 | 0 | 0 | 0 | 0
ROR | 9.98% | 9.98% | 9.98% | 9.98% | 9.98% | 9.98% | 9.98% | 9.98% | 9.98% | 9.98% | 9.98%
Earnings Base | 0 | 0 | 0 | 0 | 0 | 0 | 0 | 0 | 0 | 0 | 0
Earnings - Expense | #REF! | #REF! | #REF! | #REF! | #REF! | #REF! | #REF! | #REF! | #REF! | #REF! | #REF! | #REF!
Total Earnings Effect | #REF! | #REF! | #REF! | #REF! | #REF! | #REF! | #REF! | #REF! | #REF! | #REF! | #REF!
Gross-Up Factor | 1.0354 | 1.0354 | 1.0354 | 1.0354 | 1.0354 | 1.0354 | 1.0354 | 1.0354 | 1.0354 | 1.0354 | 1.0354
Revenue requirement | #REF! | #REF! | #REF! | #REF! | #REF! | #REF! | #REF! | #REF! | #REF! | #REF! | #REF! | #REF!
Depreciation Calculations
Tax Depreciation - Federal
Cost of new equipment in service basis | 0 | 0 | 0 | 0 | 0 | 0 | 0 | 0 | 0 | 0 | 0
Bonus Depreciation (N/A) | 0 | 0 | 0 | 0 | 0 | 0 | 0 | 0 | 0 | 0 | 0
Regular Depreciation basis (Cumulative) | 0 | 0 | 0 | 0 | 0 | 0 | 0 | 0 | 0 | 0 | 0
RegularDepreciation | 0 | 0 | 0 | 0 | 0 | 0 | 0 | 0 | 0 | 0 | 0
Total Depreciation for year | 0 | 0 | 0 | 0 | 0 | 0 | 0 | 0 | 0 | 0 | 0
Tax Depreciation - State
Cost of new equipment in service basis | 0 | 0 | 0 | 0 | 0 | 0 | 0 | 0 | 0 | 0 | 0
Bonus Depreciation (N/A) | 0 | 0 | 0 | 0 | 0 | 0 | 0 | 0 | 0 | 0 | 0
Regular Depreciation basis (Cumulative) | 0 | 0 | 0 | 0 | 0 | 0 | 0 | 0 | 0 | 0 | 0
RegularDepreciation | 0 | 0 | 0 | 0 | 0 | 0 | 0 | 0 | 0 | 0 | 0
Total Depreciation for year | 0 | 0 | 0 | 0 | 0 | 0 | 0 | 0 | 0 | 0 | 0
Book Depreciation with COR
2014 | #N/A | #N/A | #N/A | #N/A | #N/A | #N/A | #N/A | #N/A | #N/A | #N/A | #N/A | #N/A
2015 |  | #N/A | #N/A | #N/A | #N/A | #N/A | #N/A | #N/A | #N/A | #N/A | #N/A | #N/A
2016 |  |  | #N/A | #N/A | #N/A | #N/A | #N/A | #N/A | #N/A | #N/A | #N/A | #N/A
2017 |  |  |  | #N/A | #N/A | #N/A | #N/A | #N/A | #N/A | #N/A | #N/A | #N/A
2018 |  |  |  |  | #N/A | #N/A | #N/A | #N/A | #N/A | #N/A | #N/A | #N/A
2019 | [5 empty] | #N/A | #N/A | #N/A | #N/A | #N/A | #N/A | #N/A
2020 | [6 empty] | #N/A | #N/A | #N/A | #N/A | #N/A | #N/A
2021 | [7 empty] | #N/A | #N/A | #N/A | #N/A | #N/A
2022 | [8 empty] | #N/A | #N/A | #N/A | #N/A
2023 | [9 empty] | #N/A | #N/A | #N/A
2024 | [10 empty] | #N/A | #N/A
| #N/A | #N/A | #N/A | #N/A | #N/A | #N/A | #N/A | #N/A | #N/A | #N/A | #N/A | #N/A
Book Depreciation- excl. Salvage
2014 | #N/A | #N/A | #N/A | #N/A | #N/A | #N/A | #N/A | #N/A | #N/A | #N/A | #N/A | #N/A
2015 |  | #N/A | #N/A | #N/A | #N/A | #N/A | #N/A | #N/A | #N/A | #N/A | #N/A | #N/A
2016 |  |  | #N/A | #N/A | #N/A | #N/A | #N/A | #N/A | #N/A | #N/A | #N/A | #N/A
2017 |  |  |  | #N/A | #N/A | #N/A | #N/A | #N/A | #N/A | #N/A | #N/A | #N/A
2018 |  |  |  |  | #N/A | #N/A | #N/A | #N/A | #N/A | #N/A | #N/A | #N/A
2019 | [5 empty] | #N/A | #N/A | #N/A | #N/A | #N/A | #N/A | #N/A
2020 | [6 empty] | #N/A | #N/A | #N/A | #N/A | #N/A | #N/A
2021 | [7 empty] | #N/A | #N/A | #N/A | #N/A | #N/A
2022 | [8 empty] | #N/A | #N/A | #N/A | #N/A
2023 | [9 empty] | #N/A | #N/A | #N/A
2024 | [10 empty] | #N/A | #N/A
| #N/A | #N/A | #N/A | #N/A | #N/A | #N/A | #N/A | #N/A | #N/A | #N/A | #N/A | #N/A

## 3b-2017
Project No. | 3b
Project Desc. | 4 MWs from Brownsville No. 1 to Glendale + 2MWs in High Tension Vault (formerly 5 MW)
Book Life | 50
Tax Life | 20N
Salvage Rate | -25%
| 2014 | 2015 | 2016 | 2017 | 2018 | 2019 | 2020 | 2021 | 2022 | 2023 | 2024 | 2025 | 2026 | 2027 | 2028 | 2029 | 2030 | 2031 | 2032 | 2033 | 2034 | 2035 | 2036 | 2037 | 2038 | 2039 | 2040 | 2041 | 2042 | 2043 | 2044 | 2045 | 2046 | 2047 | 2048 | 2049 | 2050 | 2051 | 2052 | 2053 | 2054 | 2055 | 2056 | 2057 | 2058 | 2059 | 2060 | 2061 | 2062 | 2063 | 2064 | 2065 | 2066 | 2067 | 2068 | 2069 | 2070 | 2071 | 2072 | 2073 | 2074 | 2075 | 2076
Closing to Plant (Y/N) | N | N | Y | N | N | N | N | N | N | N | N | N | N | N | N | N | N | N | N | N | N | N | N | N | N | N | N | N | N | N | N | N | N | N | N | N | N | N | N | N | N | N | N | N | N | N | N | N | N | N | N | N | N | N | N | N | N | N | N | N | N | N | N | Total
CWIP
Beginning of Period | 0 | 0 | 2.4878 | 0 | 0 | 0 | 0 | 0 | 0 | 0 | 0 | 0 | 0 | 0 | 0 | 0 | 0 | 0 | 0 | 0 | 0 | 0 | 0 | 0 | 0 | 0 | 0 | 0 | 0 | 0 | 0 | 0 | 0 | 0 | 0 | 0 | 0 | 0 | 0 | 0 | 0 | 0 | 0 | 0 | 0 | 0 | 0 | 0 | 0 | 0 | 0 | 0 | 0 | 0 | 0 | 0 | 0 | 0 | 0 | 0 | 0 | 0 | 0
Activity
Capex | 0 | 2.4878 | 0.64472 | 0 | 0 | 0 | 0 | 0 | 0 | 0 | 0 | 0 | 0 | [50 empty] | 3.1326
Closings to Plant |  |  | -3.1326 | [9 empty] | 0 | [50 empty] | -3.1326
End of Period | 0 | 2.4878 | 0 | 0 | 0 | 0 | 0 | 0 | 0 | 0 | 0 | 0 | 0 | 0 | 0 | 0 | 0 | 0 | 0 | 0 | 0 | 0 | 0 | 0 | 0 | 0 | 0 | 0 | 0 | 0 | 0 | 0 | 0 | 0 | 0 | 0 | 0 | 0 | 0 | 0 | 0 | 0 | 0 | 0 | 0 | 0 | 0 | 0 | 0 | 0 | 0 | 0 | 0 | 0 | 0 | 0 | 0 | 0 | 0 | 0 | 0 | 0 | 0
Average | 0 | 1.2439 | 1.2439 | 0 | 0 | 0 | 0 | 0 | 0 | 0 | 0 | 0 | 0 | 0 | 0 | 0 | 0 | 0 | 0 | 0 | 0 | 0 | 0 | 0 | 0 | 0 | 0 | 0 | 0 | 0 | 0 | 0 | 0 | 0 | 0 | 0 | 0 | 0 | 0 | 0 | 0 | 0 | 0 | 0 | 0 | 0 | 0 | 0 | 0 | 0 | 0 | 0 | 0 | 0 | 0 | 0 | 0 | 0 | 0 | 0 | 0 | 0 | 0
Plant in Service
Beginning of Period | 0 | 0 | 0 | 3.1326 | 3.1326 | 3.1326 | 3.1326 | 3.1326 | 3.1326 | 3.1326 | 3.1326 | 3.1326 | 3.1326 | 3.1326 | 3.1326 | 3.1326 | 3.1326 | 3.1326 | 3.1326 | 3.1326 | 3.1326 | 3.1326 | 3.1326 | 3.1326 | 3.1326 | 3.1326 | 3.1326 | 3.1326 | 3.1326 | 3.1326 | 3.1326 | 3.1326 | 3.1326 | 3.1326 | 3.1326 | 3.1326 | 3.1326 | 3.1326 | 3.1326 | 3.1326 | 3.1326 | 3.1326 | 3.1326 | 3.1326 | 3.1326 | 3.1326 | 3.1326 | 3.1326 | 3.1326 | 3.1326 | 3.1326 | 3.1326 | 0 | 0 | 0 | 0 | 0 | 0 | 0 | 0 | 0 | 0 | 0
Activity | 0 | 0 | 3.1326 | 0 | 0 | 0 | 0 | 0 | 0 | 0 | 0 | 0 | 0 | 0 | 0 | 0 | 0 | 0 | 0 | 0 | 0 | 0 | 0 | 0 | 0 | 0 | 0 | 0 | 0 | 0 | 0 | 0 | 0 | 0 | 0 | 0 | 0 | 0 | 0 | 0 | 0 | 0 | 0 | 0 | 0 | 0 | 0 | 0 | 0 | 0 | 0 | -3.1326 | 0 | 0 | 0 | 0 | 0 | 0 | 0 | 0 | 0 | 0 | 0 | 0
End of Period | 0 | 0 | 3.1326 | 3.1326 | 3.1326 | 3.1326 | 3.1326 | 3.1326 | 3.1326 | 3.1326 | 3.1326 | 3.1326 | 3.1326 | 3.1326 | 3.1326 | 3.1326 | 3.1326 | 3.1326 | 3.1326 | 3.1326 | 3.1326 | 3.1326 | 3.1326 | 3.1326 | 3.1326 | 3.1326 | 3.1326 | 3.1326 | 3.1326 | 3.1326 | 3.1326 | 3.1326 | 3.1326 | 3.1326 | 3.1326 | 3.1326 | 3.1326 | 3.1326 | 3.1326 | 3.1326 | 3.1326 | 3.1326 | 3.1326 | 3.1326 | 3.1326 | 3.1326 | 3.1326 | 3.1326 | 3.1326 | 3.1326 | 3.1326 | 0 | 0 | 0 | 0 | 0 | 0 | 0 | 0 | 0 | 0 | 0 | 0
Average | 0 | 0 | 1.5663 | 3.1326 | 3.1326 | 3.1326 | 3.1326 | 3.1326 | 3.1326 | 3.1326 | 3.1326 | 3.1326 | 3.1326 | 3.1326 | 3.1326 | 3.1326 | 3.1326 | 3.1326 | 3.1326 | 3.1326 | 3.1326 | 3.1326 | 3.1326 | 3.1326 | 3.1326 | 3.1326 | 3.1326 | 3.1326 | 3.1326 | 3.1326 | 3.1326 | 3.1326 | 3.1326 | 3.1326 | 3.1326 | 3.1326 | 3.1326 | 3.1326 | 3.1326 | 3.1326 | 3.1326 | 3.1326 | 3.1326 | 3.1326 | 3.1326 | 3.1326 | 3.1326 | 3.1326 | 3.1326 | 3.1326 | 3.1326 | 1.5663 | 0 | 0 | 0 | 0 | 0 | 0 | 0 | 0 | 0 | 0 | 0
Tax Depreciation
Beginning of Period | 0 | 0 | 0 | 0.23494 | 0.68722 | 1.1055 | 1.4925 | 1.8505 | 2.1816 | 2.4878 | 2.7711 | 3.0507 | 3.3302 | 3.6098 | 3.8893 | 4.1689 | 4.4484 | 4.728 | 5.0075 | 5.2871 | 5.5666 | 5.8462 | 6.1257 | 6.2655 | 6.2655 | 6.2655 | 6.2655 | 6.2655 | 6.2655 | 6.2655 | 6.2655 | 6.2655 | 6.2655 | 6.2655 | 6.2655 | 6.2655 | 6.2655 | 6.2655 | 6.2655 | 6.2655 | 6.2655 | 6.2655 | 6.2655 | 6.2655 | 6.2655 | 6.2655 | 6.2655 | 6.2655 | 6.2655 | 6.2655 | 6.2655 | 6.2655 | 6.2655 | 6.2655 | 6.2655 | 6.2655 | 6.2655 | 6.2655 | 6.2655 | 6.2655 | 6.2655 | 6.2655 | 6.2655
Federal | 0 | 0 | 0.11747 | 0.22614 | 0.20916 | 0.1935 | 0.17896 | 0.16556 | 0.15312 | 0.14165 | 0.13977 | 0.13977 | 0.13977 | 0.13977 | 0.13977 | 0.13977 | 0.13977 | 0.13977 | 0.13977 | 0.13977 | 0.13977 | 0.13977 | 0.069887 | 0 | 0 | 0 | 0 | 0 | 0 | 0 | 0 | 0 | 0 | 0 | 0 | 0 | 0 | 0 | 0 | 0 | 0 | 0 | 0 | 0 | 0 | 0 | 0 | 0 | 0 | 0 | 0 | 0 | 0 | 0 | 0 | 0 | 0 | 0 | 0 | 0 | 0 | 0 | 0 | 3.1328
State | 0 | 0 | 0.11747 | 0.22614 | 0.20916 | 0.1935 | 0.17896 | 0.16556 | 0.15312 | 0.14165 | 0.13977 | 0.13977 | 0.13977 | 0.13977 | 0.13977 | 0.13977 | 0.13977 | 0.13977 | 0.13977 | 0.13977 | 0.13977 | 0.13977 | 0.069887 | 0 | 0 | 0 | 0 | 0 | 0 | 0 | 0 | 0 | 0 | 0 | 0 | 0 | 0 | 0 | 0 | 0 | 0 | 0 | 0 | 0 | 0 | 0 | 0 | 0 | 0 | 0 | 0 | 0 | 0 | 0 | 0 | 0 | 0 | 0 | 0 | 0 | 0 | 0 | 0 | 3.1328
End of Period | 0 | 0 | 0.23494 | 0.68722 | 1.1055 | 1.4925 | 1.8505 | 2.1816 | 2.4878 | 2.7711 | 3.0507 | 3.3302 | 3.6098 | 3.8893 | 4.1689 | 4.4484 | 4.728 | 5.0075 | 5.2871 | 5.5666 | 5.8462 | 6.1257 | 6.2655 | 6.2655 | 6.2655 | 6.2655 | 6.2655 | 6.2655 | 6.2655 | 6.2655 | 6.2655 | 6.2655 | 6.2655 | 6.2655 | 6.2655 | 6.2655 | 6.2655 | 6.2655 | 6.2655 | 6.2655 | 6.2655 | 6.2655 | 6.2655 | 6.2655 | 6.2655 | 6.2655 | 6.2655 | 6.2655 | 6.2655 | 6.2655 | 6.2655 | 6.2655 | 6.2655 | 6.2655 | 6.2655 | 6.2655 | 6.2655 | 6.2655 | 6.2655 | 6.2655 | 6.2655 | 6.2655 | 6.2655
Average | 0 | 0 | 0.11747 | 0.46108 | 0.89638 | 1.299 | 1.6715 | 2.016 | 2.3347 | 2.6295 | 2.9109 | 3.1905 | 3.47 | 3.7496 | 4.0291 | 4.3087 | 4.5882 | 4.8678 | 5.1473 | 5.4269 | 5.7064 | 5.986 | 6.1956 | 6.2655 | 6.2655 | 6.2655 | 6.2655 | 6.2655 | 6.2655 | 6.2655 | 6.2655 | 6.2655 | 6.2655 | 6.2655 | 6.2655 | 6.2655 | 6.2655 | 6.2655 | 6.2655 | 6.2655 | 6.2655 | 6.2655 | 6.2655 | 6.2655 | 6.2655 | 6.2655 | 6.2655 | 6.2655 | 6.2655 | 6.2655 | 6.2655 | 6.2655 | 6.2655 | 6.2655 | 6.2655 | 6.2655 | 6.2655 | 6.2655 | 6.2655 | 6.2655 | 6.2655 | 6.2655 | 6.2655
Book Depreciation with COR
Beginning of Period | 0 | 0 | 0 | 0.078314 | 0.15663 | 0.23494 | 0.31326 | 0.39157 | 0.46988 | 0.5482 | 0.62651 | 0.70483 | 0.78314 | 0.86146 | 0.93977 | 1.0181 | 1.0964 | 1.1747 | 1.253 | 1.3313 | 1.4097 | 1.488 | 1.5663 | 1.6446 | 1.7229 | 1.8012 | 1.8795 | 1.9579 | 2.0362 | 2.1145 | 2.1928 | 2.2711 | 2.3494 | 2.4277 | 2.5061 | 2.5844 | 2.6627 | 2.741 | 2.8193 | 2.8976 | 2.9759 | 3.0542 | 3.1326 | 3.2109 | 3.2892 | 3.3675 | 3.4458 | 3.5241 | 3.6024 | 3.6808 | 3.7591 | 3.8374 | 0 | 0 | 0 | 0 | 0 | 0 | 0 | 0 | 0 | 0 | 0
Activity | 0 | 0 | 0.078314 | 0.078314 | 0.078314 | 0.078314 | 0.078314 | 0.078314 | 0.078314 | 0.078314 | 0.078314 | 0.078314 | 0.078314 | 0.078314 | 0.078314 | 0.078314 | 0.078314 | 0.078314 | 0.078314 | 0.078314 | 0.078314 | 0.078314 | 0.078314 | 0.078314 | 0.078314 | 0.078314 | 0.078314 | 0.078314 | 0.078314 | 0.078314 | 0.078314 | 0.078314 | 0.078314 | 0.078314 | 0.078314 | 0.078314 | 0.078314 | 0.078314 | 0.078314 | 0.078314 | 0.078314 | 0.078314 | 0.078314 | 0.078314 | 0.078314 | 0.078314 | 0.078314 | 0.078314 | 0.078314 | 0.078314 | 0.078314 | 0.078314 | 0 | 0 | 0 | 0 | 0 | 0 | 0 | 0 | 0 | 0 | 0 | 3.9157
Book Depreciation Related to Retired PIS | [49 empty] | 0 | 0 | -3.9157 | 0 | 0 | 0 | 0 | 0 | 0 | 0 | 0 | 0 | 0 |  | -3.9157
End of Period | 0 | 0 | 0.078314 | 0.15663 | 0.23494 | 0.31326 | 0.39157 | 0.46988 | 0.5482 | 0.62651 | 0.70483 | 0.78314 | 0.86146 | 0.93977 | 1.0181 | 1.0964 | 1.1747 | 1.253 | 1.3313 | 1.4097 | 1.488 | 1.5663 | 1.6446 | 1.7229 | 1.8012 | 1.8795 | 1.9579 | 2.0362 | 2.1145 | 2.1928 | 2.2711 | 2.3494 | 2.4277 | 2.5061 | 2.5844 | 2.6627 | 2.741 | 2.8193 | 2.8976 | 2.9759 | 3.0542 | 3.1326 | 3.2109 | 3.2892 | 3.3675 | 3.4458 | 3.5241 | 3.6024 | 3.6808 | 3.7591 | 3.8374 | 0 | 0 | 0 | 0 | 0 | 0 | 0 | 0 | 0 | 0 | 0 | 0
Average | 0 | 0 | 0.039157 | 0.11747 | 0.19579 | 0.2741 | 0.35241 | 0.43073 | 0.50904 | 0.58736 | 0.66567 | 0.74398 | 0.8223 | 0.90061 | 0.97893 | 1.0572 | 1.1356 | 1.2139 | 1.2922 | 1.3705 | 1.4488 | 1.5271 | 1.6054 | 1.6838 | 1.7621 | 1.8404 | 1.9187 | 1.997 | 2.0753 | 2.1536 | 2.232 | 2.3103 | 2.3886 | 2.4669 | 2.5452 | 2.6235 | 2.7018 | 2.7802 | 2.8585 | 2.9368 | 3.0151 | 3.0934 | 3.1717 | 3.25 | 3.3283 | 3.4067 | 3.485 | 3.5633 | 3.6416 | 3.7199 | 3.7982 | 1.9187 | 0 | 0 | 0 | 0 | 0 | 0 | 0 | 0 | 0 | 0 | 0
Federal Deferred Tax Balance, Net of Tax
Beginning of Period | 0 | 0 | 0 | 0.019187 | 0.076408 | 0.12769 | 0.17348 | 0.21419 | 0.25021 | 0.28187 | 0.30952 | 0.33652 | 0.36351 | 0.3905 | 0.4175 | 0.44449 | 0.47148 | 0.49848 | 0.52547 | 0.55246 | 0.57946 | 0.60645 | 0.63344 | 0.63598 | 0.61405 | 0.59212 | 0.57019 | 0.54826 | 0.52634 | 0.50441 | 0.48248 | 0.46055 | 0.43862 | 0.4167 | 0.39477 | 0.37284 | 0.35091 | 0.32898 | 0.30706 | 0.28513 | 0.2632 | 0.24127 | 0.21935 | 0.19742 | 0.17549 | 0.15356 | 0.13163 | 0.10971 | 0.087778 | 0.06585 | 0.043922 | 0.021994 | 6.5784e-05 | 6.5784e-05 | 6.5784e-05 | 6.5784e-05 | 6.5784e-05 | 6.5784e-05 | 6.5784e-05 | 6.5784e-05 | 6.5784e-05 | 6.5784e-05 | 6.5784e-05
Activity | 0 | 0 | 0.019187 | 0.057221 | 0.051279 | 0.045797 | 0.040709 | 0.036017 | 0.031664 | 0.027651 | 0.026993 | 0.026993 | 0.026993 | 0.026993 | 0.026993 | 0.026993 | 0.026993 | 0.026993 | 0.026993 | 0.026993 | 0.026993 | 0.026993 | 0.0025327 | -0.021928 | -0.021928 | -0.021928 | -0.021928 | -0.021928 | -0.021928 | -0.021928 | -0.021928 | -0.021928 | -0.021928 | -0.021928 | -0.021928 | -0.021928 | -0.021928 | -0.021928 | -0.021928 | -0.021928 | -0.021928 | -0.021928 | -0.021928 | -0.021928 | -0.021928 | -0.021928 | -0.021928 | -0.021928 | -0.021928 | -0.021928 | -0.021928 | -0.021928 | 0 | 0 | 0 | 0 | 0 | 0 | 0 | 0 | 0 | 0 | 0 | 6.5784e-05
End of Period | 0 | 0 | 0.019187 | 0.076408 | 0.12769 | 0.17348 | 0.21419 | 0.25021 | 0.28187 | 0.30952 | 0.33652 | 0.36351 | 0.3905 | 0.4175 | 0.44449 | 0.47148 | 0.49848 | 0.52547 | 0.55246 | 0.57946 | 0.60645 | 0.63344 | 0.63598 | 0.61405 | 0.59212 | 0.57019 | 0.54826 | 0.52634 | 0.50441 | 0.48248 | 0.46055 | 0.43862 | 0.4167 | 0.39477 | 0.37284 | 0.35091 | 0.32898 | 0.30706 | 0.28513 | 0.2632 | 0.24127 | 0.21935 | 0.19742 | 0.17549 | 0.15356 | 0.13163 | 0.10971 | 0.087778 | 0.06585 | 0.043922 | 0.021994 | 6.5784e-05 | 6.5784e-05 | 6.5784e-05 | 6.5784e-05 | 6.5784e-05 | 6.5784e-05 | 6.5784e-05 | 6.5784e-05 | 6.5784e-05 | 6.5784e-05 | 6.5784e-05 | 6.5784e-05
Average | 0 | 0 | 0.0095935 | 0.047797 | 0.10205 | 0.15058 | 0.19384 | 0.2322 | 0.26604 | 0.2957 | 0.32302 | 0.35001 | 0.37701 | 0.404 | 0.43099 | 0.45799 | 0.48498 | 0.51197 | 0.53897 | 0.56596 | 0.59295 | 0.61995 | 0.63471 | 0.62501 | 0.60308 | 0.58116 | 0.55923 | 0.5373 | 0.51537 | 0.49344 | 0.47152 | 0.44959 | 0.42766 | 0.40573 | 0.3838 | 0.36188 | 0.33995 | 0.31802 | 0.29609 | 0.27417 | 0.25224 | 0.23031 | 0.20838 | 0.18645 | 0.16453 | 0.1426 | 0.12067 | 0.098742 | 0.076814 | 0.054886 | 0.032958 | 0.01103 | 6.5784e-05 | 6.5784e-05 | 6.5784e-05 | 6.5784e-05 | 6.5784e-05 | 6.5784e-05 | 6.5784e-05 | 6.5784e-05 | 6.5784e-05 | 6.5784e-05 | 6.5784e-05
State Deferred Tax Balance
Beginning of Period | 0 | 0 | 0 | 0.0035633 | 0.01419 | 0.023713 | 0.032218 | 0.039779 | 0.046467 | 0.052348 | 0.057483 | 0.062496 | 0.067509 | 0.072522 | 0.077535 | 0.082548 | 0.087561 | 0.092574 | 0.097587 | 0.1026 | 0.10761 | 0.11263 | 0.11764 | 0.11811 | 0.11404 | 0.10997 | 0.10589 | 0.10182 | 0.097748 | 0.093676 | 0.089604 | 0.085531 | 0.081459 | 0.077387 | 0.073314 | 0.069242 | 0.06517 | 0.061097 | 0.057025 | 0.052953 | 0.04888 | 0.044808 | 0.040736 | 0.036663 | 0.032591 | 0.028519 | 0.024446 | 0.020374 | 0.016302 | 0.012229 | 0.0081569 | 0.0040845 | 1.2217e-05 | 1.2217e-05 | 1.2217e-05 | 1.2217e-05 | 1.2217e-05 | 1.2217e-05 | 1.2217e-05 | 1.2217e-05 | 1.2217e-05 | 1.2217e-05 | 1.2217e-05
Activity | 0 | 0 | 0.0035633 | 0.010627 | 0.0095232 | 0.0085051 | 0.0075603 | 0.0066888 | 0.0058804 | 0.0051352 | 0.005013 | 0.005013 | 0.005013 | 0.005013 | 0.005013 | 0.005013 | 0.005013 | 0.005013 | 0.005013 | 0.005013 | 0.005013 | 0.005013 | 0.00047035 | -0.0040723 | -0.0040723 | -0.0040723 | -0.0040723 | -0.0040723 | -0.0040723 | -0.0040723 | -0.0040723 | -0.0040723 | -0.0040723 | -0.0040723 | -0.0040723 | -0.0040723 | -0.0040723 | -0.0040723 | -0.0040723 | -0.0040723 | -0.0040723 | -0.0040723 | -0.0040723 | -0.0040723 | -0.0040723 | -0.0040723 | -0.0040723 | -0.0040723 | -0.0040723 | -0.0040723 | -0.0040723 | -0.0040723 | 0 | 0 | 0 | 0 | 0 | 0 | 0 | 0 | 0 | 0 | 0 | 1.2217e-05
End of Period | 0 | 0 | 0.0035633 | 0.01419 | 0.023713 | 0.032218 | 0.039779 | 0.046467 | 0.052348 | 0.057483 | 0.062496 | 0.067509 | 0.072522 | 0.077535 | 0.082548 | 0.087561 | 0.092574 | 0.097587 | 0.1026 | 0.10761 | 0.11263 | 0.11764 | 0.11811 | 0.11404 | 0.10997 | 0.10589 | 0.10182 | 0.097748 | 0.093676 | 0.089604 | 0.085531 | 0.081459 | 0.077387 | 0.073314 | 0.069242 | 0.06517 | 0.061097 | 0.057025 | 0.052953 | 0.04888 | 0.044808 | 0.040736 | 0.036663 | 0.032591 | 0.028519 | 0.024446 | 0.020374 | 0.016302 | 0.012229 | 0.0081569 | 0.0040845 | 1.2217e-05 | 1.2217e-05 | 1.2217e-05 | 1.2217e-05 | 1.2217e-05 | 1.2217e-05 | 1.2217e-05 | 1.2217e-05 | 1.2217e-05 | 1.2217e-05 | 1.2217e-05 | 1.2217e-05
Average | 0 | 0 | 0.0017816 | 0.0088767 | 0.018952 | 0.027966 | 0.035998 | 0.043123 | 0.049408 | 0.054915 | 0.05999 | 0.065003 | 0.070016 | 0.075029 | 0.080042 | 0.085055 | 0.090068 | 0.095081 | 0.10009 | 0.10511 | 0.11012 | 0.11513 | 0.11787 | 0.11607 | 0.112 | 0.10793 | 0.10386 | 0.099784 | 0.095712 | 0.09164 | 0.087567 | 0.083495 | 0.079423 | 0.07535 | 0.071278 | 0.067206 | 0.063133 | 0.059061 | 0.054989 | 0.050916 | 0.046844 | 0.042772 | 0.038699 | 0.034627 | 0.030555 | 0.026482 | 0.02241 | 0.018338 | 0.014265 | 0.010193 | 0.0061207 | 0.0020484 | 1.2217e-05 | 1.2217e-05 | 1.2217e-05 | 1.2217e-05 | 1.2217e-05 | 1.2217e-05 | 1.2217e-05 | 1.2217e-05 | 1.2217e-05 | 1.2217e-05 | 1.2217e-05
Net Rate Base - Average | 0 | 0 | 1.5157 | 2.9584 | 2.8158 | 2.6799 | 2.5503 | 2.4265 | 2.3081 | 2.1946 | 2.0839 | 1.9736 | 1.8632 | 1.7529 | 1.6426 | 1.5323 | 1.422 | 1.3116 | 1.2013 | 1.091 | 0.98068 | 0.87036 | 0.77454 | 0.70772 | 0.65541 | 0.6031 | 0.55078 | 0.49847 | 0.44616 | 0.39384 | 0.34153 | 0.28921 | 0.2369 | 0.18459 | 0.13227 | 0.079959 | 0.027645 | -0.024669 | -0.076982 | -0.1293 | -0.18161 | -0.23392 | -0.28624 | -0.33855 | -0.39087 | -0.44318 | -0.49549 | -0.54781 | -0.60012 | -0.65243 | -0.70475 | -0.36549 | -7.8001e-05 | -7.8001e-05 | -7.8001e-05 | -7.8001e-05 | -7.8001e-05 | -7.8001e-05 | -7.8001e-05 | -7.8001e-05 | -7.8001e-05 | -7.8001e-05 | -7.8001e-05
EXPENSES
Income Tax - Removal Cost | 0 | 0 | 0.010111 | 0.010111 | 0.010111 | 0.010111 | 0.010111 | 0.010111 | 0.010111 | 0.010111 | 0.010111 | 0.010111 | 0.010111 | 0.010111 | 0.010111 | 0.010111 | 0.010111 | 0.010111 | 0.010111 | 0.010111 | 0.010111 | 0.010111 | 0.010111 | 0.010111 | 0.010111 | 0.010111 | 0.010111 | 0.010111 | 0.010111 | 0.010111 | 0.010111 | 0.010111 | 0.010111 | 0.010111 | 0.010111 | 0.010111 | 0.010111 | 0.010111 | 0.010111 | 0.010111 | 0.010111 | 0.010111 | 0.010111 | 0.010111 | 0.010111 | 0.010111 | 0.010111 | 0.010111 | 0.010111 | 0.010111 | 0.010111 | 0.010111 | 0 | 0 | 0 | 0 | 0 | 0 | 0 | 0 | 0 | 0 | 0 | 0.50556
Book Depreciation | 0 | 0 | 0.078314 | 0.078314 | 0.078314 | 0.078314 | 0.078314 | 0.078314 | 0.078314 | 0.078314 | 0.078314 | 0.078314 | 0.078314 | 0.078314 | 0.078314 | 0.078314 | 0.078314 | 0.078314 | 0.078314 | 0.078314 | 0.078314 | 0.078314 | 0.078314 | 0.078314 | 0.078314 | 0.078314 | 0.078314 | 0.078314 | 0.078314 | 0.078314 | 0.078314 | 0.078314 | 0.078314 | 0.078314 | 0.078314 | 0.078314 | 0.078314 | 0.078314 | 0.078314 | 0.078314 | 0.078314 | 0.078314 | 0.078314 | 0.078314 | 0.078314 | 0.078314 | 0.078314 | 0.078314 | 0.078314 | 0.078314 | 0.078314 | 0.078314 | 0 | 0 | 0 | 0 | 0 | 0 | 0 | 0 | 0 | 0 | 0 | 3.9157
Property Taxes | 0 | 0 | 0.15663 | 0.15663 | 0.15663 | 0.15663 | 0.15663 | 0.15663 | 0.15663 | 0.15663 | 0.15663 | 0.15663 | 0.15663 | 0.15663 | 0.15663 | 0.15663 | 0.15663 | 0.15663 | 0.15663 | 0.15663 | 0.15663 | 0.15663 | 0.15663 | 0.15663 | 0.15663 | 0.15663 | 0.15663 | 0.15663 | 0.15663 | 0.15663 | 0.15663 | 0.15663 | 0.15663 | 0.15663 | 0.15663 | 0.15663 | 0.15663 | 0.15663 | 0.15663 | 0.15663 | 0.15663 | 0.15663 | 0.15663 | 0.15663 | 0.15663 | 0.15663 | 0.15663 | 0.15663 | 0.15663 | 0.15663 | 0.15663 | 0 | 0 | 0 | 0 | 0 | 0 | 0 | 0 | 0 | 0 | 0 | 0 | 7.6748
Total Expenses | 0 | 0 | 0.24505 | 0.24505 | 0.24505 | 0.24505 | 0.24505 | 0.24505 | 0.24505 | 0.24505 | 0.24505 | 0.24505 | 0.24505 | 0.24505 | 0.24505 | 0.24505 | 0.24505 | 0.24505 | 0.24505 | 0.24505 | 0.24505 | 0.24505 | 0.24505 | 0.24505 | 0.24505 | 0.24505 | 0.24505 | 0.24505 | 0.24505 | 0.24505 | 0.24505 | 0.24505 | 0.24505 | 0.24505 | 0.24505 | 0.24505 | 0.24505 | 0.24505 | 0.24505 | 0.24505 | 0.24505 | 0.24505 | 0.24505 | 0.24505 | 0.24505 | 0.24505 | 0.24505 | 0.24505 | 0.24505 | 0.24505 | 0.24505 | 0.088425 | 0 | 0 | 0 | 0 | 0 | 0 | 0 | 0 | 0 | 0 | 0 | 12.096
REVENUE REQUIREMENT
Net Rate Base | 0 | 0 | 1.5157 | 2.9584 | 2.8158 | 2.6799 | 2.5503 | 2.4265 | 2.3081 | 2.1946 | 2.0839 | 1.9736 | 1.8632 | 1.7529 | 1.6426 | 1.5323 | 1.422 | 1.3116 | 1.2013 | 1.091 | 0.98068 | 0.87036 | 0.77454 | 0.70772 | 0.65541 | 0.6031 | 0.55078 | 0.49847 | 0.44616 | 0.39384 | 0.34153 | 0.28921 | 0.2369 | 0.18459 | 0.13227 | 0.079959 | 0.027645 | -0.024669 | -0.076982 | -0.1293 | -0.18161 | -0.23392 | -0.28624 | -0.33855 | -0.39087 | -0.44318 | -0.49549 | -0.54781 | -0.60012 | -0.65243 | -0.70475 | -0.36549 | -7.8001e-05 | -7.8001e-05 | -7.8001e-05 | -7.8001e-05 | -7.8001e-05 | -7.8001e-05 | -7.8001e-05 | -7.8001e-05 | -7.8001e-05 | -7.8001e-05 | -7.8001e-05 | 37.6247
ROR | 9.98% | 9.98% | 9.7% | 9.61% | 9.61% | 9.61% | 9.61% | 9.61% | 9.61% | 9.61% | 9.61% | 9.61% | 9.61% | 9.61% | 9.61% | 9.61% | 9.61% | 9.61% | 9.61% | 9.61% | 9.61% | 9.61% | 9.61% | 9.61% | 9.61% | 9.61% | 9.61% | 9.61% | 9.61% | 9.61% | 9.61% | 9.61% | 9.61% | 9.61% | 9.61% | 9.61% | 9.61% | 9.61% | 9.61% | 9.61% | 9.61% | 9.61% | 9.61% | 9.61% | 9.61% | 9.61% | 9.61% | 9.61% | 9.61% | 9.61% | 9.61% | 9.61% | 9.61% | 9.61% | 9.61% | 9.61% | 9.61% | 9.61% | 9.61% | 9.61% | 9.61% | 9.61% | 9.61%
Earnings Base | 0 | 0 | 0.14703 | 0.2843 | 0.2706 | 0.25754 | 0.24509 | 0.23319 | 0.22181 | 0.2109 | 0.20026 | 0.18966 | 0.17906 | 0.16846 | 0.15785 | 0.14725 | 0.13665 | 0.12605 | 0.11545 | 0.10485 | 0.094243 | 0.083642 | 0.074433 | 0.068012 | 0.062985 | 0.057958 | 0.05293 | 0.047903 | 0.042876 | 0.037848 | 0.032821 | 0.027793 | 0.022766 | 0.017739 | 0.012711 | 0.0076841 | 0.0026567 | -0.0023707 | -0.007398 | -0.012425 | -0.017453 | -0.02248 | -0.027507 | -0.032535 | -0.037562 | -0.04259 | -0.047617 | -0.052644 | -0.057672 | -0.062699 | -0.067726 | -0.035124 | -7.4959e-06 | -7.4959e-06 | -7.4959e-06 | -7.4959e-06 | -7.4959e-06 | -7.4959e-06 | -7.4959e-06 | -7.4959e-06 | -7.4959e-06 | -7.4959e-06 | -7.4959e-06
Earnings - Expense | 0 | 0 | 0.24505 | 0.24505 | 0.24505 | 0.24505 | 0.24505 | 0.24505 | 0.24505 | 0.24505 | 0.24505 | 0.24505 | 0.24505 | 0.24505 | 0.24505 | 0.24505 | 0.24505 | 0.24505 | 0.24505 | 0.24505 | 0.24505 | 0.24505 | 0.24505 | 0.24505 | 0.24505 | 0.24505 | 0.24505 | 0.24505 | 0.24505 | 0.24505 | 0.24505 | 0.24505 | 0.24505 | 0.24505 | 0.24505 | 0.24505 | 0.24505 | 0.24505 | 0.24505 | 0.24505 | 0.24505 | 0.24505 | 0.24505 | 0.24505 | 0.24505 | 0.24505 | 0.24505 | 0.24505 | 0.24505 | 0.24505 | 0.24505 | 0.088425 | 0 | 0 | 0 | 0 | 0 | 0 | 0 | 0 | 0 | 0 | 0 | 12.096
Total Earnings Effect | 0 | 0 | 0.39208 | 0.52936 | 0.51565 | 0.50259 | 0.49014 | 0.47824 | 0.46686 | 0.45595 | 0.44531 | 0.43471 | 0.42411 | 0.41351 | 0.40291 | 0.39231 | 0.3817 | 0.3711 | 0.3605 | 0.3499 | 0.3393 | 0.32869 | 0.31949 | 0.31307 | 0.30804 | 0.30301 | 0.29798 | 0.29296 | 0.28793 | 0.2829 | 0.27787 | 0.27285 | 0.26782 | 0.26279 | 0.25776 | 0.25274 | 0.24771 | 0.24268 | 0.23766 | 0.23263 | 0.2276 | 0.22257 | 0.21755 | 0.21252 | 0.20749 | 0.20246 | 0.19744 | 0.19241 | 0.18738 | 0.18235 | 0.17733 | 0.053301 | -7.4959e-06 | -7.4959e-06 | -7.4959e-06 | -7.4959e-06 | -7.4959e-06 | -7.4959e-06 | -7.4959e-06 | -7.4959e-06 | -7.4959e-06 | -7.4959e-06 | -7.4959e-06
Gross-Up Factor | 1.0354 | 1.0354 | 1.0354 | 1.0298 | 1.0298 | 1.0298 | 1.0298 | 1.0298 | 1.0298 | 1.0298 | 1.0298 | 1.0298 | 1.0298 | 1.0298 | 1.0298 | 1.0298 | 1.0298 | 1.0298 | 1.0298 | 1.0298 | 1.0298 | 1.0298 | 1.0298 | 1.0298 | 1.0298 | 1.0298 | 1.0298 | 1.0298 | 1.0298 | 1.0298 | 1.0298 | 1.0298 | 1.0298 | 1.0298 | 1.0298 | 1.0298 | 1.0298 | 1.0298 | 1.0298 | 1.0298 | 1.0298 | 1.0298 | 1.0298 | 1.0298 | 1.0298 | 1.0298 | 1.0298 | 1.0298 | 1.0298 | 1.0298 | 1.0298 | 1.0298 | 1.0298 | 1.0298 | 1.0298 | 1.0298 | 1.0298 | 1.0298 | 1.0298 | 1.0298 | 1.0298 | 1.0298 | 1.0298
Revenue requirement | 0 | 0 | 0.40594 | 0.54511 | 0.531 | 0.51755 | 0.50473 | 0.49247 | 0.48075 | 0.46952 | 0.45857 | 0.44765 | 0.43673 | 0.42582 | 0.4149 | 0.40398 | 0.39306 | 0.38215 | 0.37123 | 0.36031 | 0.34939 | 0.33848 | 0.32899 | 0.32238 | 0.31721 | 0.31203 | 0.30685 | 0.30167 | 0.2965 | 0.29132 | 0.28614 | 0.28097 | 0.27579 | 0.27061 | 0.26544 | 0.26026 | 0.25508 | 0.2499 | 0.24473 | 0.23955 | 0.23437 | 0.2292 | 0.22402 | 0.21884 | 0.21367 | 0.20849 | 0.20331 | 0.19814 | 0.19296 | 0.18778 | 0.1826 | 0.054888 | -7.719e-06 | -7.719e-06 | -7.719e-06 | -7.719e-06 | -7.719e-06 | -7.719e-06 | -7.719e-06 | -7.719e-06 | -7.719e-06 | -7.719e-06 | -7.719e-06 | 16.183
Depreciation Calculations
Tax Depreciation - Federal
Cost of new equipment in service basis | 0 | 0 | 3.1326 | 0 | 0 | 0 | 0 | 0 | 0 | 0 | 0 | 0 | 0 | 0 | 0 | 0 | 0 | 0 | 0 | 0 | 0 | 0 | 0 | 0 | 0 | 0 | 0 | 0 | 0 | 0 | 0 | 0 | 0 | 0 | 0 | 0 | 0 | 0 | 0 | 0 | 0 | 0 | 0 | 0 | 0 | 0 | 0 | 0 | 0 | 0 | 0 | -3.1326 | 0 | 0 | 0 | 0 | 0 | 0 | 0 | 0 | 0
Bonus Depreciation (N/A) | 0 | 0 | 0 | 0 | 0 | 0 | 0 | 0 | 0 | 0 | 0 | 0 | 0 | 0 | 0 | 0 | 0 | 0 | 0 | 0 | 0 | 0 | 0 | 0 | 0 | 0 | 0 | 0 | 0 | 0 | 0 | 0 | 0 | 0 | 0 | 0 | 0 | 0 | 0 | 0 | 0 | 0 | 0 | 0 | 0 | 0 | 0 | 0 | 0 | 0 | 0 | 0 | 0 | 0 | 0 | 0 | 0 | 0 | 0 | 0 | 0
Regular Depreciation basis (Cumulative) | 0 | 0 | 3.1326 | 3.1326 | 3.1326 | 3.1326 | 3.1326 | 3.1326 | 3.1326 | 3.1326 | 3.1326 | 3.1326 | 3.1326 | 3.1326 | 3.1326 | 3.1326 | 3.1326 | 3.1326 | 3.1326 | 3.1326 | 3.1326 | 3.1326 | 3.1326 | 3.1326 | 3.1326 | 3.1326 | 3.1326 | 3.1326 | 3.1326 | 3.1326 | 3.1326 | 3.1326 | 3.1326 | 3.1326 | 3.1326 | 3.1326 | 3.1326 | 3.1326 | 3.1326 | 3.1326 | 3.1326 | 3.1326 | 3.1326 | 3.1326 | 3.1326 | 3.1326 | 3.1326 | 3.1326 | 3.1326 | 3.1326 | 3.1326 | 0 | 0 | 0 | 0 | 0 | 0 | 0 | 0 | 0 | 0 | 0 | 0
RegularDepreciation |  |  | 0.11747 | 0.22614 | 0.20916 | 0.1935 | 0.17896 | 0.16556 | 0.15312 | 0.14165 | 0.13977 | 0.13977 | 0.13977 | 0.13977 | 0.13977 | 0.13977 | 0.13977 | 0.13977 | 0.13977 | 0.13977 | 0.13977 | 0.13977 | 0.069887 | [40 empty] | 3.1328
Total Depreciation for year | 0 | 0 | 0.11747 | 0.22614 | 0.20916 | 0.1935 | 0.17896 | 0.16556 | 0.15312 | 0.14165 | 0.13977 | 0.13977 | 0.13977 | 0.13977 | 0.13977 | 0.13977 | 0.13977 | 0.13977 | 0.13977 | 0.13977 | 0.13977 | 0.13977 | 0.069887 | 0 | 0 | 0 | 0 | 0 | 0 | 0 | 0 | 0 | 0 | 0 | 0 | 0 | 0 | 0 | 0 | 0 | 0 | 0 | 0 | 0 | 0 | 0 | 0 | 0 | 0 | 0 | 0 | 0 | 0 | 0 | 0 | 0 | 0 | 0 | 0 | 0 | 0
Tax Depreciation - State
Cost of new equipment in service basis | 0 | 0 | 3.1326 | 0 | 0 | 0 | 0 | 0 | 0 | 0 | 0 | 0 | 0 | 0 | 0 | 0 | 0 | 0 | 0 | 0 | 0 | 0 | 0 | 0 | 0 | 0 | 0 | 0 | 0 | 0 | 0 | 0 | 0 | 0 | 0 | 0 | 0 | 0 | 0 | 0 | 0 | 0 | 0 | 0 | 0 | 0 | 0 | 0 | 0 | 0 | 0 | -3.1326 | 0 | 0 | 0 | 0 | 0 | 0 | 0 | 0 | 0 | 0 | 0
Bonus Depreciation (N/A) | 0 | 0 | 0 | 0 | 0 | 0 | 0 | 0 | 0 | 0 | 0 | 0 | 0 | 0 | 0 | 0 | 0 | 0 | 0 | 0 | 0 | 0 | 0 | 0 | 0 | 0 | 0 | 0 | 0 | 0 | 0 | 0 | 0 | 0 | 0 | 0 | 0 | 0 | 0 | 0 | 0 | 0 | 0 | 0 | 0 | 0 | 0 | 0 | 0 | 0 | 0 | 0 | 0 | 0 | 0 | 0 | 0 | 0 | 0 | 0 | 0 | 0 | 0
Regular Depreciation basis (Cumulative) | 0 | 0 | 3.1326 | 3.1326 | 3.1326 | 3.1326 | 3.1326 | 3.1326 | 3.1326 | 3.1326 | 3.1326 | 3.1326 | 3.1326 | 3.1326 | 3.1326 | 3.1326 | 3.1326 | 3.1326 | 3.1326 | 3.1326 | 3.1326 | 3.1326 | 3.1326 | 3.1326 | 3.1326 | 3.1326 | 3.1326 | 3.1326 | 3.1326 | 3.1326 | 3.1326 | 3.1326 | 3.1326 | 3.1326 | 3.1326 | 3.1326 | 3.1326 | 3.1326 | 3.1326 | 3.1326 | 3.1326 | 3.1326 | 3.1326 | 3.1326 | 3.1326 | 3.1326 | 3.1326 | 3.1326 | 3.1326 | 3.1326 | 3.1326 | 0 | 0 | 0 | 0 | 0 | 0 | 0 | 0 | 0 | 0 | 0 | 0
RegularDepreciation | 0 | 0 | 0.11747 | 0.22614 | 0.20916 | 0.1935 | 0.17896 | 0.16556 | 0.15312 | 0.14165 | 0.13977 | 0.13977 | 0.13977 | 0.13977 | 0.13977 | 0.13977 | 0.13977 | 0.13977 | 0.13977 | 0.13977 | 0.13977 | 0.13977 | 0.069887 | 0 | 0 | 0 | 0 | 0 | 0 | 0 | 0 | 0 | 0 | 0 | 0 | 0 | 0 | 0 | 0 | 0 | 0 | 0 | 0 | 0 | 0 | 0 | 0 | 0 | 0 | 0 | 0 | 0 | 0 | 0 | 0 | 0 | 0 | 0 | 0 | 0 | 0 | 0 | 0 | 3.1328
Total Depreciation for year | 0 | 0 | 0.11747 | 0.22614 | 0.20916 | 0.1935 | 0.17896 | 0.16556 | 0.15312 | 0.14165 | 0.13977 | 0.13977 | 0.13977 | 0.13977 | 0.13977 | 0.13977 | 0.13977 | 0.13977 | 0.13977 | 0.13977 | 0.13977 | 0.13977 | 0.069887 | 0 | 0 | 0 | 0 | 0 | 0 | 0 | 0 | 0 | 0 | 0 | 0 | 0 | 0 | 0 | 0 | 0 | 0 | 0 | 0 | 0 | 0 | 0 | 0 | 0 | 0 | 0 | 0 | 0 | 0 | 0 | 0 | 0 | 0 | 0 | 0 | 0 | 0 | 0 | 0
Book Depreciation with COR
2014 | 0 | 0 | 0 | 0 | 0 | 0 | 0 | 0 | 0 | 0 | 0 | 0 | 0 | 0 | 0 | 0 | 0 | 0 | 0 | 0 | 0 | 0 | 0 | 0 | 0 | 0 | 0 | 0 | 0 | 0 | 0 | 0 | 0 | 0 | 0 | 0 | 0 | 0 | 0 | 0 | 0 | 0 | 0 | 0 | 0 | 0 | 0 | 0 | 0 | 0 | [13 empty] | 0
2015 |  | 0 | 0 | 0 | 0 | 0 | 0 | 0 | 0 | 0 | 0 | 0 | 0 | 0 | 0 | 0 | 0 | 0 | 0 | 0 | 0 | 0 | 0 | 0 | 0 | 0 | 0 | 0 | 0 | 0 | 0 | 0 | 0 | 0 | 0 | 0 | 0 | 0 | 0 | 0 | 0 | 0 | 0 | 0 | 0 | 0 | 0 | 0 | 0 | 0 | 0 | [12 empty] | 0 | check - total PIS
2016 |  |  | 0.078314 | 0.078314 | 0.078314 | 0.078314 | 0.078314 | 0.078314 | 0.078314 | 0.078314 | 0.078314 | 0.078314 | 0.078314 | 0.078314 | 0.078314 | 0.078314 | 0.078314 | 0.078314 | 0.078314 | 0.078314 | 0.078314 | 0.078314 | 0.078314 | 0.078314 | 0.078314 | 0.078314 | 0.078314 | 0.078314 | 0.078314 | 0.078314 | 0.078314 | 0.078314 | 0.078314 | 0.078314 | 0.078314 | 0.078314 | 0.078314 | 0.078314 | 0.078314 | 0.078314 | 0.078314 | 0.078314 | 0.078314 | 0.078314 | 0.078314 | 0.078314 | 0.078314 | 0.078314 | 0.078314 | 0.078314 | 0.078314 | 0.078314 | [11 empty] | 3.9157 | 3.9157
2017 |  |  |  | 0 | 0 | 0 | 0 | 0 | 0 | 0 | 0 | 0 | 0 | 0 | 0 | 0 | 0 | 0 | 0 | 0 | 0 | 0 | 0 | 0 | 0 | 0 | 0 | 0 | 0 | 0 | 0 | 0 | 0 | 0 | 0 | 0 | 0 | 0 | 0 | 0 | 0 | 0 | 0 | 0 | 0 | 0 | 0 | 0 | 0 | 0 | 0 | 0 | 0 | [10 empty] | 0 | 0
2018 |  |  |  |  | 0 | 0 | 0 | 0 | 0 | 0 | 0 | 0 | 0 | 0 | 0 | 0 | 0 | 0 | 0 | 0 | 0 | 0 | 0 | 0 | 0 | 0 | 0 | 0 | 0 | 0 | 0 | 0 | 0 | 0 | 0 | 0 | 0 | 0 | 0 | 0 | 0 | 0 | 0 | 0 | 0 | 0 | 0 | 0 | 0 | 0 | 0 | 0 | 0 | 0 | [9 empty] | 0
2019 | [5 empty] | 0 | 0 | 0 | 0 | 0 | 0 | 0 | 0 | 0 | 0 | 0 | 0 | 0 | 0 | 0 | 0 | 0 | 0 | 0 | 0 | 0 | 0 | 0 | 0 | 0 | 0 | 0 | 0 | 0 | 0 | 0 | 0 | 0 | 0 | 0 | 0 | 0 | 0 | 0 | 0 | 0 | 0 | 0 | 0 | 0 | 0 | 0 | 0 | 0 | 0 | [8 empty] | 0 | 0
2020 | [6 empty] | 0 | 0 | 0 | 0 | 0 | 0 | 0 | 0 | 0 | 0 | 0 | 0 | 0 | 0 | 0 | 0 | 0 | 0 | 0 | 0 | 0 | 0 | 0 | 0 | 0 | 0 | 0 | 0 | 0 | 0 | 0 | 0 | 0 | 0 | 0 | 0 | 0 | 0 | 0 | 0 | 0 | 0 | 0 | 0 | 0 | 0 | 0 | 0 | 0 | 0 | [7 empty] | 0
2021 | [7 empty] | 0 | 0 | 0 | 0 | 0 | 0 | 0 | 0 | 0 | 0 | 0 | 0 | 0 | 0 | 0 | 0 | 0 | 0 | 0 | 0 | 0 | 0 | 0 | 0 | 0 | 0 | 0 | 0 | 0 | 0 | 0 | 0 | 0 | 0 | 0 | 0 | 0 | 0 | 0 | 0 | 0 | 0 | 0 | 0 | 0 | 0 | 0 | 0 | 0 | 0 | [6 empty] | 0
2022 | [8 empty] | 0 | 0 | 0 | 0 | 0 | 0 | 0 | 0 | 0 | 0 | 0 | 0 | 0 | 0 | 0 | 0 | 0 | 0 | 0 | 0 | 0 | 0 | 0 | 0 | 0 | 0 | 0 | 0 | 0 | 0 | 0 | 0 | 0 | 0 | 0 | 0 | 0 | 0 | 0 | 0 | 0 | 0 | 0 | 0 | 0 | 0 | 0 | 0 | 0 | 0 | [5 empty] | 0
2023 | [9 empty] | 0 | 0 | 0 | 0 | 0 | 0 | 0 | 0 | 0 | 0 | 0 | 0 | 0 | 0 | 0 | 0 | 0 | 0 | 0 | 0 | 0 | 0 | 0 | 0 | 0 | 0 | 0 | 0 | 0 | 0 | 0 | 0 | 0 | 0 | 0 | 0 | 0 | 0 | 0 | 0 | 0 | 0 | 0 | 0 | 0 | 0 | 0 | 0 | 0 | 0 |  |  |  |  | 0
2024 | [10 empty] | 0 | 0 | 0 | 0 | 0 | 0 | 0 | 0 | 0 | 0 | 0 | 0 | 0 | 0 | 0 | 0 | 0 | 0 | 0 | 0 | 0 | 0 | 0 | 0 | 0 | 0 | 0 | 0 | 0 | 0 | 0 | 0 | 0 | 0 | 0 | 0 | 0 | 0 | 0 | 0 | 0 | 0 | 0 | 0 | 0 | 0 | 0 | 0 | 0 | 0 |  |  |  | 0 | 0
2025 | [11 empty] | 0 | 0 | 0 | 0 | 0 | 0 | 0 | 0 | 0 | 0 | 0 | 0 | 0 | 0 | 0 | 0 | 0 | 0 | 0 | 0 | 0 | 0 | 0 | 0 | 0 | 0 | 0 | 0 | 0 | 0 | 0 | 0 | 0 | 0 | 0 | 0 | 0 | 0 | 0 | 0 | 0 | 0 | 0 | 0 | 0 | 0 | 0 | 0 | 0 | 0 |  |  | 0
2026 | [12 empty] | 0 | 0 | 0 | 0 | 0 | 0 | 0 | 0 | 0 | 0 | 0 | 0 | 0 | 0 | 0 | 0 | 0 | 0 | 0 | 0 | 0 | 0 | 0 | 0 | 0 | 0 | 0 | 0 | 0 | 0 | 0 | 0 | 0 | 0 | 0 | 0 | 0 | 0 | 0 | 0 | 0 | 0 | 0 | 0 | 0 | 0 | 0 | 0 | 0 | 0 |  | 0
| 0 | 0 | 0.078314 | 0.078314 | 0.078314 | 0.078314 | 0.078314 | 0.078314 | 0.078314 | 0.078314 | 0.078314 | 0.078314 | 0.078314 | 0.078314 | 0.078314 | 0.078314 | 0.078314 | 0.078314 | 0.078314 | 0.078314 | 0.078314 | 0.078314 | 0.078314 | 0.078314 | 0.078314 | 0.078314 | 0.078314 | 0.078314 | 0.078314 | 0.078314 | 0.078314 | 0.078314 | 0.078314 | 0.078314 | 0.078314 | 0.078314 | 0.078314 | 0.078314 | 0.078314 | 0.078314 | 0.078314 | 0.078314 | 0.078314 | 0.078314 | 0.078314 | 0.078314 | 0.078314 | 0.078314 | 0.078314 | 0.078314 | 0.078314 | 0.078314 | 0 | 0 | 0 | 0 | 0 | 0 | 0 | 0 | 0 | 0 | 0 | 3.9157
Book Depreciation- excl. Salvage
2014 | 0 | 0 | 0 | 0 | 0 | 0 | 0 | 0 | 0 | 0 | 0 | 0 | 0 | 0 | 0 | 0 | 0 | 0 | 0 | 0 | 0 | 0 | 0 | 0 | 0 |  |  | 0 | 0 | 0 | 0 | 0 | 0 | 0 | 0 | 0 | 0 | 0 | 0 | 0 | 0 | 0 | 0 | 0 | 0 | 0 | 0 | 0 | 0 | 0 | 0 | 0 | [11 empty] | 0
2015 |  | 0 | 0 | 0 | 0 | 0 | 0 | 0 | 0 | 0 | 0 | 0 | 0 | 0 | 0 | 0 | 0 | 0 | 0 | 0 | 0 | 0 | 0 | 0 | 0 | 0 |  | 0 | 0 | 0 | 0 | 0 | 0 | 0 | 0 | 0 | 0 | 0 | 0 | 0 | 0 | 0 | 0 | 0 | 0 | 0 | 0 | 0 | 0 | 0 | 0 | 0 | [11 empty] | 0 | check - total PIS
2016 |  |  | 0.062651 | 0.062651 | 0.062651 | 0.062651 | 0.062651 | 0.062651 | 0.062651 | 0.062651 | 0.062651 | 0.062651 | 0.062651 | 0.062651 | 0.062651 | 0.062651 | 0.062651 | 0.062651 | 0.062651 | 0.062651 | 0.062651 | 0.062651 | 0.062651 | 0.062651 | 0.062651 | 0.062651 | 0.062651 | 0.062651 | 0.062651 | 0.062651 | 0.062651 | 0.062651 | 0.062651 | 0.062651 | 0.062651 | 0.062651 | 0.062651 | 0.062651 | 0.062651 | 0.062651 | 0.062651 | 0.062651 | 0.062651 | 0.062651 | 0.062651 | 0.062651 | 0.062651 | 0.062651 | 0.062651 | 0.062651 | 0.062651 | 0.062651 | [11 empty] | 3.1326 | 3.1326
2017 |  |  |  | 0 | 0 | 0 | 0 | 0 | 0 | 0 | 0 | 0 | 0 | 0 | 0 | 0 | 0 | 0 | 0 | 0 | 0 | 0 | 0 | 0 | 0 | 0 | 0 | 0 | 0 | 0 | 0 | 0 | 0 | 0 | 0 | 0 | 0 | 0 | 0 | 0 | 0 | 0 | 0 | 0 | 0 | 0 | 0 | 0 | 0 | 0 | 0 | 0 | 0 | [10 empty] | 0 | 0
2018 |  |  |  |  | 0 | 0 | 0 | 0 | 0 | 0 | 0 | 0 | 0 | 0 | 0 | 0 | 0 | 0 | 0 | 0 | 0 | 0 | 0 | 0 | 0 | 0 | 0 | 0 | 0 | 0 | 0 | 0 | 0 | 0 | 0 | 0 | 0 | 0 | 0 | 0 | 0 | 0 | 0 | 0 | 0 | 0 | 0 | 0 | 0 | 0 | 0 | 0 | 0 | 0 | [9 empty] | 0
2019 | [5 empty] | 0 | 0 | 0 | 0 | 0 | 0 | 0 | 0 | 0 | 0 | 0 | 0 | 0 | 0 | 0 | 0 | 0 | 0 | 0 | 0 | 0 | 0 | 0 | 0 | 0 | 0 | 0 | 0 | 0 | 0 | 0 | 0 | 0 | 0 | 0 | 0 | 0 | 0 | 0 | 0 | 0 | 0 | 0 | 0 | 0 | 0 | 0 | 0 | 0 | 0 | [8 empty] | 0 | 0
2020 | [6 empty] | 0 | 0 | 0 | 0 | 0 | 0 | 0 | 0 | 0 | 0 | 0 | 0 | 0 | 0 | 0 | 0 | 0 | 0 | 0 | 0 | 0 | 0 | 0 | 0 | 0 | 0 | 0 | 0 | 0 | 0 | 0 | 0 | 0 | 0 | 0 | 0 | 0 | 0 | 0 | 0 | 0 | 0 | 0 | 0 | 0 | 0 | 0 | 0 | 0 | 0 | [7 empty] | 0
2021 | [7 empty] | 0 | 0 | 0 | 0 | 0 | 0 | 0 | 0 | 0 | 0 | 0 | 0 | 0 | 0 | 0 | 0 | 0 | 0 | 0 | 0 | 0 | 0 | 0 | 0 | 0 | 0 | 0 | 0 | 0 | 0 | 0 | 0 | 0 | 0 | 0 | 0 | 0 | 0 | 0 | 0 | 0 | 0 | 0 | 0 | 0 | 0 | 0 | 0 | 0 | 0 | [6 empty] | 0
2022 | [8 empty] | 0 | 0 | 0 | 0 | 0 | 0 | 0 | 0 | 0 | 0 | 0 | 0 | 0 | 0 | 0 | 0 | 0 | 0 | 0 | 0 | 0 | 0 | 0 | 0 | 0 | 0 | 0 | 0 | 0 | 0 | 0 | 0 | 0 | 0 | 0 | 0 | 0 | 0 | 0 | 0 | 0 | 0 | 0 | 0 | 0 | 0 | 0 | 0 | 0 | 0 | [5 empty] | 0
2023 | [9 empty] | 0 | 0 | 0 | 0 | 0 | 0 | 0 | 0 | 0 | 0 | 0 | 0 | 0 | 0 | 0 | 0 | 0 | 0 | 0 | 0 | 0 | 0 | 0 | 0 | 0 | 0 | 0 | 0 | 0 | 0 | 0 | 0 | 0 | 0 | 0 | 0 | 0 | 0 | 0 | 0 | 0 | 0 | 0 | 0 | 0 | 0 | 0 | 0 | 0 | 0 |  |  |  |  | 0
2024 | [10 empty] | 0 | 0 | 0 | 0 | 0 | 0 | 0 | 0 | 0 | 0 | 0 | 0 | 0 | 0 | 0 | 0 | 0 | 0 | 0 | 0 | 0 | 0 | 0 | 0 | 0 | 0 | 0 | 0 | 0 | 0 | 0 | 0 | 0 | 0 | 0 | 0 | 0 | 0 | 0 | 0 | 0 | 0 | 0 | 0 | 0 | 0 | 0 | 0 | 0 | 0 |  |  |  | 0 | 0
2025 | [11 empty] | 0 | 0 | 0 | 0 | 0 | 0 | 0 | 0 | 0 | 0 | 0 | 0 | 0 | 0 | 0 | 0 | 0 | 0 | 0 | 0 | 0 | 0 | 0 | 0 | 0 | 0 | 0 | 0 | 0 | 0 | 0 | 0 | 0 | 0 | 0 | 0 | 0 | 0 | 0 | 0 | 0 | 0 | 0 | 0 | 0 | 0 | 0 | 0 | 0 | 0 |  |  | 0
2026 | [12 empty] | 0 | 0 | 0 | 0 | 0 | 0 | 0 | 0 | 0 | 0 | 0 | 0 | 0 | 0 | 0 | 0 | 0 | 0 | 0 | 0 | 0 | 0 | 0 | 0 | 0 | 0 | 0 | 0 | 0 | 0 | 0 | 0 | 0 | 0 | 0 | 0 | 0 | 0 | 0 | 0 | 0 | 0 | 0 | 0 | 0 | 0 | 0 | 0 | 0 | 0 |  | 0 | 0
| 0 | 0 | 0.062651 | 0.062651 | 0.062651 | 0.062651 | 0.062651 | 0.062651 | 0.062651 | 0.062651 | 0.062651 | 0.062651 | 0.062651 | 0.062651 | 0.062651 | 0.062651 | 0.062651 | 0.062651 | 0.062651 | 0.062651 | 0.062651 | 0.062651 | 0.062651 | 0.062651 | 0.062651 | 0.062651 | 0.062651 | 0.062651 | 0.062651 | 0.062651 | 0.062651 | 0.062651 | 0.062651 | 0.062651 | 0.062651 | 0.062651 | 0.062651 | 0.062651 | 0.062651 | 0.062651 | 0.062651 | 0.062651 | 0.062651 | 0.062651 | 0.062651 | 0.062651 | 0.062651 | 0.062651 | 0.062651 | 0.062651 | 0.062651 | 0.062651 | 0 | 0 | 0 | 0 | 0 | 0 | 0 | 0 | 0 | 0 | 0 | 3.1326
Note on A50: Lee, Betty: rate base does not include CWIP b/c the CapEx dollars include an AFUDC component in it already

## 3b-2026
Project No. | 3b
Project Desc. | 4 MWs from Brownsville No. 1 to Glendale + 2MWs in High Tension Vault (formerly 5 MW)
Book Life | 50
Tax Life | 20N
Salvage Rate | -25%
| 2014 | 2015 | 2016 | 2017 | 2018 | 2019 | 2020 | 2021 | 2022 | 2023 | 2024 | 2025 | 2026 | 2027 | 2028 | 2029 | 2030 | 2031 | 2032 | 2033 | 2034 | 2035 | 2036 | 2037 | 2038 | 2039 | 2040 | 2041 | 2042 | 2043 | 2044 | 2045 | 2046 | 2047 | 2048 | 2049 | 2050 | 2051 | 2052 | 2053 | 2054 | 2055 | 2056 | 2057 | 2058 | 2059 | 2060 | 2061 | 2062 | 2063 | 2064 | 2065 | 2066 | 2067 | 2068 | 2069 | 2070 | 2071 | 2072 | 2073 | 2074 | 2075 | 2076
Closing to Plant (Y/N) | N | N | Y | N | N | N | N | N | N | N | N | N | N | N | N | N | N | N | N | N | N | N | N | N | N | N | N | N | N | N | N | N | N | N | N | N | N | N | N | N | N | N | N | N | N | N | N | N | N | N | N | N | N | N | N | N | N | N | N | N | N | N | N | Total
CWIP
Beginning of Period | 0 | 0 | 2.4878 | 0 | 0 | 0 | 0 | 0 | 0 | 0 | 0 | 0 | 0 | 0 | 0 | 0 | 0 | 0 | 0 | 0 | 0 | 0 | 0 | 0 | 0 | 0 | 0 | 0 | 0 | 0 | 0 | 0 | 0 | 0 | 0 | 0 | 0 | 0 | 0 | 0 | 0 | 0 | 0 | 0 | 0 | 0 | 0 | 0 | 0 | 0 | 0 | 0 | 0 | 0 | 0 | 0 | 0 | 0 | 0 | 0 | 0 | 0 | 0
Activity
Capex | 0 | 2.4878 | 0.64472 | 0 | 0 | 0 | 0 | 0 | 0 | 0 | 0 | 0 | 0 | [50 empty] | 3.1326
Closings to Plant |  |  | -3.1326 | [9 empty] | 0 | [50 empty] | -3.1326
End of Period | 0 | 2.4878 | 0 | 0 | 0 | 0 | 0 | 0 | 0 | 0 | 0 | 0 | 0 | 0 | 0 | 0 | 0 | 0 | 0 | 0 | 0 | 0 | 0 | 0 | 0 | 0 | 0 | 0 | 0 | 0 | 0 | 0 | 0 | 0 | 0 | 0 | 0 | 0 | 0 | 0 | 0 | 0 | 0 | 0 | 0 | 0 | 0 | 0 | 0 | 0 | 0 | 0 | 0 | 0 | 0 | 0 | 0 | 0 | 0 | 0 | 0 | 0 | 0
Average | 0 | 1.2439 | 1.2439 | 0 | 0 | 0 | 0 | 0 | 0 | 0 | 0 | 0 | 0 | 0 | 0 | 0 | 0 | 0 | 0 | 0 | 0 | 0 | 0 | 0 | 0 | 0 | 0 | 0 | 0 | 0 | 0 | 0 | 0 | 0 | 0 | 0 | 0 | 0 | 0 | 0 | 0 | 0 | 0 | 0 | 0 | 0 | 0 | 0 | 0 | 0 | 0 | 0 | 0 | 0 | 0 | 0 | 0 | 0 | 0 | 0 | 0 | 0 | 0
Plant in Service
Beginning of Period | 0 | 0 | 0 | 3.1326 | 3.1326 | 3.1326 | 3.1326 | 3.1326 | 3.1326 | 3.1326 | 3.1326 | 3.1326 | 3.1326 | 3.1326 | 3.1326 | 3.1326 | 3.1326 | 3.1326 | 3.1326 | 3.1326 | 3.1326 | 3.1326 | 3.1326 | 3.1326 | 3.1326 | 3.1326 | 3.1326 | 3.1326 | 3.1326 | 3.1326 | 3.1326 | 3.1326 | 3.1326 | 3.1326 | 3.1326 | 3.1326 | 3.1326 | 3.1326 | 3.1326 | 3.1326 | 3.1326 | 3.1326 | 3.1326 | 3.1326 | 3.1326 | 3.1326 | 3.1326 | 3.1326 | 3.1326 | 3.1326 | 3.1326 | 3.1326 | 0 | 0 | 0 | 0 | 0 | 0 | 0 | 0 | 0 | 0 | 0
Activity | 0 | 0 | 3.1326 | 0 | 0 | 0 | 0 | 0 | 0 | 0 | 0 | 0 | 0 | 0 | 0 | 0 | 0 | 0 | 0 | 0 | 0 | 0 | 0 | 0 | 0 | 0 | 0 | 0 | 0 | 0 | 0 | 0 | 0 | 0 | 0 | 0 | 0 | 0 | 0 | 0 | 0 | 0 | 0 | 0 | 0 | 0 | 0 | 0 | 0 | 0 | 0 | -3.1326 | 0 | 0 | 0 | 0 | 0 | 0 | 0 | 0 | 0 | 0 | 0 | 0
End of Period | 0 | 0 | 3.1326 | 3.1326 | 3.1326 | 3.1326 | 3.1326 | 3.1326 | 3.1326 | 3.1326 | 3.1326 | 3.1326 | 3.1326 | 3.1326 | 3.1326 | 3.1326 | 3.1326 | 3.1326 | 3.1326 | 3.1326 | 3.1326 | 3.1326 | 3.1326 | 3.1326 | 3.1326 | 3.1326 | 3.1326 | 3.1326 | 3.1326 | 3.1326 | 3.1326 | 3.1326 | 3.1326 | 3.1326 | 3.1326 | 3.1326 | 3.1326 | 3.1326 | 3.1326 | 3.1326 | 3.1326 | 3.1326 | 3.1326 | 3.1326 | 3.1326 | 3.1326 | 3.1326 | 3.1326 | 3.1326 | 3.1326 | 3.1326 | 0 | 0 | 0 | 0 | 0 | 0 | 0 | 0 | 0 | 0 | 0 | 0
Average | 0 | 0 | 1.5663 | 3.1326 | 3.1326 | 3.1326 | 3.1326 | 3.1326 | 3.1326 | 3.1326 | 3.1326 | 3.1326 | 3.1326 | 3.1326 | 3.1326 | 3.1326 | 3.1326 | 3.1326 | 3.1326 | 3.1326 | 3.1326 | 3.1326 | 3.1326 | 3.1326 | 3.1326 | 3.1326 | 3.1326 | 3.1326 | 3.1326 | 3.1326 | 3.1326 | 3.1326 | 3.1326 | 3.1326 | 3.1326 | 3.1326 | 3.1326 | 3.1326 | 3.1326 | 3.1326 | 3.1326 | 3.1326 | 3.1326 | 3.1326 | 3.1326 | 3.1326 | 3.1326 | 3.1326 | 3.1326 | 3.1326 | 3.1326 | 1.5663 | 0 | 0 | 0 | 0 | 0 | 0 | 0 | 0 | 0 | 0 | 0
Tax Depreciation
Beginning of Period | 0 | 0 | 0 | 0.23494 | 0.68722 | 1.1055 | 1.4925 | 1.8505 | 2.1816 | 2.4878 | 2.7711 | 3.0507 | 3.3302 | 3.6098 | 3.8893 | 4.1689 | 4.4484 | 4.728 | 5.0075 | 5.2871 | 5.5666 | 5.8462 | 6.1257 | 6.2655 | 6.2655 | 6.2655 | 6.2655 | 6.2655 | 6.2655 | 6.2655 | 6.2655 | 6.2655 | 6.2655 | 6.2655 | 6.2655 | 6.2655 | 6.2655 | 6.2655 | 6.2655 | 6.2655 | 6.2655 | 6.2655 | 6.2655 | 6.2655 | 6.2655 | 6.2655 | 6.2655 | 6.2655 | 6.2655 | 6.2655 | 6.2655 | 6.2655 | 6.2655 | 6.2655 | 6.2655 | 6.2655 | 6.2655 | 6.2655 | 6.2655 | 6.2655 | 6.2655 | 6.2655 | 6.2655
Federal | 0 | 0 | 0.11747 | 0.22614 | 0.20916 | 0.1935 | 0.17896 | 0.16556 | 0.15312 | 0.14165 | 0.13977 | 0.13977 | 0.13977 | 0.13977 | 0.13977 | 0.13977 | 0.13977 | 0.13977 | 0.13977 | 0.13977 | 0.13977 | 0.13977 | 0.069887 | 0 | 0 | 0 | 0 | 0 | 0 | 0 | 0 | 0 | 0 | 0 | 0 | 0 | 0 | 0 | 0 | 0 | 0 | 0 | 0 | 0 | 0 | 0 | 0 | 0 | 0 | 0 | 0 | 0 | 0 | 0 | 0 | 0 | 0 | 0 | 0 | 0 | 0 | 0 | 0 | 3.1328
State | 0 | 0 | 0.11747 | 0.22614 | 0.20916 | 0.1935 | 0.17896 | 0.16556 | 0.15312 | 0.14165 | 0.13977 | 0.13977 | 0.13977 | 0.13977 | 0.13977 | 0.13977 | 0.13977 | 0.13977 | 0.13977 | 0.13977 | 0.13977 | 0.13977 | 0.069887 | 0 | 0 | 0 | 0 | 0 | 0 | 0 | 0 | 0 | 0 | 0 | 0 | 0 | 0 | 0 | 0 | 0 | 0 | 0 | 0 | 0 | 0 | 0 | 0 | 0 | 0 | 0 | 0 | 0 | 0 | 0 | 0 | 0 | 0 | 0 | 0 | 0 | 0 | 0 | 0 | 3.1328
End of Period | 0 | 0 | 0.23494 | 0.68722 | 1.1055 | 1.4925 | 1.8505 | 2.1816 | 2.4878 | 2.7711 | 3.0507 | 3.3302 | 3.6098 | 3.8893 | 4.1689 | 4.4484 | 4.728 | 5.0075 | 5.2871 | 5.5666 | 5.8462 | 6.1257 | 6.2655 | 6.2655 | 6.2655 | 6.2655 | 6.2655 | 6.2655 | 6.2655 | 6.2655 | 6.2655 | 6.2655 | 6.2655 | 6.2655 | 6.2655 | 6.2655 | 6.2655 | 6.2655 | 6.2655 | 6.2655 | 6.2655 | 6.2655 | 6.2655 | 6.2655 | 6.2655 | 6.2655 | 6.2655 | 6.2655 | 6.2655 | 6.2655 | 6.2655 | 6.2655 | 6.2655 | 6.2655 | 6.2655 | 6.2655 | 6.2655 | 6.2655 | 6.2655 | 6.2655 | 6.2655 | 6.2655 | 6.2655
Average | 0 | 0 | 0.11747 | 0.46108 | 0.89638 | 1.299 | 1.6715 | 2.016 | 2.3347 | 2.6295 | 2.9109 | 3.1905 | 3.47 | 3.7496 | 4.0291 | 4.3087 | 4.5882 | 4.8678 | 5.1473 | 5.4269 | 5.7064 | 5.986 | 6.1956 | 6.2655 | 6.2655 | 6.2655 | 6.2655 | 6.2655 | 6.2655 | 6.2655 | 6.2655 | 6.2655 | 6.2655 | 6.2655 | 6.2655 | 6.2655 | 6.2655 | 6.2655 | 6.2655 | 6.2655 | 6.2655 | 6.2655 | 6.2655 | 6.2655 | 6.2655 | 6.2655 | 6.2655 | 6.2655 | 6.2655 | 6.2655 | 6.2655 | 6.2655 | 6.2655 | 6.2655 | 6.2655 | 6.2655 | 6.2655 | 6.2655 | 6.2655 | 6.2655 | 6.2655 | 6.2655 | 6.2655
Book Depreciation with COR
Beginning of Period | 0 | 0 | 0 | 0.078314 | 0.15663 | 0.23494 | 0.31326 | 0.39157 | 0.46988 | 0.5482 | 0.62651 | 0.70483 | 0.78314 | 0.86146 | 0.93977 | 1.0181 | 1.0964 | 1.1747 | 1.253 | 1.3313 | 1.4097 | 1.488 | 1.5663 | 1.6446 | 1.7229 | 1.8012 | 1.8795 | 1.9579 | 2.0362 | 2.1145 | 2.1928 | 2.2711 | 2.3494 | 2.4277 | 2.5061 | 2.5844 | 2.6627 | 2.741 | 2.8193 | 2.8976 | 2.9759 | 3.0542 | 3.1326 | 3.2109 | 3.2892 | 3.3675 | 3.4458 | 3.5241 | 3.6024 | 3.6808 | 3.7591 | 3.8374 | 0 | 0 | 0 | 0 | 0 | 0 | 0 | 0 | 0 | 0 | 0
Activity | 0 | 0 | 0.078314 | 0.078314 | 0.078314 | 0.078314 | 0.078314 | 0.078314 | 0.078314 | 0.078314 | 0.078314 | 0.078314 | 0.078314 | 0.078314 | 0.078314 | 0.078314 | 0.078314 | 0.078314 | 0.078314 | 0.078314 | 0.078314 | 0.078314 | 0.078314 | 0.078314 | 0.078314 | 0.078314 | 0.078314 | 0.078314 | 0.078314 | 0.078314 | 0.078314 | 0.078314 | 0.078314 | 0.078314 | 0.078314 | 0.078314 | 0.078314 | 0.078314 | 0.078314 | 0.078314 | 0.078314 | 0.078314 | 0.078314 | 0.078314 | 0.078314 | 0.078314 | 0.078314 | 0.078314 | 0.078314 | 0.078314 | 0.078314 | 0.078314 | 0 | 0 | 0 | 0 | 0 | 0 | 0 | 0 | 0 | 0 | 0 | 3.9157
Book Depreciation Related to Retired PIS | [49 empty] | 0 | 0 | -3.9157 | 0 | 0 | 0 | 0 | 0 | 0 | 0 | 0 | 0 | 0 |  | -3.9157
End of Period | 0 | 0 | 0.078314 | 0.15663 | 0.23494 | 0.31326 | 0.39157 | 0.46988 | 0.5482 | 0.62651 | 0.70483 | 0.78314 | 0.86146 | 0.93977 | 1.0181 | 1.0964 | 1.1747 | 1.253 | 1.3313 | 1.4097 | 1.488 | 1.5663 | 1.6446 | 1.7229 | 1.8012 | 1.8795 | 1.9579 | 2.0362 | 2.1145 | 2.1928 | 2.2711 | 2.3494 | 2.4277 | 2.5061 | 2.5844 | 2.6627 | 2.741 | 2.8193 | 2.8976 | 2.9759 | 3.0542 | 3.1326 | 3.2109 | 3.2892 | 3.3675 | 3.4458 | 3.5241 | 3.6024 | 3.6808 | 3.7591 | 3.8374 | 0 | 0 | 0 | 0 | 0 | 0 | 0 | 0 | 0 | 0 | 0 | 0
Average | 0 | 0 | 0.039157 | 0.11747 | 0.19579 | 0.2741 | 0.35241 | 0.43073 | 0.50904 | 0.58736 | 0.66567 | 0.74398 | 0.8223 | 0.90061 | 0.97893 | 1.0572 | 1.1356 | 1.2139 | 1.2922 | 1.3705 | 1.4488 | 1.5271 | 1.6054 | 1.6838 | 1.7621 | 1.8404 | 1.9187 | 1.997 | 2.0753 | 2.1536 | 2.232 | 2.3103 | 2.3886 | 2.4669 | 2.5452 | 2.6235 | 2.7018 | 2.7802 | 2.8585 | 2.9368 | 3.0151 | 3.0934 | 3.1717 | 3.25 | 3.3283 | 3.4067 | 3.485 | 3.5633 | 3.6416 | 3.7199 | 3.7982 | 1.9187 | 0 | 0 | 0 | 0 | 0 | 0 | 0 | 0 | 0 | 0 | 0
Federal Deferred Tax Balance, Net of Tax
Beginning of Period | 0 | 0 | 0 | 0.019187 | 0.076408 | 0.12769 | 0.17348 | 0.21419 | 0.25021 | 0.28187 | 0.30952 | 0.33652 | 0.36351 | 0.3905 | 0.4175 | 0.44449 | 0.47148 | 0.49848 | 0.52547 | 0.55246 | 0.57946 | 0.60645 | 0.63344 | 0.63598 | 0.61405 | 0.59212 | 0.57019 | 0.54826 | 0.52634 | 0.50441 | 0.48248 | 0.46055 | 0.43862 | 0.4167 | 0.39477 | 0.37284 | 0.35091 | 0.32898 | 0.30706 | 0.28513 | 0.2632 | 0.24127 | 0.21935 | 0.19742 | 0.17549 | 0.15356 | 0.13163 | 0.10971 | 0.087778 | 0.06585 | 0.043922 | 0.021994 | 6.5784e-05 | 6.5784e-05 | 6.5784e-05 | 6.5784e-05 | 6.5784e-05 | 6.5784e-05 | 6.5784e-05 | 6.5784e-05 | 6.5784e-05 | 6.5784e-05 | 6.5784e-05
Activity | 0 | 0 | 0.019187 | 0.057221 | 0.051279 | 0.045797 | 0.040709 | 0.036017 | 0.031664 | 0.027651 | 0.026993 | 0.026993 | 0.026993 | 0.026993 | 0.026993 | 0.026993 | 0.026993 | 0.026993 | 0.026993 | 0.026993 | 0.026993 | 0.026993 | 0.0025327 | -0.021928 | -0.021928 | -0.021928 | -0.021928 | -0.021928 | -0.021928 | -0.021928 | -0.021928 | -0.021928 | -0.021928 | -0.021928 | -0.021928 | -0.021928 | -0.021928 | -0.021928 | -0.021928 | -0.021928 | -0.021928 | -0.021928 | -0.021928 | -0.021928 | -0.021928 | -0.021928 | -0.021928 | -0.021928 | -0.021928 | -0.021928 | -0.021928 | -0.021928 | 0 | 0 | 0 | 0 | 0 | 0 | 0 | 0 | 0 | 0 | 0 | 6.5784e-05
End of Period | 0 | 0 | 0.019187 | 0.076408 | 0.12769 | 0.17348 | 0.21419 | 0.25021 | 0.28187 | 0.30952 | 0.33652 | 0.36351 | 0.3905 | 0.4175 | 0.44449 | 0.47148 | 0.49848 | 0.52547 | 0.55246 | 0.57946 | 0.60645 | 0.63344 | 0.63598 | 0.61405 | 0.59212 | 0.57019 | 0.54826 | 0.52634 | 0.50441 | 0.48248 | 0.46055 | 0.43862 | 0.4167 | 0.39477 | 0.37284 | 0.35091 | 0.32898 | 0.30706 | 0.28513 | 0.2632 | 0.24127 | 0.21935 | 0.19742 | 0.17549 | 0.15356 | 0.13163 | 0.10971 | 0.087778 | 0.06585 | 0.043922 | 0.021994 | 6.5784e-05 | 6.5784e-05 | 6.5784e-05 | 6.5784e-05 | 6.5784e-05 | 6.5784e-05 | 6.5784e-05 | 6.5784e-05 | 6.5784e-05 | 6.5784e-05 | 6.5784e-05 | 6.5784e-05
Average | 0 | 0 | 0.0095935 | 0.047797 | 0.10205 | 0.15058 | 0.19384 | 0.2322 | 0.26604 | 0.2957 | 0.32302 | 0.35001 | 0.37701 | 0.404 | 0.43099 | 0.45799 | 0.48498 | 0.51197 | 0.53897 | 0.56596 | 0.59295 | 0.61995 | 0.63471 | 0.62501 | 0.60308 | 0.58116 | 0.55923 | 0.5373 | 0.51537 | 0.49344 | 0.47152 | 0.44959 | 0.42766 | 0.40573 | 0.3838 | 0.36188 | 0.33995 | 0.31802 | 0.29609 | 0.27417 | 0.25224 | 0.23031 | 0.20838 | 0.18645 | 0.16453 | 0.1426 | 0.12067 | 0.098742 | 0.076814 | 0.054886 | 0.032958 | 0.01103 | 6.5784e-05 | 6.5784e-05 | 6.5784e-05 | 6.5784e-05 | 6.5784e-05 | 6.5784e-05 | 6.5784e-05 | 6.5784e-05 | 6.5784e-05 | 6.5784e-05 | 6.5784e-05
State Deferred Tax Balance
Beginning of Period | 0 | 0 | 0 | 0.0035633 | 0.01419 | 0.023713 | 0.032218 | 0.039779 | 0.046467 | 0.052348 | 0.057483 | 0.062496 | 0.067509 | 0.072522 | 0.077535 | 0.082548 | 0.087561 | 0.092574 | 0.097587 | 0.1026 | 0.10761 | 0.11263 | 0.11764 | 0.11811 | 0.11404 | 0.10997 | 0.10589 | 0.10182 | 0.097748 | 0.093676 | 0.089604 | 0.085531 | 0.081459 | 0.077387 | 0.073314 | 0.069242 | 0.06517 | 0.061097 | 0.057025 | 0.052953 | 0.04888 | 0.044808 | 0.040736 | 0.036663 | 0.032591 | 0.028519 | 0.024446 | 0.020374 | 0.016302 | 0.012229 | 0.0081569 | 0.0040845 | 1.2217e-05 | 1.2217e-05 | 1.2217e-05 | 1.2217e-05 | 1.2217e-05 | 1.2217e-05 | 1.2217e-05 | 1.2217e-05 | 1.2217e-05 | 1.2217e-05 | 1.2217e-05
Activity | 0 | 0 | 0.0035633 | 0.010627 | 0.0095232 | 0.0085051 | 0.0075603 | 0.0066888 | 0.0058804 | 0.0051352 | 0.005013 | 0.005013 | 0.005013 | 0.005013 | 0.005013 | 0.005013 | 0.005013 | 0.005013 | 0.005013 | 0.005013 | 0.005013 | 0.005013 | 0.00047035 | -0.0040723 | -0.0040723 | -0.0040723 | -0.0040723 | -0.0040723 | -0.0040723 | -0.0040723 | -0.0040723 | -0.0040723 | -0.0040723 | -0.0040723 | -0.0040723 | -0.0040723 | -0.0040723 | -0.0040723 | -0.0040723 | -0.0040723 | -0.0040723 | -0.0040723 | -0.0040723 | -0.0040723 | -0.0040723 | -0.0040723 | -0.0040723 | -0.0040723 | -0.0040723 | -0.0040723 | -0.0040723 | -0.0040723 | 0 | 0 | 0 | 0 | 0 | 0 | 0 | 0 | 0 | 0 | 0 | 1.2217e-05
End of Period | 0 | 0 | 0.0035633 | 0.01419 | 0.023713 | 0.032218 | 0.039779 | 0.046467 | 0.052348 | 0.057483 | 0.062496 | 0.067509 | 0.072522 | 0.077535 | 0.082548 | 0.087561 | 0.092574 | 0.097587 | 0.1026 | 0.10761 | 0.11263 | 0.11764 | 0.11811 | 0.11404 | 0.10997 | 0.10589 | 0.10182 | 0.097748 | 0.093676 | 0.089604 | 0.085531 | 0.081459 | 0.077387 | 0.073314 | 0.069242 | 0.06517 | 0.061097 | 0.057025 | 0.052953 | 0.04888 | 0.044808 | 0.040736 | 0.036663 | 0.032591 | 0.028519 | 0.024446 | 0.020374 | 0.016302 | 0.012229 | 0.0081569 | 0.0040845 | 1.2217e-05 | 1.2217e-05 | 1.2217e-05 | 1.2217e-05 | 1.2217e-05 | 1.2217e-05 | 1.2217e-05 | 1.2217e-05 | 1.2217e-05 | 1.2217e-05 | 1.2217e-05 | 1.2217e-05
Average | 0 | 0 | 0.0017816 | 0.0088767 | 0.018952 | 0.027966 | 0.035998 | 0.043123 | 0.049408 | 0.054915 | 0.05999 | 0.065003 | 0.070016 | 0.075029 | 0.080042 | 0.085055 | 0.090068 | 0.095081 | 0.10009 | 0.10511 | 0.11012 | 0.11513 | 0.11787 | 0.11607 | 0.112 | 0.10793 | 0.10386 | 0.099784 | 0.095712 | 0.09164 | 0.087567 | 0.083495 | 0.079423 | 0.07535 | 0.071278 | 0.067206 | 0.063133 | 0.059061 | 0.054989 | 0.050916 | 0.046844 | 0.042772 | 0.038699 | 0.034627 | 0.030555 | 0.026482 | 0.02241 | 0.018338 | 0.014265 | 0.010193 | 0.0061207 | 0.0020484 | 1.2217e-05 | 1.2217e-05 | 1.2217e-05 | 1.2217e-05 | 1.2217e-05 | 1.2217e-05 | 1.2217e-05 | 1.2217e-05 | 1.2217e-05 | 1.2217e-05 | 1.2217e-05
Net Rate Base - Average | 0 | 0 | 1.5157 | 2.9584 | 2.8158 | 2.6799 | 2.5503 | 2.4265 | 2.3081 | 2.1946 | 2.0839 | 1.9736 | 1.8632 | 1.7529 | 1.6426 | 1.5323 | 1.422 | 1.3116 | 1.2013 | 1.091 | 0.98068 | 0.87036 | 0.77454 | 0.70772 | 0.65541 | 0.6031 | 0.55078 | 0.49847 | 0.44616 | 0.39384 | 0.34153 | 0.28921 | 0.2369 | 0.18459 | 0.13227 | 0.079959 | 0.027645 | -0.024669 | -0.076982 | -0.1293 | -0.18161 | -0.23392 | -0.28624 | -0.33855 | -0.39087 | -0.44318 | -0.49549 | -0.54781 | -0.60012 | -0.65243 | -0.70475 | -0.36549 | -7.8001e-05 | -7.8001e-05 | -7.8001e-05 | -7.8001e-05 | -7.8001e-05 | -7.8001e-05 | -7.8001e-05 | -7.8001e-05 | -7.8001e-05 | -7.8001e-05 | -7.8001e-05
EXPENSES
Income Tax - Removal Cost | 0 | 0 | 0.010111 | 0.010111 | 0.010111 | 0.010111 | 0.010111 | 0.010111 | 0.010111 | 0.010111 | 0.010111 | 0.010111 | 0.010111 | 0.010111 | 0.010111 | 0.010111 | 0.010111 | 0.010111 | 0.010111 | 0.010111 | 0.010111 | 0.010111 | 0.010111 | 0.010111 | 0.010111 | 0.010111 | 0.010111 | 0.010111 | 0.010111 | 0.010111 | 0.010111 | 0.010111 | 0.010111 | 0.010111 | 0.010111 | 0.010111 | 0.010111 | 0.010111 | 0.010111 | 0.010111 | 0.010111 | 0.010111 | 0.010111 | 0.010111 | 0.010111 | 0.010111 | 0.010111 | 0.010111 | 0.010111 | 0.010111 | 0.010111 | 0.010111 | 0 | 0 | 0 | 0 | 0 | 0 | 0 | 0 | 0 | 0 | 0 | 0.50556
Book Depreciation | 0 | 0 | 0.078314 | 0.078314 | 0.078314 | 0.078314 | 0.078314 | 0.078314 | 0.078314 | 0.078314 | 0.078314 | 0.078314 | 0.078314 | 0.078314 | 0.078314 | 0.078314 | 0.078314 | 0.078314 | 0.078314 | 0.078314 | 0.078314 | 0.078314 | 0.078314 | 0.078314 | 0.078314 | 0.078314 | 0.078314 | 0.078314 | 0.078314 | 0.078314 | 0.078314 | 0.078314 | 0.078314 | 0.078314 | 0.078314 | 0.078314 | 0.078314 | 0.078314 | 0.078314 | 0.078314 | 0.078314 | 0.078314 | 0.078314 | 0.078314 | 0.078314 | 0.078314 | 0.078314 | 0.078314 | 0.078314 | 0.078314 | 0.078314 | 0.078314 | 0 | 0 | 0 | 0 | 0 | 0 | 0 | 0 | 0 | 0 | 0 | 3.9157
Property Taxes | 0 | 0 | 0.15663 | 0.15663 | 0.15663 | 0.15663 | 0.15663 | 0.15663 | 0.15663 | 0.15663 | 0.15663 | 0.15663 | 0.15663 | 0.15663 | 0.15663 | 0.15663 | 0.15663 | 0.15663 | 0.15663 | 0.15663 | 0.15663 | 0.15663 | 0.15663 | 0.15663 | 0.15663 | 0.15663 | 0.15663 | 0.15663 | 0.15663 | 0.15663 | 0.15663 | 0.15663 | 0.15663 | 0.15663 | 0.15663 | 0.15663 | 0.15663 | 0.15663 | 0.15663 | 0.15663 | 0.15663 | 0.15663 | 0.15663 | 0.15663 | 0.15663 | 0.15663 | 0.15663 | 0.15663 | 0.15663 | 0.15663 | 0.15663 | 0 | 0 | 0 | 0 | 0 | 0 | 0 | 0 | 0 | 0 | 0 | 0 | 7.6748
Total Expenses | 0 | 0 | 0.24505 | 0.24505 | 0.24505 | 0.24505 | 0.24505 | 0.24505 | 0.24505 | 0.24505 | 0.24505 | 0.24505 | 0.24505 | 0.24505 | 0.24505 | 0.24505 | 0.24505 | 0.24505 | 0.24505 | 0.24505 | 0.24505 | 0.24505 | 0.24505 | 0.24505 | 0.24505 | 0.24505 | 0.24505 | 0.24505 | 0.24505 | 0.24505 | 0.24505 | 0.24505 | 0.24505 | 0.24505 | 0.24505 | 0.24505 | 0.24505 | 0.24505 | 0.24505 | 0.24505 | 0.24505 | 0.24505 | 0.24505 | 0.24505 | 0.24505 | 0.24505 | 0.24505 | 0.24505 | 0.24505 | 0.24505 | 0.24505 | 0.088425 | 0 | 0 | 0 | 0 | 0 | 0 | 0 | 0 | 0 | 0 | 0 | 12.096
REVENUE REQUIREMENT
Net Rate Base | 0 | 0 | 1.5157 | 2.9584 | 2.8158 | 2.6799 | 2.5503 | 2.4265 | 2.3081 | 2.1946 | 2.0839 | 1.9736 | 1.8632 | 1.7529 | 1.6426 | 1.5323 | 1.422 | 1.3116 | 1.2013 | 1.091 | 0.98068 | 0.87036 | 0.77454 | 0.70772 | 0.65541 | 0.6031 | 0.55078 | 0.49847 | 0.44616 | 0.39384 | 0.34153 | 0.28921 | 0.2369 | 0.18459 | 0.13227 | 0.079959 | 0.027645 | -0.024669 | -0.076982 | -0.1293 | -0.18161 | -0.23392 | -0.28624 | -0.33855 | -0.39087 | -0.44318 | -0.49549 | -0.54781 | -0.60012 | -0.65243 | -0.70475 | -0.36549 | -7.8001e-05 | -7.8001e-05 | -7.8001e-05 | -7.8001e-05 | -7.8001e-05 | -7.8001e-05 | -7.8001e-05 | -7.8001e-05 | -7.8001e-05 | -7.8001e-05 | -7.8001e-05 | 37.6247
ROR | 9.98% | 9.98% | 9.7% | 9.61% | 9.61% | 9.61% | 9.61% | 9.61% | 9.61% | 9.61% | 9.61% | 9.61% | 9.61% | 9.61% | 9.61% | 9.61% | 9.61% | 9.61% | 9.61% | 9.61% | 9.61% | 9.61% | 9.61% | 9.61% | 9.61% | 9.61% | 9.61% | 9.61% | 9.61% | 9.61% | 9.61% | 9.61% | 9.61% | 9.61% | 9.61% | 9.61% | 9.61% | 9.61% | 9.61% | 9.61% | 9.61% | 9.61% | 9.61% | 9.61% | 9.61% | 9.61% | 9.61% | 9.61% | 9.61% | 9.61% | 9.61% | 9.61% | 9.61% | 9.61% | 9.61% | 9.61% | 9.61% | 9.61% | 9.61% | 9.61% | 9.61% | 9.61% | 9.61%
Earnings Base | 0 | 0 | 0.14703 | 0.2843 | 0.2706 | 0.25754 | 0.24509 | 0.23319 | 0.22181 | 0.2109 | 0.20026 | 0.18966 | 0.17906 | 0.16846 | 0.15785 | 0.14725 | 0.13665 | 0.12605 | 0.11545 | 0.10485 | 0.094243 | 0.083642 | 0.074433 | 0.068012 | 0.062985 | 0.057958 | 0.05293 | 0.047903 | 0.042876 | 0.037848 | 0.032821 | 0.027793 | 0.022766 | 0.017739 | 0.012711 | 0.0076841 | 0.0026567 | -0.0023707 | -0.007398 | -0.012425 | -0.017453 | -0.02248 | -0.027507 | -0.032535 | -0.037562 | -0.04259 | -0.047617 | -0.052644 | -0.057672 | -0.062699 | -0.067726 | -0.035124 | -7.4959e-06 | -7.4959e-06 | -7.4959e-06 | -7.4959e-06 | -7.4959e-06 | -7.4959e-06 | -7.4959e-06 | -7.4959e-06 | -7.4959e-06 | -7.4959e-06 | -7.4959e-06
Earnings - Expense | 0 | 0 | 0.24505 | 0.24505 | 0.24505 | 0.24505 | 0.24505 | 0.24505 | 0.24505 | 0.24505 | 0.24505 | 0.24505 | 0.24505 | 0.24505 | 0.24505 | 0.24505 | 0.24505 | 0.24505 | 0.24505 | 0.24505 | 0.24505 | 0.24505 | 0.24505 | 0.24505 | 0.24505 | 0.24505 | 0.24505 | 0.24505 | 0.24505 | 0.24505 | 0.24505 | 0.24505 | 0.24505 | 0.24505 | 0.24505 | 0.24505 | 0.24505 | 0.24505 | 0.24505 | 0.24505 | 0.24505 | 0.24505 | 0.24505 | 0.24505 | 0.24505 | 0.24505 | 0.24505 | 0.24505 | 0.24505 | 0.24505 | 0.24505 | 0.088425 | 0 | 0 | 0 | 0 | 0 | 0 | 0 | 0 | 0 | 0 | 0 | 12.096
Total Earnings Effect | 0 | 0 | 0.39208 | 0.52936 | 0.51565 | 0.50259 | 0.49014 | 0.47824 | 0.46686 | 0.45595 | 0.44531 | 0.43471 | 0.42411 | 0.41351 | 0.40291 | 0.39231 | 0.3817 | 0.3711 | 0.3605 | 0.3499 | 0.3393 | 0.32869 | 0.31949 | 0.31307 | 0.30804 | 0.30301 | 0.29798 | 0.29296 | 0.28793 | 0.2829 | 0.27787 | 0.27285 | 0.26782 | 0.26279 | 0.25776 | 0.25274 | 0.24771 | 0.24268 | 0.23766 | 0.23263 | 0.2276 | 0.22257 | 0.21755 | 0.21252 | 0.20749 | 0.20246 | 0.19744 | 0.19241 | 0.18738 | 0.18235 | 0.17733 | 0.053301 | -7.4959e-06 | -7.4959e-06 | -7.4959e-06 | -7.4959e-06 | -7.4959e-06 | -7.4959e-06 | -7.4959e-06 | -7.4959e-06 | -7.4959e-06 | -7.4959e-06 | -7.4959e-06
Gross-Up Factor | 1.0354 | 1.0354 | 1.0354 | 1.0298 | 1.0298 | 1.0298 | 1.0298 | 1.0298 | 1.0298 | 1.0298 | 1.0298 | 1.0298 | 1.0298 | 1.0298 | 1.0298 | 1.0298 | 1.0298 | 1.0298 | 1.0298 | 1.0298 | 1.0298 | 1.0298 | 1.0298 | 1.0298 | 1.0298 | 1.0298 | 1.0298 | 1.0298 | 1.0298 | 1.0298 | 1.0298 | 1.0298 | 1.0298 | 1.0298 | 1.0298 | 1.0298 | 1.0298 | 1.0298 | 1.0298 | 1.0298 | 1.0298 | 1.0298 | 1.0298 | 1.0298 | 1.0298 | 1.0298 | 1.0298 | 1.0298 | 1.0298 | 1.0298 | 1.0298 | 1.0298 | 1.0298 | 1.0298 | 1.0298 | 1.0298 | 1.0298 | 1.0298 | 1.0298 | 1.0298 | 1.0298 | 1.0298 | 1.0298
Revenue requirement | 0 | 0 | 0.40594 | 0.54511 | 0.531 | 0.51755 | 0.50473 | 0.49247 | 0.48075 | 0.46952 | 0.45857 | 0.44765 | 0.43673 | 0.42582 | 0.4149 | 0.40398 | 0.39306 | 0.38215 | 0.37123 | 0.36031 | 0.34939 | 0.33848 | 0.32899 | 0.32238 | 0.31721 | 0.31203 | 0.30685 | 0.30167 | 0.2965 | 0.29132 | 0.28614 | 0.28097 | 0.27579 | 0.27061 | 0.26544 | 0.26026 | 0.25508 | 0.2499 | 0.24473 | 0.23955 | 0.23437 | 0.2292 | 0.22402 | 0.21884 | 0.21367 | 0.20849 | 0.20331 | 0.19814 | 0.19296 | 0.18778 | 0.1826 | 0.054888 | -7.719e-06 | -7.719e-06 | -7.719e-06 | -7.719e-06 | -7.719e-06 | -7.719e-06 | -7.719e-06 | -7.719e-06 | -7.719e-06 | -7.719e-06 | -7.719e-06 | 16.183
Depreciation Calculations
Tax Depreciation - Federal
Cost of new equipment in service basis | 0 | 0 | 3.1326 | 0 | 0 | 0 | 0 | 0 | 0 | 0 | 0 | 0 | 0 | 0 | 0 | 0 | 0 | 0 | 0 | 0 | 0 | 0 | 0 | 0 | 0 | 0 | 0 | 0 | 0 | 0 | 0 | 0 | 0 | 0 | 0 | 0 | 0 | 0 | 0 | 0 | 0 | 0 | 0 | 0 | 0 | 0 | 0 | 0 | 0 | 0 | 0 | -3.1326 | 0 | 0 | 0 | 0 | 0 | 0 | 0 | 0 | 0
Bonus Depreciation (N/A) | 0 | 0 | 0 | 0 | 0 | 0 | 0 | 0 | 0 | 0 | 0 | 0 | 0 | 0 | 0 | 0 | 0 | 0 | 0 | 0 | 0 | 0 | 0 | 0 | 0 | 0 | 0 | 0 | 0 | 0 | 0 | 0 | 0 | 0 | 0 | 0 | 0 | 0 | 0 | 0 | 0 | 0 | 0 | 0 | 0 | 0 | 0 | 0 | 0 | 0 | 0 | 0 | 0 | 0 | 0 | 0 | 0 | 0 | 0 | 0 | 0
Regular Depreciation basis (Cumulative) | 0 | 0 | 3.1326 | 3.1326 | 3.1326 | 3.1326 | 3.1326 | 3.1326 | 3.1326 | 3.1326 | 3.1326 | 3.1326 | 3.1326 | 3.1326 | 3.1326 | 3.1326 | 3.1326 | 3.1326 | 3.1326 | 3.1326 | 3.1326 | 3.1326 | 3.1326 | 3.1326 | 3.1326 | 3.1326 | 3.1326 | 3.1326 | 3.1326 | 3.1326 | 3.1326 | 3.1326 | 3.1326 | 3.1326 | 3.1326 | 3.1326 | 3.1326 | 3.1326 | 3.1326 | 3.1326 | 3.1326 | 3.1326 | 3.1326 | 3.1326 | 3.1326 | 3.1326 | 3.1326 | 3.1326 | 3.1326 | 3.1326 | 3.1326 | 0 | 0 | 0 | 0 | 0 | 0 | 0 | 0 | 0 | 0 | 0 | 0
RegularDepreciation |  |  | 0.11747 | 0.22614 | 0.20916 | 0.1935 | 0.17896 | 0.16556 | 0.15312 | 0.14165 | 0.13977 | 0.13977 | 0.13977 | 0.13977 | 0.13977 | 0.13977 | 0.13977 | 0.13977 | 0.13977 | 0.13977 | 0.13977 | 0.13977 | 0.069887 | [40 empty] | 3.1328
Total Depreciation for year | 0 | 0 | 0.11747 | 0.22614 | 0.20916 | 0.1935 | 0.17896 | 0.16556 | 0.15312 | 0.14165 | 0.13977 | 0.13977 | 0.13977 | 0.13977 | 0.13977 | 0.13977 | 0.13977 | 0.13977 | 0.13977 | 0.13977 | 0.13977 | 0.13977 | 0.069887 | 0 | 0 | 0 | 0 | 0 | 0 | 0 | 0 | 0 | 0 | 0 | 0 | 0 | 0 | 0 | 0 | 0 | 0 | 0 | 0 | 0 | 0 | 0 | 0 | 0 | 0 | 0 | 0 | 0 | 0 | 0 | 0 | 0 | 0 | 0 | 0 | 0 | 0
Tax Depreciation - State
Cost of new equipment in service basis | 0 | 0 | 3.1326 | 0 | 0 | 0 | 0 | 0 | 0 | 0 | 0 | 0 | 0 | 0 | 0 | 0 | 0 | 0 | 0 | 0 | 0 | 0 | 0 | 0 | 0 | 0 | 0 | 0 | 0 | 0 | 0 | 0 | 0 | 0 | 0 | 0 | 0 | 0 | 0 | 0 | 0 | 0 | 0 | 0 | 0 | 0 | 0 | 0 | 0 | 0 | 0 | -3.1326 | 0 | 0 | 0 | 0 | 0 | 0 | 0 | 0 | 0 | 0 | 0
Bonus Depreciation (N/A) | 0 | 0 | 0 | 0 | 0 | 0 | 0 | 0 | 0 | 0 | 0 | 0 | 0 | 0 | 0 | 0 | 0 | 0 | 0 | 0 | 0 | 0 | 0 | 0 | 0 | 0 | 0 | 0 | 0 | 0 | 0 | 0 | 0 | 0 | 0 | 0 | 0 | 0 | 0 | 0 | 0 | 0 | 0 | 0 | 0 | 0 | 0 | 0 | 0 | 0 | 0 | 0 | 0 | 0 | 0 | 0 | 0 | 0 | 0 | 0 | 0 | 0 | 0
Regular Depreciation basis (Cumulative) | 0 | 0 | 3.1326 | 3.1326 | 3.1326 | 3.1326 | 3.1326 | 3.1326 | 3.1326 | 3.1326 | 3.1326 | 3.1326 | 3.1326 | 3.1326 | 3.1326 | 3.1326 | 3.1326 | 3.1326 | 3.1326 | 3.1326 | 3.1326 | 3.1326 | 3.1326 | 3.1326 | 3.1326 | 3.1326 | 3.1326 | 3.1326 | 3.1326 | 3.1326 | 3.1326 | 3.1326 | 3.1326 | 3.1326 | 3.1326 | 3.1326 | 3.1326 | 3.1326 | 3.1326 | 3.1326 | 3.1326 | 3.1326 | 3.1326 | 3.1326 | 3.1326 | 3.1326 | 3.1326 | 3.1326 | 3.1326 | 3.1326 | 3.1326 | 0 | 0 | 0 | 0 | 0 | 0 | 0 | 0 | 0 | 0 | 0 | 0
RegularDepreciation | 0 | 0 | 0.11747 | 0.22614 | 0.20916 | 0.1935 | 0.17896 | 0.16556 | 0.15312 | 0.14165 | 0.13977 | 0.13977 | 0.13977 | 0.13977 | 0.13977 | 0.13977 | 0.13977 | 0.13977 | 0.13977 | 0.13977 | 0.13977 | 0.13977 | 0.069887 | 0 | 0 | 0 | 0 | 0 | 0 | 0 | 0 | 0 | 0 | 0 | 0 | 0 | 0 | 0 | 0 | 0 | 0 | 0 | 0 | 0 | 0 | 0 | 0 | 0 | 0 | 0 | 0 | 0 | 0 | 0 | 0 | 0 | 0 | 0 | 0 | 0 | 0 | 0 | 0 | 3.1328
Total Depreciation for year | 0 | 0 | 0.11747 | 0.22614 | 0.20916 | 0.1935 | 0.17896 | 0.16556 | 0.15312 | 0.14165 | 0.13977 | 0.13977 | 0.13977 | 0.13977 | 0.13977 | 0.13977 | 0.13977 | 0.13977 | 0.13977 | 0.13977 | 0.13977 | 0.13977 | 0.069887 | 0 | 0 | 0 | 0 | 0 | 0 | 0 | 0 | 0 | 0 | 0 | 0 | 0 | 0 | 0 | 0 | 0 | 0 | 0 | 0 | 0 | 0 | 0 | 0 | 0 | 0 | 0 | 0 | 0 | 0 | 0 | 0 | 0 | 0 | 0 | 0 | 0 | 0 | 0 | 0
Book Depreciation with COR
2014 | 0 | 0 | 0 | 0 | 0 | 0 | 0 | 0 | 0 | 0 | 0 | 0 | 0 | 0 | 0 | 0 | 0 | 0 | 0 | 0 | 0 | 0 | 0 | 0 | 0 | 0 | 0 | 0 | 0 | 0 | 0 | 0 | 0 | 0 | 0 | 0 | 0 | 0 | 0 | 0 | 0 | 0 | 0 | 0 | 0 | 0 | 0 | 0 | 0 | 0 | [13 empty] | 0
2015 |  | 0 | 0 | 0 | 0 | 0 | 0 | 0 | 0 | 0 | 0 | 0 | 0 | 0 | 0 | 0 | 0 | 0 | 0 | 0 | 0 | 0 | 0 | 0 | 0 | 0 | 0 | 0 | 0 | 0 | 0 | 0 | 0 | 0 | 0 | 0 | 0 | 0 | 0 | 0 | 0 | 0 | 0 | 0 | 0 | 0 | 0 | 0 | 0 | 0 | 0 | [12 empty] | 0 | check - total PIS
2016 |  |  | 0.078314 | 0.078314 | 0.078314 | 0.078314 | 0.078314 | 0.078314 | 0.078314 | 0.078314 | 0.078314 | 0.078314 | 0.078314 | 0.078314 | 0.078314 | 0.078314 | 0.078314 | 0.078314 | 0.078314 | 0.078314 | 0.078314 | 0.078314 | 0.078314 | 0.078314 | 0.078314 | 0.078314 | 0.078314 | 0.078314 | 0.078314 | 0.078314 | 0.078314 | 0.078314 | 0.078314 | 0.078314 | 0.078314 | 0.078314 | 0.078314 | 0.078314 | 0.078314 | 0.078314 | 0.078314 | 0.078314 | 0.078314 | 0.078314 | 0.078314 | 0.078314 | 0.078314 | 0.078314 | 0.078314 | 0.078314 | 0.078314 | 0.078314 | [11 empty] | 3.9157 | 3.9157
2017 |  |  |  | 0 | 0 | 0 | 0 | 0 | 0 | 0 | 0 | 0 | 0 | 0 | 0 | 0 | 0 | 0 | 0 | 0 | 0 | 0 | 0 | 0 | 0 | 0 | 0 | 0 | 0 | 0 | 0 | 0 | 0 | 0 | 0 | 0 | 0 | 0 | 0 | 0 | 0 | 0 | 0 | 0 | 0 | 0 | 0 | 0 | 0 | 0 | 0 | 0 | 0 | [10 empty] | 0 | 0
2018 |  |  |  |  | 0 | 0 | 0 | 0 | 0 | 0 | 0 | 0 | 0 | 0 | 0 | 0 | 0 | 0 | 0 | 0 | 0 | 0 | 0 | 0 | 0 | 0 | 0 | 0 | 0 | 0 | 0 | 0 | 0 | 0 | 0 | 0 | 0 | 0 | 0 | 0 | 0 | 0 | 0 | 0 | 0 | 0 | 0 | 0 | 0 | 0 | 0 | 0 | 0 | 0 | [9 empty] | 0
2019 | [5 empty] | 0 | 0 | 0 | 0 | 0 | 0 | 0 | 0 | 0 | 0 | 0 | 0 | 0 | 0 | 0 | 0 | 0 | 0 | 0 | 0 | 0 | 0 | 0 | 0 | 0 | 0 | 0 | 0 | 0 | 0 | 0 | 0 | 0 | 0 | 0 | 0 | 0 | 0 | 0 | 0 | 0 | 0 | 0 | 0 | 0 | 0 | 0 | 0 | 0 | 0 | [8 empty] | 0 | 0
2020 | [6 empty] | 0 | 0 | 0 | 0 | 0 | 0 | 0 | 0 | 0 | 0 | 0 | 0 | 0 | 0 | 0 | 0 | 0 | 0 | 0 | 0 | 0 | 0 | 0 | 0 | 0 | 0 | 0 | 0 | 0 | 0 | 0 | 0 | 0 | 0 | 0 | 0 | 0 | 0 | 0 | 0 | 0 | 0 | 0 | 0 | 0 | 0 | 0 | 0 | 0 | 0 | [7 empty] | 0
2021 | [7 empty] | 0 | 0 | 0 | 0 | 0 | 0 | 0 | 0 | 0 | 0 | 0 | 0 | 0 | 0 | 0 | 0 | 0 | 0 | 0 | 0 | 0 | 0 | 0 | 0 | 0 | 0 | 0 | 0 | 0 | 0 | 0 | 0 | 0 | 0 | 0 | 0 | 0 | 0 | 0 | 0 | 0 | 0 | 0 | 0 | 0 | 0 | 0 | 0 | 0 | 0 | [6 empty] | 0
2022 | [8 empty] | 0 | 0 | 0 | 0 | 0 | 0 | 0 | 0 | 0 | 0 | 0 | 0 | 0 | 0 | 0 | 0 | 0 | 0 | 0 | 0 | 0 | 0 | 0 | 0 | 0 | 0 | 0 | 0 | 0 | 0 | 0 | 0 | 0 | 0 | 0 | 0 | 0 | 0 | 0 | 0 | 0 | 0 | 0 | 0 | 0 | 0 | 0 | 0 | 0 | 0 | [5 empty] | 0
2023 | [9 empty] | 0 | 0 | 0 | 0 | 0 | 0 | 0 | 0 | 0 | 0 | 0 | 0 | 0 | 0 | 0 | 0 | 0 | 0 | 0 | 0 | 0 | 0 | 0 | 0 | 0 | 0 | 0 | 0 | 0 | 0 | 0 | 0 | 0 | 0 | 0 | 0 | 0 | 0 | 0 | 0 | 0 | 0 | 0 | 0 | 0 | 0 | 0 | 0 | 0 | 0 |  |  |  |  | 0
2024 | [10 empty] | 0 | 0 | 0 | 0 | 0 | 0 | 0 | 0 | 0 | 0 | 0 | 0 | 0 | 0 | 0 | 0 | 0 | 0 | 0 | 0 | 0 | 0 | 0 | 0 | 0 | 0 | 0 | 0 | 0 | 0 | 0 | 0 | 0 | 0 | 0 | 0 | 0 | 0 | 0 | 0 | 0 | 0 | 0 | 0 | 0 | 0 | 0 | 0 | 0 | 0 |  |  |  | 0 | 0
2025 | [11 empty] | 0 | 0 | 0 | 0 | 0 | 0 | 0 | 0 | 0 | 0 | 0 | 0 | 0 | 0 | 0 | 0 | 0 | 0 | 0 | 0 | 0 | 0 | 0 | 0 | 0 | 0 | 0 | 0 | 0 | 0 | 0 | 0 | 0 | 0 | 0 | 0 | 0 | 0 | 0 | 0 | 0 | 0 | 0 | 0 | 0 | 0 | 0 | 0 | 0 | 0 |  |  | 0
2026 | [12 empty] | 0 | 0 | 0 | 0 | 0 | 0 | 0 | 0 | 0 | 0 | 0 | 0 | 0 | 0 | 0 | 0 | 0 | 0 | 0 | 0 | 0 | 0 | 0 | 0 | 0 | 0 | 0 | 0 | 0 | 0 | 0 | 0 | 0 | 0 | 0 | 0 | 0 | 0 | 0 | 0 | 0 | 0 | 0 | 0 | 0 | 0 | 0 | 0 | 0 | 0 |  | 0
| 0 | 0 | 0.078314 | 0.078314 | 0.078314 | 0.078314 | 0.078314 | 0.078314 | 0.078314 | 0.078314 | 0.078314 | 0.078314 | 0.078314 | 0.078314 | 0.078314 | 0.078314 | 0.078314 | 0.078314 | 0.078314 | 0.078314 | 0.078314 | 0.078314 | 0.078314 | 0.078314 | 0.078314 | 0.078314 | 0.078314 | 0.078314 | 0.078314 | 0.078314 | 0.078314 | 0.078314 | 0.078314 | 0.078314 | 0.078314 | 0.078314 | 0.078314 | 0.078314 | 0.078314 | 0.078314 | 0.078314 | 0.078314 | 0.078314 | 0.078314 | 0.078314 | 0.078314 | 0.078314 | 0.078314 | 0.078314 | 0.078314 | 0.078314 | 0.078314 | 0 | 0 | 0 | 0 | 0 | 0 | 0 | 0 | 0 | 0 | 0 | 3.9157
Book Depreciation- excl. Salvage
2014 | 0 | 0 | 0 | 0 | 0 | 0 | 0 | 0 | 0 | 0 | 0 | 0 | 0 | 0 | 0 | 0 | 0 | 0 | 0 | 0 | 0 | 0 | 0 | 0 | 0 |  |  | 0 | 0 | 0 | 0 | 0 | 0 | 0 | 0 | 0 | 0 | 0 | 0 | 0 | 0 | 0 | 0 | 0 | 0 | 0 | 0 | 0 | 0 | 0 | 0 | 0 | [11 empty] | 0
2015 |  | 0 | 0 | 0 | 0 | 0 | 0 | 0 | 0 | 0 | 0 | 0 | 0 | 0 | 0 | 0 | 0 | 0 | 0 | 0 | 0 | 0 | 0 | 0 | 0 | 0 |  | 0 | 0 | 0 | 0 | 0 | 0 | 0 | 0 | 0 | 0 | 0 | 0 | 0 | 0 | 0 | 0 | 0 | 0 | 0 | 0 | 0 | 0 | 0 | 0 | 0 | [11 empty] | 0 | check - total PIS
2016 |  |  | 0.062651 | 0.062651 | 0.062651 | 0.062651 | 0.062651 | 0.062651 | 0.062651 | 0.062651 | 0.062651 | 0.062651 | 0.062651 | 0.062651 | 0.062651 | 0.062651 | 0.062651 | 0.062651 | 0.062651 | 0.062651 | 0.062651 | 0.062651 | 0.062651 | 0.062651 | 0.062651 | 0.062651 | 0.062651 | 0.062651 | 0.062651 | 0.062651 | 0.062651 | 0.062651 | 0.062651 | 0.062651 | 0.062651 | 0.062651 | 0.062651 | 0.062651 | 0.062651 | 0.062651 | 0.062651 | 0.062651 | 0.062651 | 0.062651 | 0.062651 | 0.062651 | 0.062651 | 0.062651 | 0.062651 | 0.062651 | 0.062651 | 0.062651 | [11 empty] | 3.1326 | 3.1326
2017 |  |  |  | 0 | 0 | 0 | 0 | 0 | 0 | 0 | 0 | 0 | 0 | 0 | 0 | 0 | 0 | 0 | 0 | 0 | 0 | 0 | 0 | 0 | 0 | 0 | 0 | 0 | 0 | 0 | 0 | 0 | 0 | 0 | 0 | 0 | 0 | 0 | 0 | 0 | 0 | 0 | 0 | 0 | 0 | 0 | 0 | 0 | 0 | 0 | 0 | 0 | 0 | [10 empty] | 0 | 0
2018 |  |  |  |  | 0 | 0 | 0 | 0 | 0 | 0 | 0 | 0 | 0 | 0 | 0 | 0 | 0 | 0 | 0 | 0 | 0 | 0 | 0 | 0 | 0 | 0 | 0 | 0 | 0 | 0 | 0 | 0 | 0 | 0 | 0 | 0 | 0 | 0 | 0 | 0 | 0 | 0 | 0 | 0 | 0 | 0 | 0 | 0 | 0 | 0 | 0 | 0 | 0 | 0 | [9 empty] | 0
2019 | [5 empty] | 0 | 0 | 0 | 0 | 0 | 0 | 0 | 0 | 0 | 0 | 0 | 0 | 0 | 0 | 0 | 0 | 0 | 0 | 0 | 0 | 0 | 0 | 0 | 0 | 0 | 0 | 0 | 0 | 0 | 0 | 0 | 0 | 0 | 0 | 0 | 0 | 0 | 0 | 0 | 0 | 0 | 0 | 0 | 0 | 0 | 0 | 0 | 0 | 0 | 0 | [8 empty] | 0 | 0
2020 | [6 empty] | 0 | 0 | 0 | 0 | 0 | 0 | 0 | 0 | 0 | 0 | 0 | 0 | 0 | 0 | 0 | 0 | 0 | 0 | 0 | 0 | 0 | 0 | 0 | 0 | 0 | 0 | 0 | 0 | 0 | 0 | 0 | 0 | 0 | 0 | 0 | 0 | 0 | 0 | 0 | 0 | 0 | 0 | 0 | 0 | 0 | 0 | 0 | 0 | 0 | 0 | [7 empty] | 0
2021 | [7 empty] | 0 | 0 | 0 | 0 | 0 | 0 | 0 | 0 | 0 | 0 | 0 | 0 | 0 | 0 | 0 | 0 | 0 | 0 | 0 | 0 | 0 | 0 | 0 | 0 | 0 | 0 | 0 | 0 | 0 | 0 | 0 | 0 | 0 | 0 | 0 | 0 | 0 | 0 | 0 | 0 | 0 | 0 | 0 | 0 | 0 | 0 | 0 | 0 | 0 | 0 | [6 empty] | 0
2022 | [8 empty] | 0 | 0 | 0 | 0 | 0 | 0 | 0 | 0 | 0 | 0 | 0 | 0 | 0 | 0 | 0 | 0 | 0 | 0 | 0 | 0 | 0 | 0 | 0 | 0 | 0 | 0 | 0 | 0 | 0 | 0 | 0 | 0 | 0 | 0 | 0 | 0 | 0 | 0 | 0 | 0 | 0 | 0 | 0 | 0 | 0 | 0 | 0 | 0 | 0 | 0 | [5 empty] | 0
2023 | [9 empty] | 0 | 0 | 0 | 0 | 0 | 0 | 0 | 0 | 0 | 0 | 0 | 0 | 0 | 0 | 0 | 0 | 0 | 0 | 0 | 0 | 0 | 0 | 0 | 0 | 0 | 0 | 0 | 0 | 0 | 0 | 0 | 0 | 0 | 0 | 0 | 0 | 0 | 0 | 0 | 0 | 0 | 0 | 0 | 0 | 0 | 0 | 0 | 0 | 0 | 0 |  |  |  |  | 0
2024 | [10 empty] | 0 | 0 | 0 | 0 | 0 | 0 | 0 | 0 | 0 | 0 | 0 | 0 | 0 | 0 | 0 | 0 | 0 | 0 | 0 | 0 | 0 | 0 | 0 | 0 | 0 | 0 | 0 | 0 | 0 | 0 | 0 | 0 | 0 | 0 | 0 | 0 | 0 | 0 | 0 | 0 | 0 | 0 | 0 | 0 | 0 | 0 | 0 | 0 | 0 | 0 |  |  |  | 0 | 0
2025 | [11 empty] | 0 | 0 | 0 | 0 | 0 | 0 | 0 | 0 | 0 | 0 | 0 | 0 | 0 | 0 | 0 | 0 | 0 | 0 | 0 | 0 | 0 | 0 | 0 | 0 | 0 | 0 | 0 | 0 | 0 | 0 | 0 | 0 | 0 | 0 | 0 | 0 | 0 | 0 | 0 | 0 | 0 | 0 | 0 | 0 | 0 | 0 | 0 | 0 | 0 | 0 |  |  | 0
2026 | [12 empty] | 0 | 0 | 0 | 0 | 0 | 0 | 0 | 0 | 0 | 0 | 0 | 0 | 0 | 0 | 0 | 0 | 0 | 0 | 0 | 0 | 0 | 0 | 0 | 0 | 0 | 0 | 0 | 0 | 0 | 0 | 0 | 0 | 0 | 0 | 0 | 0 | 0 | 0 | 0 | 0 | 0 | 0 | 0 | 0 | 0 | 0 | 0 | 0 | 0 | 0 |  | 0 | 0
| 0 | 0 | 0.062651 | 0.062651 | 0.062651 | 0.062651 | 0.062651 | 0.062651 | 0.062651 | 0.062651 | 0.062651 | 0.062651 | 0.062651 | 0.062651 | 0.062651 | 0.062651 | 0.062651 | 0.062651 | 0.062651 | 0.062651 | 0.062651 | 0.062651 | 0.062651 | 0.062651 | 0.062651 | 0.062651 | 0.062651 | 0.062651 | 0.062651 | 0.062651 | 0.062651 | 0.062651 | 0.062651 | 0.062651 | 0.062651 | 0.062651 | 0.062651 | 0.062651 | 0.062651 | 0.062651 | 0.062651 | 0.062651 | 0.062651 | 0.062651 | 0.062651 | 0.062651 | 0.062651 | 0.062651 | 0.062651 | 0.062651 | 0.062651 | 0.062651 | 0 | 0 | 0 | 0 | 0 | 0 | 0 | 0 | 0 | 0 | 0 | 3.1326
Note on A50: Lee, Betty: rate base does not include CWIP b/c the CapEx dollars include an AFUDC component in it already

## 3c-2017
Project No. | 3c
Project Desc. | 6 MW from Brownsville No. 1 to Water St.
Book Life | 50
Tax Life | 20N
Salvage Rate | -25%
| 2014 | 2015 | 2016 | 2017 | 2018 | 2019 | 2020 | 2021 | 2022 | 2023 | 2024 | 2025 | 2026 | 2027 | 2028 | 2029 | 2030 | 2031 | 2032 | 2033 | 2034 | 2035 | 2036 | 2037 | 2038 | 2039 | 2040 | 2041 | 2042 | 2043 | 2044 | 2045 | 2046 | 2047 | 2048 | 2049 | 2050 | 2051 | 2052 | 2053 | 2054 | 2055 | 2056 | 2057 | 2058 | 2059 | 2060 | 2061 | 2062 | 2063 | 2064 | 2065 | 2066 | 2067 | 2068 | 2069 | 2070 | 2071 | 2072 | 2073 | 2074 | 2075 | 2076
Closing to Plant (Y/N) | N | N | Y | N | N | N | N | N | N | N | N | N | N | N | N | N | N | N | N | N | N | N | N | N | N | N | N | N | N | N | N | N | N | N | N | N | N | N | N | N | N | N | N | N | N | N | N | N | N | N | N | N | N | N | N | N | N | N | N | N | N | N | N | Total
CWIP
Beginning of Period | 0 | 0 | 1.8659 | 0 | 0 | 0 | 0 | 0 | 0 | 0 | 0 | 0 | 0 | 0 | 0 | 0 | 0 | 0 | 0 | 0 | 0 | 0 | 0 | 0 | 0 | 0 | 0 | 0 | 0 | 0 | 0 | 0 | 0 | 0 | 0 | 0 | 0 | 0 | 0 | 0 | 0 | 0 | 0 | 0 | 0 | 0 | 0 | 0 | 0 | 0 | 0 | 0 | 0 | 0 | 0 | 0 | 0 | 0 | 0 | 0 | 0 | 0 | 0
Activity
Capex | 0 | 1.8659 | 0.64472 | 0 | 0 | 0 | 0 | 0 | 0 | 0 | 0 | 0 | 0 | [50 empty] | 2.5106
Closings to Plant |  |  | -2.5106 | [9 empty] | 0 | [50 empty] | -2.5106
End of Period | 0 | 1.8659 | 0 | 0 | 0 | 0 | 0 | 0 | 0 | 0 | 0 | 0 | 0 | 0 | 0 | 0 | 0 | 0 | 0 | 0 | 0 | 0 | 0 | 0 | 0 | 0 | 0 | 0 | 0 | 0 | 0 | 0 | 0 | 0 | 0 | 0 | 0 | 0 | 0 | 0 | 0 | 0 | 0 | 0 | 0 | 0 | 0 | 0 | 0 | 0 | 0 | 0 | 0 | 0 | 0 | 0 | 0 | 0 | 0 | 0 | 0 | 0 | 0
Average | 0 | 0.93294 | 0.93294 | 0 | 0 | 0 | 0 | 0 | 0 | 0 | 0 | 0 | 0 | 0 | 0 | 0 | 0 | 0 | 0 | 0 | 0 | 0 | 0 | 0 | 0 | 0 | 0 | 0 | 0 | 0 | 0 | 0 | 0 | 0 | 0 | 0 | 0 | 0 | 0 | 0 | 0 | 0 | 0 | 0 | 0 | 0 | 0 | 0 | 0 | 0 | 0 | 0 | 0 | 0 | 0 | 0 | 0 | 0 | 0 | 0 | 0 | 0 | 0
Plant in Service
Beginning of Period | 0 | 0 | 0 | 2.5106 | 2.5106 | 2.5106 | 2.5106 | 2.5106 | 2.5106 | 2.5106 | 2.5106 | 2.5106 | 2.5106 | 2.5106 | 2.5106 | 2.5106 | 2.5106 | 2.5106 | 2.5106 | 2.5106 | 2.5106 | 2.5106 | 2.5106 | 2.5106 | 2.5106 | 2.5106 | 2.5106 | 2.5106 | 2.5106 | 2.5106 | 2.5106 | 2.5106 | 2.5106 | 2.5106 | 2.5106 | 2.5106 | 2.5106 | 2.5106 | 2.5106 | 2.5106 | 2.5106 | 2.5106 | 2.5106 | 2.5106 | 2.5106 | 2.5106 | 2.5106 | 2.5106 | 2.5106 | 2.5106 | 2.5106 | 2.5106 | 0 | 0 | 0 | 0 | 0 | 0 | 0 | 0 | 0 | 0 | 0
Activity | 0 | 0 | 2.5106 | 0 | 0 | 0 | 0 | 0 | 0 | 0 | 0 | 0 | 0 | 0 | 0 | 0 | 0 | 0 | 0 | 0 | 0 | 0 | 0 | 0 | 0 | 0 | 0 | 0 | 0 | 0 | 0 | 0 | 0 | 0 | 0 | 0 | 0 | 0 | 0 | 0 | 0 | 0 | 0 | 0 | 0 | 0 | 0 | 0 | 0 | 0 | 0 | -2.5106 | 0 | 0 | 0 | 0 | 0 | 0 | 0 | 0 | 0 | 0 | 0 | 0
End of Period | 0 | 0 | 2.5106 | 2.5106 | 2.5106 | 2.5106 | 2.5106 | 2.5106 | 2.5106 | 2.5106 | 2.5106 | 2.5106 | 2.5106 | 2.5106 | 2.5106 | 2.5106 | 2.5106 | 2.5106 | 2.5106 | 2.5106 | 2.5106 | 2.5106 | 2.5106 | 2.5106 | 2.5106 | 2.5106 | 2.5106 | 2.5106 | 2.5106 | 2.5106 | 2.5106 | 2.5106 | 2.5106 | 2.5106 | 2.5106 | 2.5106 | 2.5106 | 2.5106 | 2.5106 | 2.5106 | 2.5106 | 2.5106 | 2.5106 | 2.5106 | 2.5106 | 2.5106 | 2.5106 | 2.5106 | 2.5106 | 2.5106 | 2.5106 | 0 | 0 | 0 | 0 | 0 | 0 | 0 | 0 | 0 | 0 | 0 | 0
Average | 0 | 0 | 1.2553 | 2.5106 | 2.5106 | 2.5106 | 2.5106 | 2.5106 | 2.5106 | 2.5106 | 2.5106 | 2.5106 | 2.5106 | 2.5106 | 2.5106 | 2.5106 | 2.5106 | 2.5106 | 2.5106 | 2.5106 | 2.5106 | 2.5106 | 2.5106 | 2.5106 | 2.5106 | 2.5106 | 2.5106 | 2.5106 | 2.5106 | 2.5106 | 2.5106 | 2.5106 | 2.5106 | 2.5106 | 2.5106 | 2.5106 | 2.5106 | 2.5106 | 2.5106 | 2.5106 | 2.5106 | 2.5106 | 2.5106 | 2.5106 | 2.5106 | 2.5106 | 2.5106 | 2.5106 | 2.5106 | 2.5106 | 2.5106 | 1.2553 | 0 | 0 | 0 | 0 | 0 | 0 | 0 | 0 | 0 | 0 | 0
Tax Depreciation
Beginning of Period | 0 | 0 | 0 | 0.1883 | 0.55078 | 0.88604 | 1.1962 | 1.4831 | 1.7484 | 1.9939 | 2.2209 | 2.445 | 2.669 | 2.8931 | 3.1171 | 3.3412 | 3.5652 | 3.7893 | 4.0133 | 4.2373 | 4.4614 | 4.6854 | 4.9095 | 5.0215 | 5.0215 | 5.0215 | 5.0215 | 5.0215 | 5.0215 | 5.0215 | 5.0215 | 5.0215 | 5.0215 | 5.0215 | 5.0215 | 5.0215 | 5.0215 | 5.0215 | 5.0215 | 5.0215 | 5.0215 | 5.0215 | 5.0215 | 5.0215 | 5.0215 | 5.0215 | 5.0215 | 5.0215 | 5.0215 | 5.0215 | 5.0215 | 5.0215 | 5.0215 | 5.0215 | 5.0215 | 5.0215 | 5.0215 | 5.0215 | 5.0215 | 5.0215 | 5.0215 | 5.0215 | 5.0215
Federal | 0 | 0 | 0.094148 | 0.18124 | 0.16763 | 0.15508 | 0.14343 | 0.13269 | 0.12272 | 0.11353 | 0.11202 | 0.11202 | 0.11202 | 0.11202 | 0.11202 | 0.11202 | 0.11202 | 0.11202 | 0.11202 | 0.11202 | 0.11202 | 0.11202 | 0.056012 | 0 | 0 | 0 | 0 | 0 | 0 | 0 | 0 | 0 | 0 | 0 | 0 | 0 | 0 | 0 | 0 | 0 | 0 | 0 | 0 | 0 | 0 | 0 | 0 | 0 | 0 | 0 | 0 | 0 | 0 | 0 | 0 | 0 | 0 | 0 | 0 | 0 | 0 | 0 | 0 | 2.5108
State | 0 | 0 | 0.094148 | 0.18124 | 0.16763 | 0.15508 | 0.14343 | 0.13269 | 0.12272 | 0.11353 | 0.11202 | 0.11202 | 0.11202 | 0.11202 | 0.11202 | 0.11202 | 0.11202 | 0.11202 | 0.11202 | 0.11202 | 0.11202 | 0.11202 | 0.056012 | 0 | 0 | 0 | 0 | 0 | 0 | 0 | 0 | 0 | 0 | 0 | 0 | 0 | 0 | 0 | 0 | 0 | 0 | 0 | 0 | 0 | 0 | 0 | 0 | 0 | 0 | 0 | 0 | 0 | 0 | 0 | 0 | 0 | 0 | 0 | 0 | 0 | 0 | 0 | 0 | 2.5108
End of Period | 0 | 0 | 0.1883 | 0.55078 | 0.88604 | 1.1962 | 1.4831 | 1.7484 | 1.9939 | 2.2209 | 2.445 | 2.669 | 2.8931 | 3.1171 | 3.3412 | 3.5652 | 3.7893 | 4.0133 | 4.2373 | 4.4614 | 4.6854 | 4.9095 | 5.0215 | 5.0215 | 5.0215 | 5.0215 | 5.0215 | 5.0215 | 5.0215 | 5.0215 | 5.0215 | 5.0215 | 5.0215 | 5.0215 | 5.0215 | 5.0215 | 5.0215 | 5.0215 | 5.0215 | 5.0215 | 5.0215 | 5.0215 | 5.0215 | 5.0215 | 5.0215 | 5.0215 | 5.0215 | 5.0215 | 5.0215 | 5.0215 | 5.0215 | 5.0215 | 5.0215 | 5.0215 | 5.0215 | 5.0215 | 5.0215 | 5.0215 | 5.0215 | 5.0215 | 5.0215 | 5.0215 | 5.0215
Average | 0 | 0 | 0.094148 | 0.36954 | 0.71841 | 1.0411 | 1.3396 | 1.6157 | 1.8712 | 2.1074 | 2.333 | 2.557 | 2.781 | 3.0051 | 3.2291 | 3.4532 | 3.6772 | 3.9013 | 4.1253 | 4.3494 | 4.5734 | 4.7975 | 4.9655 | 5.0215 | 5.0215 | 5.0215 | 5.0215 | 5.0215 | 5.0215 | 5.0215 | 5.0215 | 5.0215 | 5.0215 | 5.0215 | 5.0215 | 5.0215 | 5.0215 | 5.0215 | 5.0215 | 5.0215 | 5.0215 | 5.0215 | 5.0215 | 5.0215 | 5.0215 | 5.0215 | 5.0215 | 5.0215 | 5.0215 | 5.0215 | 5.0215 | 5.0215 | 5.0215 | 5.0215 | 5.0215 | 5.0215 | 5.0215 | 5.0215 | 5.0215 | 5.0215 | 5.0215 | 5.0215 | 5.0215
Book Depreciation with COR
Beginning of Period | 0 | 0 | 0 | 0.062765 | 0.12553 | 0.1883 | 0.25106 | 0.31383 | 0.37659 | 0.43936 | 0.50212 | 0.56489 | 0.62765 | 0.69042 | 0.75318 | 0.81595 | 0.87871 | 0.94148 | 1.0042 | 1.067 | 1.1298 | 1.1925 | 1.2553 | 1.3181 | 1.3808 | 1.4436 | 1.5064 | 1.5691 | 1.6319 | 1.6947 | 1.7574 | 1.8202 | 1.883 | 1.9457 | 2.0085 | 2.0712 | 2.134 | 2.1968 | 2.2595 | 2.3223 | 2.3851 | 2.4478 | 2.5106 | 2.5734 | 2.6361 | 2.6989 | 2.7617 | 2.8244 | 2.8872 | 2.95 | 3.0127 | 3.0755 | 0 | 0 | 0 | 0 | 0 | 0 | 0 | 0 | 0 | 0 | 0
Activity | 0 | 0 | 0.062765 | 0.062765 | 0.062765 | 0.062765 | 0.062765 | 0.062765 | 0.062765 | 0.062765 | 0.062765 | 0.062765 | 0.062765 | 0.062765 | 0.062765 | 0.062765 | 0.062765 | 0.062765 | 0.062765 | 0.062765 | 0.062765 | 0.062765 | 0.062765 | 0.062765 | 0.062765 | 0.062765 | 0.062765 | 0.062765 | 0.062765 | 0.062765 | 0.062765 | 0.062765 | 0.062765 | 0.062765 | 0.062765 | 0.062765 | 0.062765 | 0.062765 | 0.062765 | 0.062765 | 0.062765 | 0.062765 | 0.062765 | 0.062765 | 0.062765 | 0.062765 | 0.062765 | 0.062765 | 0.062765 | 0.062765 | 0.062765 | 0.062765 | 0 | 0 | 0 | 0 | 0 | 0 | 0 | 0 | 0 | 0 | 0 | 3.1383
Book Depreciation Related to Retired PIS | [49 empty] | 0 | 0 | -3.1383 | 0 | 0 | 0 | 0 | 0 | 0 | 0 | 0 | 0 | 0 |  | -3.1383
End of Period | 0 | 0 | 0.062765 | 0.12553 | 0.1883 | 0.25106 | 0.31383 | 0.37659 | 0.43936 | 0.50212 | 0.56489 | 0.62765 | 0.69042 | 0.75318 | 0.81595 | 0.87871 | 0.94148 | 1.0042 | 1.067 | 1.1298 | 1.1925 | 1.2553 | 1.3181 | 1.3808 | 1.4436 | 1.5064 | 1.5691 | 1.6319 | 1.6947 | 1.7574 | 1.8202 | 1.883 | 1.9457 | 2.0085 | 2.0712 | 2.134 | 2.1968 | 2.2595 | 2.3223 | 2.3851 | 2.4478 | 2.5106 | 2.5734 | 2.6361 | 2.6989 | 2.7617 | 2.8244 | 2.8872 | 2.95 | 3.0127 | 3.0755 | 0 | 0 | 0 | 0 | 0 | 0 | 0 | 0 | 0 | 0 | 0 | 0
Average | 0 | 0 | 0.031383 | 0.094148 | 0.15691 | 0.21968 | 0.28244 | 0.34521 | 0.40797 | 0.47074 | 0.5335 | 0.59627 | 0.65903 | 0.7218 | 0.78456 | 0.84733 | 0.91009 | 0.97286 | 1.0356 | 1.0984 | 1.1612 | 1.2239 | 1.2867 | 1.3494 | 1.4122 | 1.475 | 1.5377 | 1.6005 | 1.6633 | 1.726 | 1.7888 | 1.8516 | 1.9143 | 1.9771 | 2.0399 | 2.1026 | 2.1654 | 2.2282 | 2.2909 | 2.3537 | 2.4165 | 2.4792 | 2.542 | 2.6048 | 2.6675 | 2.7303 | 2.793 | 2.8558 | 2.9186 | 2.9813 | 3.0441 | 1.5377 | 0 | 0 | 0 | 0 | 0 | 0 | 0 | 0 | 0 | 0 | 0
Federal Deferred Tax Balance, Net of Tax
Beginning of Period | 0 | 0 | 0 | 0.015377 | 0.061237 | 0.10233 | 0.13904 | 0.17167 | 0.20053 | 0.22591 | 0.24807 | 0.2697 | 0.29134 | 0.31297 | 0.3346 | 0.35624 | 0.37787 | 0.39951 | 0.42114 | 0.44277 | 0.46441 | 0.48604 | 0.50768 | 0.50971 | 0.49213 | 0.47456 | 0.45698 | 0.43941 | 0.42183 | 0.40426 | 0.38669 | 0.36911 | 0.35154 | 0.33396 | 0.31639 | 0.29881 | 0.28124 | 0.26367 | 0.24609 | 0.22852 | 0.21094 | 0.19337 | 0.17579 | 0.15822 | 0.14065 | 0.12307 | 0.1055 | 0.087924 | 0.07035 | 0.052775 | 0.035201 | 0.017627 | 5.2723e-05 | 5.2723e-05 | 5.2723e-05 | 5.2723e-05 | 5.2723e-05 | 5.2723e-05 | 5.2723e-05 | 5.2723e-05 | 5.2723e-05 | 5.2723e-05 | 5.2723e-05
Activity | 0 | 0 | 0.015377 | 0.04586 | 0.041097 | 0.036704 | 0.032627 | 0.028866 | 0.025377 | 0.022161 | 0.021634 | 0.021634 | 0.021634 | 0.021634 | 0.021634 | 0.021634 | 0.021634 | 0.021634 | 0.021634 | 0.021634 | 0.021634 | 0.021634 | 0.0020298 | -0.017574 | -0.017574 | -0.017574 | -0.017574 | -0.017574 | -0.017574 | -0.017574 | -0.017574 | -0.017574 | -0.017574 | -0.017574 | -0.017574 | -0.017574 | -0.017574 | -0.017574 | -0.017574 | -0.017574 | -0.017574 | -0.017574 | -0.017574 | -0.017574 | -0.017574 | -0.017574 | -0.017574 | -0.017574 | -0.017574 | -0.017574 | -0.017574 | -0.017574 | 0 | 0 | 0 | 0 | 0 | 0 | 0 | 0 | 0 | 0 | 0 | 5.2723e-05
End of Period | 0 | 0 | 0.015377 | 0.061237 | 0.10233 | 0.13904 | 0.17167 | 0.20053 | 0.22591 | 0.24807 | 0.2697 | 0.29134 | 0.31297 | 0.3346 | 0.35624 | 0.37787 | 0.39951 | 0.42114 | 0.44277 | 0.46441 | 0.48604 | 0.50768 | 0.50971 | 0.49213 | 0.47456 | 0.45698 | 0.43941 | 0.42183 | 0.40426 | 0.38669 | 0.36911 | 0.35154 | 0.33396 | 0.31639 | 0.29881 | 0.28124 | 0.26367 | 0.24609 | 0.22852 | 0.21094 | 0.19337 | 0.17579 | 0.15822 | 0.14065 | 0.12307 | 0.1055 | 0.087924 | 0.07035 | 0.052775 | 0.035201 | 0.017627 | 5.2723e-05 | 5.2723e-05 | 5.2723e-05 | 5.2723e-05 | 5.2723e-05 | 5.2723e-05 | 5.2723e-05 | 5.2723e-05 | 5.2723e-05 | 5.2723e-05 | 5.2723e-05 | 5.2723e-05
Average | 0 | 0 | 0.0076887 | 0.038307 | 0.081786 | 0.12069 | 0.15535 | 0.1861 | 0.21322 | 0.23699 | 0.25889 | 0.28052 | 0.30215 | 0.32379 | 0.34542 | 0.36706 | 0.38869 | 0.41032 | 0.43196 | 0.45359 | 0.47522 | 0.49686 | 0.50869 | 0.50092 | 0.48334 | 0.46577 | 0.4482 | 0.43062 | 0.41305 | 0.39547 | 0.3779 | 0.36032 | 0.34275 | 0.32518 | 0.3076 | 0.29003 | 0.27245 | 0.25488 | 0.2373 | 0.21973 | 0.20216 | 0.18458 | 0.16701 | 0.14943 | 0.13186 | 0.11429 | 0.096711 | 0.079137 | 0.061563 | 0.043988 | 0.026414 | 0.0088398 | 5.2723e-05 | 5.2723e-05 | 5.2723e-05 | 5.2723e-05 | 5.2723e-05 | 5.2723e-05 | 5.2723e-05 | 5.2723e-05 | 5.2723e-05 | 5.2723e-05 | 5.2723e-05
State Deferred Tax Balance
Beginning of Period | 0 | 0 | 0 | 0.0028558 | 0.011373 | 0.019005 | 0.025821 | 0.031881 | 0.037241 | 0.041954 | 0.04607 | 0.050088 | 0.054105 | 0.058123 | 0.062141 | 0.066159 | 0.070176 | 0.074194 | 0.078212 | 0.082229 | 0.086247 | 0.090265 | 0.094283 | 0.09466 | 0.091396 | 0.088132 | 0.084868 | 0.081604 | 0.078341 | 0.075077 | 0.071813 | 0.068549 | 0.065285 | 0.062022 | 0.058758 | 0.055494 | 0.05223 | 0.048967 | 0.045703 | 0.042439 | 0.039175 | 0.035911 | 0.032648 | 0.029384 | 0.02612 | 0.022856 | 0.019593 | 0.016329 | 0.013065 | 0.0098011 | 0.0065374 | 0.0032736 | 9.7914e-06 | 9.7914e-06 | 9.7914e-06 | 9.7914e-06 | 9.7914e-06 | 9.7914e-06 | 9.7914e-06 | 9.7914e-06 | 9.7914e-06 | 9.7914e-06 | 9.7914e-06
Activity | 0 | 0 | 0.0028558 | 0.0085168 | 0.0076324 | 0.0068164 | 0.0060592 | 0.0053608 | 0.0047129 | 0.0041156 | 0.0040177 | 0.0040177 | 0.0040177 | 0.0040177 | 0.0040177 | 0.0040177 | 0.0040177 | 0.0040177 | 0.0040177 | 0.0040177 | 0.0040177 | 0.0040177 | 0.00037697 | -0.0032638 | -0.0032638 | -0.0032638 | -0.0032638 | -0.0032638 | -0.0032638 | -0.0032638 | -0.0032638 | -0.0032638 | -0.0032638 | -0.0032638 | -0.0032638 | -0.0032638 | -0.0032638 | -0.0032638 | -0.0032638 | -0.0032638 | -0.0032638 | -0.0032638 | -0.0032638 | -0.0032638 | -0.0032638 | -0.0032638 | -0.0032638 | -0.0032638 | -0.0032638 | -0.0032638 | -0.0032638 | -0.0032638 | 0 | 0 | 0 | 0 | 0 | 0 | 0 | 0 | 0 | 0 | 0 | 9.7914e-06
End of Period | 0 | 0 | 0.0028558 | 0.011373 | 0.019005 | 0.025821 | 0.031881 | 0.037241 | 0.041954 | 0.04607 | 0.050088 | 0.054105 | 0.058123 | 0.062141 | 0.066159 | 0.070176 | 0.074194 | 0.078212 | 0.082229 | 0.086247 | 0.090265 | 0.094283 | 0.09466 | 0.091396 | 0.088132 | 0.084868 | 0.081604 | 0.078341 | 0.075077 | 0.071813 | 0.068549 | 0.065285 | 0.062022 | 0.058758 | 0.055494 | 0.05223 | 0.048967 | 0.045703 | 0.042439 | 0.039175 | 0.035911 | 0.032648 | 0.029384 | 0.02612 | 0.022856 | 0.019593 | 0.016329 | 0.013065 | 0.0098011 | 0.0065374 | 0.0032736 | 9.7914e-06 | 9.7914e-06 | 9.7914e-06 | 9.7914e-06 | 9.7914e-06 | 9.7914e-06 | 9.7914e-06 | 9.7914e-06 | 9.7914e-06 | 9.7914e-06 | 9.7914e-06 | 9.7914e-06
Average | 0 | 0 | 0.0014279 | 0.0071142 | 0.015189 | 0.022413 | 0.028851 | 0.034561 | 0.039598 | 0.044012 | 0.048079 | 0.052097 | 0.056114 | 0.060132 | 0.06415 | 0.068167 | 0.072185 | 0.076203 | 0.080221 | 0.084238 | 0.088256 | 0.092274 | 0.094471 | 0.093028 | 0.089764 | 0.0865 | 0.083236 | 0.079973 | 0.076709 | 0.073445 | 0.070181 | 0.066917 | 0.063654 | 0.06039 | 0.057126 | 0.053862 | 0.050598 | 0.047335 | 0.044071 | 0.040807 | 0.037543 | 0.03428 | 0.031016 | 0.027752 | 0.024488 | 0.021224 | 0.017961 | 0.014697 | 0.011433 | 0.0081693 | 0.0049055 | 0.0016417 | 9.7914e-06 | 9.7914e-06 | 9.7914e-06 | 9.7914e-06 | 9.7914e-06 | 9.7914e-06 | 9.7914e-06 | 9.7914e-06 | 9.7914e-06 | 9.7914e-06 | 9.7914e-06
Net Rate Base - Average | 0 | 0 | 1.2148 | 2.371 | 2.2567 | 2.1478 | 2.044 | 1.9447 | 1.8498 | 1.7589 | 1.6701 | 1.5817 | 1.4933 | 1.4049 | 1.3165 | 1.2281 | 1.1396 | 1.0512 | 0.9628 | 0.87439 | 0.78597 | 0.69755 | 0.62076 | 0.56721 | 0.52528 | 0.48335 | 0.44143 | 0.3995 | 0.35757 | 0.31565 | 0.27372 | 0.23179 | 0.18986 | 0.14794 | 0.10601 | 0.064083 | 0.022156 | -0.019771 | -0.061698 | -0.10362 | -0.14555 | -0.18748 | -0.22941 | -0.27133 | -0.31326 | -0.35519 | -0.39711 | -0.43904 | -0.48097 | -0.5229 | -0.56482 | -0.29292 | -6.2514e-05 | -6.2514e-05 | -6.2514e-05 | -6.2514e-05 | -6.2514e-05 | -6.2514e-05 | -6.2514e-05 | -6.2514e-05 | -6.2514e-05 | -6.2514e-05 | -6.2514e-05
EXPENSES
Income Tax - Removal Cost | 0 | 0 | 0.0081036 | 0.0081036 | 0.0081036 | 0.0081036 | 0.0081036 | 0.0081036 | 0.0081036 | 0.0081036 | 0.0081036 | 0.0081036 | 0.0081036 | 0.0081036 | 0.0081036 | 0.0081036 | 0.0081036 | 0.0081036 | 0.0081036 | 0.0081036 | 0.0081036 | 0.0081036 | 0.0081036 | 0.0081036 | 0.0081036 | 0.0081036 | 0.0081036 | 0.0081036 | 0.0081036 | 0.0081036 | 0.0081036 | 0.0081036 | 0.0081036 | 0.0081036 | 0.0081036 | 0.0081036 | 0.0081036 | 0.0081036 | 0.0081036 | 0.0081036 | 0.0081036 | 0.0081036 | 0.0081036 | 0.0081036 | 0.0081036 | 0.0081036 | 0.0081036 | 0.0081036 | 0.0081036 | 0.0081036 | 0.0081036 | 0.0081036 | 0 | 0 | 0 | 0 | 0 | 0 | 0 | 0 | 0 | 0 | 0 | 0.40518
Book Depreciation | 0 | 0 | 0.062765 | 0.062765 | 0.062765 | 0.062765 | 0.062765 | 0.062765 | 0.062765 | 0.062765 | 0.062765 | 0.062765 | 0.062765 | 0.062765 | 0.062765 | 0.062765 | 0.062765 | 0.062765 | 0.062765 | 0.062765 | 0.062765 | 0.062765 | 0.062765 | 0.062765 | 0.062765 | 0.062765 | 0.062765 | 0.062765 | 0.062765 | 0.062765 | 0.062765 | 0.062765 | 0.062765 | 0.062765 | 0.062765 | 0.062765 | 0.062765 | 0.062765 | 0.062765 | 0.062765 | 0.062765 | 0.062765 | 0.062765 | 0.062765 | 0.062765 | 0.062765 | 0.062765 | 0.062765 | 0.062765 | 0.062765 | 0.062765 | 0.062765 | 0 | 0 | 0 | 0 | 0 | 0 | 0 | 0 | 0 | 0 | 0 | 3.1383
Property Taxes | 0 | 0 | 0.12553 | 0.12553 | 0.12553 | 0.12553 | 0.12553 | 0.12553 | 0.12553 | 0.12553 | 0.12553 | 0.12553 | 0.12553 | 0.12553 | 0.12553 | 0.12553 | 0.12553 | 0.12553 | 0.12553 | 0.12553 | 0.12553 | 0.12553 | 0.12553 | 0.12553 | 0.12553 | 0.12553 | 0.12553 | 0.12553 | 0.12553 | 0.12553 | 0.12553 | 0.12553 | 0.12553 | 0.12553 | 0.12553 | 0.12553 | 0.12553 | 0.12553 | 0.12553 | 0.12553 | 0.12553 | 0.12553 | 0.12553 | 0.12553 | 0.12553 | 0.12553 | 0.12553 | 0.12553 | 0.12553 | 0.12553 | 0.12553 | 0 | 0 | 0 | 0 | 0 | 0 | 0 | 0 | 0 | 0 | 0 | 0 | 6.151
Total Expenses | 0 | 0 | 0.1964 | 0.1964 | 0.1964 | 0.1964 | 0.1964 | 0.1964 | 0.1964 | 0.1964 | 0.1964 | 0.1964 | 0.1964 | 0.1964 | 0.1964 | 0.1964 | 0.1964 | 0.1964 | 0.1964 | 0.1964 | 0.1964 | 0.1964 | 0.1964 | 0.1964 | 0.1964 | 0.1964 | 0.1964 | 0.1964 | 0.1964 | 0.1964 | 0.1964 | 0.1964 | 0.1964 | 0.1964 | 0.1964 | 0.1964 | 0.1964 | 0.1964 | 0.1964 | 0.1964 | 0.1964 | 0.1964 | 0.1964 | 0.1964 | 0.1964 | 0.1964 | 0.1964 | 0.1964 | 0.1964 | 0.1964 | 0.1964 | 0.070869 | 0 | 0 | 0 | 0 | 0 | 0 | 0 | 0 | 0 | 0 | 0 | 9.6944
REVENUE REQUIREMENT
Net Rate Base | 0 | 0 | 1.2148 | 2.371 | 2.2567 | 2.1478 | 2.044 | 1.9447 | 1.8498 | 1.7589 | 1.6701 | 1.5817 | 1.4933 | 1.4049 | 1.3165 | 1.2281 | 1.1396 | 1.0512 | 0.9628 | 0.87439 | 0.78597 | 0.69755 | 0.62076 | 0.56721 | 0.52528 | 0.48335 | 0.44143 | 0.3995 | 0.35757 | 0.31565 | 0.27372 | 0.23179 | 0.18986 | 0.14794 | 0.10601 | 0.064083 | 0.022156 | -0.019771 | -0.061698 | -0.10362 | -0.14555 | -0.18748 | -0.22941 | -0.27133 | -0.31326 | -0.35519 | -0.39711 | -0.43904 | -0.48097 | -0.5229 | -0.56482 | -0.29292 | -6.2514e-05 | -6.2514e-05 | -6.2514e-05 | -6.2514e-05 | -6.2514e-05 | -6.2514e-05 | -6.2514e-05 | -6.2514e-05 | -6.2514e-05 | -6.2514e-05 | -6.2514e-05 | 30.1544
ROR | 9.98% | 9.98% | 9.7% | 9.61% | 9.61% | 9.61% | 9.61% | 9.61% | 9.61% | 9.61% | 9.61% | 9.61% | 9.61% | 9.61% | 9.61% | 9.61% | 9.61% | 9.61% | 9.61% | 9.61% | 9.61% | 9.61% | 9.61% | 9.61% | 9.61% | 9.61% | 9.61% | 9.61% | 9.61% | 9.61% | 9.61% | 9.61% | 9.61% | 9.61% | 9.61% | 9.61% | 9.61% | 9.61% | 9.61% | 9.61% | 9.61% | 9.61% | 9.61% | 9.61% | 9.61% | 9.61% | 9.61% | 9.61% | 9.61% | 9.61% | 9.61% | 9.61% | 9.61% | 9.61% | 9.61% | 9.61% | 9.61% | 9.61% | 9.61% | 9.61% | 9.61% | 9.61% | 9.61%
Earnings Base | 0 | 0 | 0.11784 | 0.22786 | 0.21687 | 0.20641 | 0.19642 | 0.18689 | 0.17777 | 0.16903 | 0.1605 | 0.152 | 0.14351 | 0.13501 | 0.12651 | 0.11802 | 0.10952 | 0.10102 | 0.092525 | 0.084028 | 0.075532 | 0.067035 | 0.059655 | 0.054509 | 0.05048 | 0.04645 | 0.042421 | 0.038392 | 0.034363 | 0.030334 | 0.026304 | 0.022275 | 0.018246 | 0.014217 | 0.010188 | 0.0061584 | 0.0021292 | -0.0019 | -0.0059292 | -0.0099584 | -0.013988 | -0.018017 | -0.022046 | -0.026075 | -0.030104 | -0.034134 | -0.038163 | -0.042192 | -0.046221 | -0.05025 | -0.054279 | -0.02815 | -6.0076e-06 | -6.0076e-06 | -6.0076e-06 | -6.0076e-06 | -6.0076e-06 | -6.0076e-06 | -6.0076e-06 | -6.0076e-06 | -6.0076e-06 | -6.0076e-06 | -6.0076e-06
Earnings - Expense | 0 | 0 | 0.1964 | 0.1964 | 0.1964 | 0.1964 | 0.1964 | 0.1964 | 0.1964 | 0.1964 | 0.1964 | 0.1964 | 0.1964 | 0.1964 | 0.1964 | 0.1964 | 0.1964 | 0.1964 | 0.1964 | 0.1964 | 0.1964 | 0.1964 | 0.1964 | 0.1964 | 0.1964 | 0.1964 | 0.1964 | 0.1964 | 0.1964 | 0.1964 | 0.1964 | 0.1964 | 0.1964 | 0.1964 | 0.1964 | 0.1964 | 0.1964 | 0.1964 | 0.1964 | 0.1964 | 0.1964 | 0.1964 | 0.1964 | 0.1964 | 0.1964 | 0.1964 | 0.1964 | 0.1964 | 0.1964 | 0.1964 | 0.1964 | 0.070869 | 0 | 0 | 0 | 0 | 0 | 0 | 0 | 0 | 0 | 0 | 0 | 9.6944
Total Earnings Effect | 0 | 0 | 0.31423 | 0.42426 | 0.41327 | 0.4028 | 0.39282 | 0.38329 | 0.37417 | 0.36543 | 0.3569 | 0.3484 | 0.33991 | 0.33141 | 0.32291 | 0.31441 | 0.30592 | 0.29742 | 0.28892 | 0.28043 | 0.27193 | 0.26343 | 0.25605 | 0.25091 | 0.24688 | 0.24285 | 0.23882 | 0.23479 | 0.23076 | 0.22673 | 0.2227 | 0.21867 | 0.21464 | 0.21062 | 0.20659 | 0.20256 | 0.19853 | 0.1945 | 0.19047 | 0.18644 | 0.18241 | 0.17838 | 0.17435 | 0.17032 | 0.16629 | 0.16227 | 0.15824 | 0.15421 | 0.15018 | 0.14615 | 0.14212 | 0.042719 | -6.0076e-06 | -6.0076e-06 | -6.0076e-06 | -6.0076e-06 | -6.0076e-06 | -6.0076e-06 | -6.0076e-06 | -6.0076e-06 | -6.0076e-06 | -6.0076e-06 | -6.0076e-06
Gross-Up Factor | 1.0354 | 1.0354 | 1.0354 | 1.0298 | 1.0298 | 1.0298 | 1.0298 | 1.0298 | 1.0298 | 1.0298 | 1.0298 | 1.0298 | 1.0298 | 1.0298 | 1.0298 | 1.0298 | 1.0298 | 1.0298 | 1.0298 | 1.0298 | 1.0298 | 1.0298 | 1.0298 | 1.0298 | 1.0298 | 1.0298 | 1.0298 | 1.0298 | 1.0298 | 1.0298 | 1.0298 | 1.0298 | 1.0298 | 1.0298 | 1.0298 | 1.0298 | 1.0298 | 1.0298 | 1.0298 | 1.0298 | 1.0298 | 1.0298 | 1.0298 | 1.0298 | 1.0298 | 1.0298 | 1.0298 | 1.0298 | 1.0298 | 1.0298 | 1.0298 | 1.0298 | 1.0298 | 1.0298 | 1.0298 | 1.0298 | 1.0298 | 1.0298 | 1.0298 | 1.0298 | 1.0298 | 1.0298 | 1.0298
Revenue requirement | 0 | 0 | 0.32535 | 0.43688 | 0.42557 | 0.41479 | 0.40451 | 0.39469 | 0.3853 | 0.3763 | 0.36752 | 0.35877 | 0.35002 | 0.34127 | 0.33252 | 0.32377 | 0.31502 | 0.30627 | 0.29752 | 0.28877 | 0.28002 | 0.27127 | 0.26367 | 0.25837 | 0.25423 | 0.25008 | 0.24593 | 0.24178 | 0.23763 | 0.23348 | 0.22933 | 0.22518 | 0.22103 | 0.21688 | 0.21273 | 0.20859 | 0.20444 | 0.20029 | 0.19614 | 0.19199 | 0.18784 | 0.18369 | 0.17954 | 0.17539 | 0.17124 | 0.16709 | 0.16295 | 0.1588 | 0.15465 | 0.1505 | 0.14635 | 0.04399 | -6.1864e-06 | -6.1864e-06 | -6.1864e-06 | -6.1864e-06 | -6.1864e-06 | -6.1864e-06 | -6.1864e-06 | -6.1864e-06 | -6.1864e-06 | -6.1864e-06 | -6.1864e-06 | 12.9699
Depreciation Calculations
Tax Depreciation - Federal
Cost of new equipment in service basis | 0 | 0 | 2.5106 | 0 | 0 | 0 | 0 | 0 | 0 | 0 | 0 | 0 | 0 | 0 | 0 | 0 | 0 | 0 | 0 | 0 | 0 | 0 | 0 | 0 | 0 | 0 | 0 | 0 | 0 | 0 | 0 | 0 | 0 | 0 | 0 | 0 | 0 | 0 | 0 | 0 | 0 | 0 | 0 | 0 | 0 | 0 | 0 | 0 | 0 | 0 | 0 | -2.5106 | 0 | 0 | 0 | 0 | 0 | 0 | 0 | 0 | 0
Bonus Depreciation (N/A) | 0 | 0 | 0 | 0 | 0 | 0 | 0 | 0 | 0 | 0 | 0 | 0 | 0 | 0 | 0 | 0 | 0 | 0 | 0 | 0 | 0 | 0 | 0 | 0 | 0 | 0 | 0 | 0 | 0 | 0 | 0 | 0 | 0 | 0 | 0 | 0 | 0 | 0 | 0 | 0 | 0 | 0 | 0 | 0 | 0 | 0 | 0 | 0 | 0 | 0 | 0 | 0 | 0 | 0 | 0 | 0 | 0 | 0 | 0 | 0 | 0
Regular Depreciation basis (Cumulative) | 0 | 0 | 2.5106 | 2.5106 | 2.5106 | 2.5106 | 2.5106 | 2.5106 | 2.5106 | 2.5106 | 2.5106 | 2.5106 | 2.5106 | 2.5106 | 2.5106 | 2.5106 | 2.5106 | 2.5106 | 2.5106 | 2.5106 | 2.5106 | 2.5106 | 2.5106 | 2.5106 | 2.5106 | 2.5106 | 2.5106 | 2.5106 | 2.5106 | 2.5106 | 2.5106 | 2.5106 | 2.5106 | 2.5106 | 2.5106 | 2.5106 | 2.5106 | 2.5106 | 2.5106 | 2.5106 | 2.5106 | 2.5106 | 2.5106 | 2.5106 | 2.5106 | 2.5106 | 2.5106 | 2.5106 | 2.5106 | 2.5106 | 2.5106 | 0 | 0 | 0 | 0 | 0 | 0 | 0 | 0 | 0 | 0 | 0 | 0
RegularDepreciation |  |  | 0.094148 | 0.18124 | 0.16763 | 0.15508 | 0.14343 | 0.13269 | 0.12272 | 0.11353 | 0.11202 | 0.11202 | 0.11202 | 0.11202 | 0.11202 | 0.11202 | 0.11202 | 0.11202 | 0.11202 | 0.11202 | 0.11202 | 0.11202 | 0.056012 | [40 empty] | 2.5108
Total Depreciation for year | 0 | 0 | 0.094148 | 0.18124 | 0.16763 | 0.15508 | 0.14343 | 0.13269 | 0.12272 | 0.11353 | 0.11202 | 0.11202 | 0.11202 | 0.11202 | 0.11202 | 0.11202 | 0.11202 | 0.11202 | 0.11202 | 0.11202 | 0.11202 | 0.11202 | 0.056012 | 0 | 0 | 0 | 0 | 0 | 0 | 0 | 0 | 0 | 0 | 0 | 0 | 0 | 0 | 0 | 0 | 0 | 0 | 0 | 0 | 0 | 0 | 0 | 0 | 0 | 0 | 0 | 0 | 0 | 0 | 0 | 0 | 0 | 0 | 0 | 0 | 0 | 0
Tax Depreciation - State
Cost of new equipment in service basis | 0 | 0 | 2.5106 | 0 | 0 | 0 | 0 | 0 | 0 | 0 | 0 | 0 | 0 | 0 | 0 | 0 | 0 | 0 | 0 | 0 | 0 | 0 | 0 | 0 | 0 | 0 | 0 | 0 | 0 | 0 | 0 | 0 | 0 | 0 | 0 | 0 | 0 | 0 | 0 | 0 | 0 | 0 | 0 | 0 | 0 | 0 | 0 | 0 | 0 | 0 | 0 | -2.5106 | 0 | 0 | 0 | 0 | 0 | 0 | 0 | 0 | 0 | 0 | 0
Bonus Depreciation (N/A) | 0 | 0 | 0 | 0 | 0 | 0 | 0 | 0 | 0 | 0 | 0 | 0 | 0 | 0 | 0 | 0 | 0 | 0 | 0 | 0 | 0 | 0 | 0 | 0 | 0 | 0 | 0 | 0 | 0 | 0 | 0 | 0 | 0 | 0 | 0 | 0 | 0 | 0 | 0 | 0 | 0 | 0 | 0 | 0 | 0 | 0 | 0 | 0 | 0 | 0 | 0 | 0 | 0 | 0 | 0 | 0 | 0 | 0 | 0 | 0 | 0 | 0 | 0
Regular Depreciation basis (Cumulative) | 0 | 0 | 2.5106 | 2.5106 | 2.5106 | 2.5106 | 2.5106 | 2.5106 | 2.5106 | 2.5106 | 2.5106 | 2.5106 | 2.5106 | 2.5106 | 2.5106 | 2.5106 | 2.5106 | 2.5106 | 2.5106 | 2.5106 | 2.5106 | 2.5106 | 2.5106 | 2.5106 | 2.5106 | 2.5106 | 2.5106 | 2.5106 | 2.5106 | 2.5106 | 2.5106 | 2.5106 | 2.5106 | 2.5106 | 2.5106 | 2.5106 | 2.5106 | 2.5106 | 2.5106 | 2.5106 | 2.5106 | 2.5106 | 2.5106 | 2.5106 | 2.5106 | 2.5106 | 2.5106 | 2.5106 | 2.5106 | 2.5106 | 2.5106 | 0 | 0 | 0 | 0 | 0 | 0 | 0 | 0 | 0 | 0 | 0 | 0
RegularDepreciation | 0 | 0 | 0.094148 | 0.18124 | 0.16763 | 0.15508 | 0.14343 | 0.13269 | 0.12272 | 0.11353 | 0.11202 | 0.11202 | 0.11202 | 0.11202 | 0.11202 | 0.11202 | 0.11202 | 0.11202 | 0.11202 | 0.11202 | 0.11202 | 0.11202 | 0.056012 | 0 | 0 | 0 | 0 | 0 | 0 | 0 | 0 | 0 | 0 | 0 | 0 | 0 | 0 | 0 | 0 | 0 | 0 | 0 | 0 | 0 | 0 | 0 | 0 | 0 | 0 | 0 | 0 | 0 | 0 | 0 | 0 | 0 | 0 | 0 | 0 | 0 | 0 | 0 | 0 | 2.5108
Total Depreciation for year | 0 | 0 | 0.094148 | 0.18124 | 0.16763 | 0.15508 | 0.14343 | 0.13269 | 0.12272 | 0.11353 | 0.11202 | 0.11202 | 0.11202 | 0.11202 | 0.11202 | 0.11202 | 0.11202 | 0.11202 | 0.11202 | 0.11202 | 0.11202 | 0.11202 | 0.056012 | 0 | 0 | 0 | 0 | 0 | 0 | 0 | 0 | 0 | 0 | 0 | 0 | 0 | 0 | 0 | 0 | 0 | 0 | 0 | 0 | 0 | 0 | 0 | 0 | 0 | 0 | 0 | 0 | 0 | 0 | 0 | 0 | 0 | 0 | 0 | 0 | 0 | 0 | 0 | 0
Book Depreciation with COR
2014 | 0 | 0 | 0 | 0 | 0 | 0 | 0 | 0 | 0 | 0 | 0 | 0 | 0 | 0 | 0 | 0 | 0 | 0 | 0 | 0 | 0 | 0 | 0 | 0 | 0 | 0 | 0 | 0 | 0 | 0 | 0 | 0 | 0 | 0 | 0 | 0 | 0 | 0 | 0 | 0 | 0 | 0 | 0 | 0 | 0 | 0 | 0 | 0 | 0 | 0 | [13 empty] | 0
2015 |  | 0 | 0 | 0 | 0 | 0 | 0 | 0 | 0 | 0 | 0 | 0 | 0 | 0 | 0 | 0 | 0 | 0 | 0 | 0 | 0 | 0 | 0 | 0 | 0 | 0 | 0 | 0 | 0 | 0 | 0 | 0 | 0 | 0 | 0 | 0 | 0 | 0 | 0 | 0 | 0 | 0 | 0 | 0 | 0 | 0 | 0 | 0 | 0 | 0 | 0 | [12 empty] | 0 | check - total PIS
2016 |  |  | 0.062765 | 0.062765 | 0.062765 | 0.062765 | 0.062765 | 0.062765 | 0.062765 | 0.062765 | 0.062765 | 0.062765 | 0.062765 | 0.062765 | 0.062765 | 0.062765 | 0.062765 | 0.062765 | 0.062765 | 0.062765 | 0.062765 | 0.062765 | 0.062765 | 0.062765 | 0.062765 | 0.062765 | 0.062765 | 0.062765 | 0.062765 | 0.062765 | 0.062765 | 0.062765 | 0.062765 | 0.062765 | 0.062765 | 0.062765 | 0.062765 | 0.062765 | 0.062765 | 0.062765 | 0.062765 | 0.062765 | 0.062765 | 0.062765 | 0.062765 | 0.062765 | 0.062765 | 0.062765 | 0.062765 | 0.062765 | 0.062765 | 0.062765 | [11 empty] | 3.1383 | 3.1383
2017 |  |  |  | 0 | 0 | 0 | 0 | 0 | 0 | 0 | 0 | 0 | 0 | 0 | 0 | 0 | 0 | 0 | 0 | 0 | 0 | 0 | 0 | 0 | 0 | 0 | 0 | 0 | 0 | 0 | 0 | 0 | 0 | 0 | 0 | 0 | 0 | 0 | 0 | 0 | 0 | 0 | 0 | 0 | 0 | 0 | 0 | 0 | 0 | 0 | 0 | 0 | 0 | [10 empty] | 0 | 0
2018 |  |  |  |  | 0 | 0 | 0 | 0 | 0 | 0 | 0 | 0 | 0 | 0 | 0 | 0 | 0 | 0 | 0 | 0 | 0 | 0 | 0 | 0 | 0 | 0 | 0 | 0 | 0 | 0 | 0 | 0 | 0 | 0 | 0 | 0 | 0 | 0 | 0 | 0 | 0 | 0 | 0 | 0 | 0 | 0 | 0 | 0 | 0 | 0 | 0 | 0 | 0 | 0 | [9 empty] | 0
2019 | [5 empty] | 0 | 0 | 0 | 0 | 0 | 0 | 0 | 0 | 0 | 0 | 0 | 0 | 0 | 0 | 0 | 0 | 0 | 0 | 0 | 0 | 0 | 0 | 0 | 0 | 0 | 0 | 0 | 0 | 0 | 0 | 0 | 0 | 0 | 0 | 0 | 0 | 0 | 0 | 0 | 0 | 0 | 0 | 0 | 0 | 0 | 0 | 0 | 0 | 0 | 0 | [8 empty] | 0 | 0
2020 | [6 empty] | 0 | 0 | 0 | 0 | 0 | 0 | 0 | 0 | 0 | 0 | 0 | 0 | 0 | 0 | 0 | 0 | 0 | 0 | 0 | 0 | 0 | 0 | 0 | 0 | 0 | 0 | 0 | 0 | 0 | 0 | 0 | 0 | 0 | 0 | 0 | 0 | 0 | 0 | 0 | 0 | 0 | 0 | 0 | 0 | 0 | 0 | 0 | 0 | 0 | 0 | [7 empty] | 0
2021 | [7 empty] | 0 | 0 | 0 | 0 | 0 | 0 | 0 | 0 | 0 | 0 | 0 | 0 | 0 | 0 | 0 | 0 | 0 | 0 | 0 | 0 | 0 | 0 | 0 | 0 | 0 | 0 | 0 | 0 | 0 | 0 | 0 | 0 | 0 | 0 | 0 | 0 | 0 | 0 | 0 | 0 | 0 | 0 | 0 | 0 | 0 | 0 | 0 | 0 | 0 | 0 | [6 empty] | 0
2022 | [8 empty] | 0 | 0 | 0 | 0 | 0 | 0 | 0 | 0 | 0 | 0 | 0 | 0 | 0 | 0 | 0 | 0 | 0 | 0 | 0 | 0 | 0 | 0 | 0 | 0 | 0 | 0 | 0 | 0 | 0 | 0 | 0 | 0 | 0 | 0 | 0 | 0 | 0 | 0 | 0 | 0 | 0 | 0 | 0 | 0 | 0 | 0 | 0 | 0 | 0 | 0 | [5 empty] | 0
2023 | [9 empty] | 0 | 0 | 0 | 0 | 0 | 0 | 0 | 0 | 0 | 0 | 0 | 0 | 0 | 0 | 0 | 0 | 0 | 0 | 0 | 0 | 0 | 0 | 0 | 0 | 0 | 0 | 0 | 0 | 0 | 0 | 0 | 0 | 0 | 0 | 0 | 0 | 0 | 0 | 0 | 0 | 0 | 0 | 0 | 0 | 0 | 0 | 0 | 0 | 0 | 0 |  |  |  |  | 0
2024 | [10 empty] | 0 | 0 | 0 | 0 | 0 | 0 | 0 | 0 | 0 | 0 | 0 | 0 | 0 | 0 | 0 | 0 | 0 | 0 | 0 | 0 | 0 | 0 | 0 | 0 | 0 | 0 | 0 | 0 | 0 | 0 | 0 | 0 | 0 | 0 | 0 | 0 | 0 | 0 | 0 | 0 | 0 | 0 | 0 | 0 | 0 | 0 | 0 | 0 | 0 | 0 |  |  |  | 0 | 0
2025 | [11 empty] | 0 | 0 | 0 | 0 | 0 | 0 | 0 | 0 | 0 | 0 | 0 | 0 | 0 | 0 | 0 | 0 | 0 | 0 | 0 | 0 | 0 | 0 | 0 | 0 | 0 | 0 | 0 | 0 | 0 | 0 | 0 | 0 | 0 | 0 | 0 | 0 | 0 | 0 | 0 | 0 | 0 | 0 | 0 | 0 | 0 | 0 | 0 | 0 | 0 | 0 |  |  | 0
2026 | [12 empty] | 0 | 0 | 0 | 0 | 0 | 0 | 0 | 0 | 0 | 0 | 0 | 0 | 0 | 0 | 0 | 0 | 0 | 0 | 0 | 0 | 0 | 0 | 0 | 0 | 0 | 0 | 0 | 0 | 0 | 0 | 0 | 0 | 0 | 0 | 0 | 0 | 0 | 0 | 0 | 0 | 0 | 0 | 0 | 0 | 0 | 0 | 0 | 0 | 0 | 0 |  | 0
| 0 | 0 | 0.062765 | 0.062765 | 0.062765 | 0.062765 | 0.062765 | 0.062765 | 0.062765 | 0.062765 | 0.062765 | 0.062765 | 0.062765 | 0.062765 | 0.062765 | 0.062765 | 0.062765 | 0.062765 | 0.062765 | 0.062765 | 0.062765 | 0.062765 | 0.062765 | 0.062765 | 0.062765 | 0.062765 | 0.062765 | 0.062765 | 0.062765 | 0.062765 | 0.062765 | 0.062765 | 0.062765 | 0.062765 | 0.062765 | 0.062765 | 0.062765 | 0.062765 | 0.062765 | 0.062765 | 0.062765 | 0.062765 | 0.062765 | 0.062765 | 0.062765 | 0.062765 | 0.062765 | 0.062765 | 0.062765 | 0.062765 | 0.062765 | 0.062765 | 0 | 0 | 0 | 0 | 0 | 0 | 0 | 0 | 0 | 0 | 0 | 3.1383
Book Depreciation- excl. Salvage
2014 | 0 | 0 | 0 | 0 | 0 | 0 | 0 | 0 | 0 | 0 | 0 | 0 | 0 | 0 | 0 | 0 | 0 | 0 | 0 | 0 | 0 | 0 | 0 | 0 | 0 |  |  | 0 | 0 | 0 | 0 | 0 | 0 | 0 | 0 | 0 | 0 | 0 | 0 | 0 | 0 | 0 | 0 | 0 | 0 | 0 | 0 | 0 | 0 | 0 | 0 | 0 | [11 empty] | 0
2015 |  | 0 | 0 | 0 | 0 | 0 | 0 | 0 | 0 | 0 | 0 | 0 | 0 | 0 | 0 | 0 | 0 | 0 | 0 | 0 | 0 | 0 | 0 | 0 | 0 | 0 |  | 0 | 0 | 0 | 0 | 0 | 0 | 0 | 0 | 0 | 0 | 0 | 0 | 0 | 0 | 0 | 0 | 0 | 0 | 0 | 0 | 0 | 0 | 0 | 0 | 0 | [11 empty] | 0 | check - total PIS
2016 |  |  | 0.050212 | 0.050212 | 0.050212 | 0.050212 | 0.050212 | 0.050212 | 0.050212 | 0.050212 | 0.050212 | 0.050212 | 0.050212 | 0.050212 | 0.050212 | 0.050212 | 0.050212 | 0.050212 | 0.050212 | 0.050212 | 0.050212 | 0.050212 | 0.050212 | 0.050212 | 0.050212 | 0.050212 | 0.050212 | 0.050212 | 0.050212 | 0.050212 | 0.050212 | 0.050212 | 0.050212 | 0.050212 | 0.050212 | 0.050212 | 0.050212 | 0.050212 | 0.050212 | 0.050212 | 0.050212 | 0.050212 | 0.050212 | 0.050212 | 0.050212 | 0.050212 | 0.050212 | 0.050212 | 0.050212 | 0.050212 | 0.050212 | 0.050212 | [11 empty] | 2.5106 | 2.5106
2017 |  |  |  | 0 | 0 | 0 | 0 | 0 | 0 | 0 | 0 | 0 | 0 | 0 | 0 | 0 | 0 | 0 | 0 | 0 | 0 | 0 | 0 | 0 | 0 | 0 | 0 | 0 | 0 | 0 | 0 | 0 | 0 | 0 | 0 | 0 | 0 | 0 | 0 | 0 | 0 | 0 | 0 | 0 | 0 | 0 | 0 | 0 | 0 | 0 | 0 | 0 | 0 | [10 empty] | 0 | 0
2018 |  |  |  |  | 0 | 0 | 0 | 0 | 0 | 0 | 0 | 0 | 0 | 0 | 0 | 0 | 0 | 0 | 0 | 0 | 0 | 0 | 0 | 0 | 0 | 0 | 0 | 0 | 0 | 0 | 0 | 0 | 0 | 0 | 0 | 0 | 0 | 0 | 0 | 0 | 0 | 0 | 0 | 0 | 0 | 0 | 0 | 0 | 0 | 0 | 0 | 0 | 0 | 0 | [9 empty] | 0
2019 | [5 empty] | 0 | 0 | 0 | 0 | 0 | 0 | 0 | 0 | 0 | 0 | 0 | 0 | 0 | 0 | 0 | 0 | 0 | 0 | 0 | 0 | 0 | 0 | 0 | 0 | 0 | 0 | 0 | 0 | 0 | 0 | 0 | 0 | 0 | 0 | 0 | 0 | 0 | 0 | 0 | 0 | 0 | 0 | 0 | 0 | 0 | 0 | 0 | 0 | 0 | 0 | [8 empty] | 0 | 0
2020 | [6 empty] | 0 | 0 | 0 | 0 | 0 | 0 | 0 | 0 | 0 | 0 | 0 | 0 | 0 | 0 | 0 | 0 | 0 | 0 | 0 | 0 | 0 | 0 | 0 | 0 | 0 | 0 | 0 | 0 | 0 | 0 | 0 | 0 | 0 | 0 | 0 | 0 | 0 | 0 | 0 | 0 | 0 | 0 | 0 | 0 | 0 | 0 | 0 | 0 | 0 | 0 | [7 empty] | 0
2021 | [7 empty] | 0 | 0 | 0 | 0 | 0 | 0 | 0 | 0 | 0 | 0 | 0 | 0 | 0 | 0 | 0 | 0 | 0 | 0 | 0 | 0 | 0 | 0 | 0 | 0 | 0 | 0 | 0 | 0 | 0 | 0 | 0 | 0 | 0 | 0 | 0 | 0 | 0 | 0 | 0 | 0 | 0 | 0 | 0 | 0 | 0 | 0 | 0 | 0 | 0 | 0 | [6 empty] | 0
2022 | [8 empty] | 0 | 0 | 0 | 0 | 0 | 0 | 0 | 0 | 0 | 0 | 0 | 0 | 0 | 0 | 0 | 0 | 0 | 0 | 0 | 0 | 0 | 0 | 0 | 0 | 0 | 0 | 0 | 0 | 0 | 0 | 0 | 0 | 0 | 0 | 0 | 0 | 0 | 0 | 0 | 0 | 0 | 0 | 0 | 0 | 0 | 0 | 0 | 0 | 0 | 0 | [5 empty] | 0
2023 | [9 empty] | 0 | 0 | 0 | 0 | 0 | 0 | 0 | 0 | 0 | 0 | 0 | 0 | 0 | 0 | 0 | 0 | 0 | 0 | 0 | 0 | 0 | 0 | 0 | 0 | 0 | 0 | 0 | 0 | 0 | 0 | 0 | 0 | 0 | 0 | 0 | 0 | 0 | 0 | 0 | 0 | 0 | 0 | 0 | 0 | 0 | 0 | 0 | 0 | 0 | 0 |  |  |  |  | 0
2024 | [10 empty] | 0 | 0 | 0 | 0 | 0 | 0 | 0 | 0 | 0 | 0 | 0 | 0 | 0 | 0 | 0 | 0 | 0 | 0 | 0 | 0 | 0 | 0 | 0 | 0 | 0 | 0 | 0 | 0 | 0 | 0 | 0 | 0 | 0 | 0 | 0 | 0 | 0 | 0 | 0 | 0 | 0 | 0 | 0 | 0 | 0 | 0 | 0 | 0 | 0 | 0 |  |  |  | 0 | 0
2025 | [11 empty] | 0 | 0 | 0 | 0 | 0 | 0 | 0 | 0 | 0 | 0 | 0 | 0 | 0 | 0 | 0 | 0 | 0 | 0 | 0 | 0 | 0 | 0 | 0 | 0 | 0 | 0 | 0 | 0 | 0 | 0 | 0 | 0 | 0 | 0 | 0 | 0 | 0 | 0 | 0 | 0 | 0 | 0 | 0 | 0 | 0 | 0 | 0 | 0 | 0 | 0 |  |  | 0
2026 | [12 empty] | 0 | 0 | 0 | 0 | 0 | 0 | 0 | 0 | 0 | 0 | 0 | 0 | 0 | 0 | 0 | 0 | 0 | 0 | 0 | 0 | 0 | 0 | 0 | 0 | 0 | 0 | 0 | 0 | 0 | 0 | 0 | 0 | 0 | 0 | 0 | 0 | 0 | 0 | 0 | 0 | 0 | 0 | 0 | 0 | 0 | 0 | 0 | 0 | 0 | 0 |  | 0 | 0
| 0 | 0 | 0.050212 | 0.050212 | 0.050212 | 0.050212 | 0.050212 | 0.050212 | 0.050212 | 0.050212 | 0.050212 | 0.050212 | 0.050212 | 0.050212 | 0.050212 | 0.050212 | 0.050212 | 0.050212 | 0.050212 | 0.050212 | 0.050212 | 0.050212 | 0.050212 | 0.050212 | 0.050212 | 0.050212 | 0.050212 | 0.050212 | 0.050212 | 0.050212 | 0.050212 | 0.050212 | 0.050212 | 0.050212 | 0.050212 | 0.050212 | 0.050212 | 0.050212 | 0.050212 | 0.050212 | 0.050212 | 0.050212 | 0.050212 | 0.050212 | 0.050212 | 0.050212 | 0.050212 | 0.050212 | 0.050212 | 0.050212 | 0.050212 | 0.050212 | 0 | 0 | 0 | 0 | 0 | 0 | 0 | 0 | 0 | 0 | 0 | 2.5106
Note on A50: Lee, Betty: rate base does not include CWIP b/c the CapEx dollars include an AFUDC component in it already

## 3c-2026
Project No. | 3c
Project Desc. | 6 MW from Brownsville No. 1 to Water St.
Book Life | 50
Tax Life | 20N
Salvage Rate | -25%
| 2014 | 2015 | 2016 | 2017 | 2018 | 2019 | 2020 | 2021 | 2022 | 2023 | 2024 | 2025 | 2026 | 2027 | 2028 | 2029 | 2030 | 2031 | 2032 | 2033 | 2034 | 2035 | 2036 | 2037 | 2038 | 2039 | 2040 | 2041 | 2042 | 2043 | 2044 | 2045 | 2046 | 2047 | 2048 | 2049 | 2050 | 2051 | 2052 | 2053 | 2054 | 2055 | 2056 | 2057 | 2058 | 2059 | 2060 | 2061 | 2062 | 2063 | 2064 | 2065 | 2066 | 2067 | 2068 | 2069 | 2070 | 2071 | 2072 | 2073 | 2074 | 2075 | 2076
Closing to Plant (Y/N) | N | N | Y | N | N | N | N | N | N | N | N | N | N | N | N | N | N | N | N | N | N | N | N | N | N | N | N | N | N | N | N | N | N | N | N | N | N | N | N | N | N | N | N | N | N | N | N | N | N | N | N | N | N | N | N | N | N | N | N | N | N | N | N | Total
CWIP
Beginning of Period | 0 | 0 | 1.8659 | 0 | 0 | 0 | 0 | 0 | 0 | 0 | 0 | 0 | 0 | 0 | 0 | 0 | 0 | 0 | 0 | 0 | 0 | 0 | 0 | 0 | 0 | 0 | 0 | 0 | 0 | 0 | 0 | 0 | 0 | 0 | 0 | 0 | 0 | 0 | 0 | 0 | 0 | 0 | 0 | 0 | 0 | 0 | 0 | 0 | 0 | 0 | 0 | 0 | 0 | 0 | 0 | 0 | 0 | 0 | 0 | 0 | 0 | 0 | 0
Activity
Capex | 0 | 1.8659 | 0.64472 | 0 | 0 | 0 | 0 | 0 | 0 | 0 | 0 | 0 | 0 | [50 empty] | 2.5106
Closings to Plant |  |  | -2.5106 | [9 empty] | 0 | [50 empty] | -2.5106
End of Period | 0 | 1.8659 | 0 | 0 | 0 | 0 | 0 | 0 | 0 | 0 | 0 | 0 | 0 | 0 | 0 | 0 | 0 | 0 | 0 | 0 | 0 | 0 | 0 | 0 | 0 | 0 | 0 | 0 | 0 | 0 | 0 | 0 | 0 | 0 | 0 | 0 | 0 | 0 | 0 | 0 | 0 | 0 | 0 | 0 | 0 | 0 | 0 | 0 | 0 | 0 | 0 | 0 | 0 | 0 | 0 | 0 | 0 | 0 | 0 | 0 | 0 | 0 | 0
Average | 0 | 0.93294 | 0.93294 | 0 | 0 | 0 | 0 | 0 | 0 | 0 | 0 | 0 | 0 | 0 | 0 | 0 | 0 | 0 | 0 | 0 | 0 | 0 | 0 | 0 | 0 | 0 | 0 | 0 | 0 | 0 | 0 | 0 | 0 | 0 | 0 | 0 | 0 | 0 | 0 | 0 | 0 | 0 | 0 | 0 | 0 | 0 | 0 | 0 | 0 | 0 | 0 | 0 | 0 | 0 | 0 | 0 | 0 | 0 | 0 | 0 | 0 | 0 | 0
Plant in Service
Beginning of Period | 0 | 0 | 0 | 2.5106 | 2.5106 | 2.5106 | 2.5106 | 2.5106 | 2.5106 | 2.5106 | 2.5106 | 2.5106 | 2.5106 | 2.5106 | 2.5106 | 2.5106 | 2.5106 | 2.5106 | 2.5106 | 2.5106 | 2.5106 | 2.5106 | 2.5106 | 2.5106 | 2.5106 | 2.5106 | 2.5106 | 2.5106 | 2.5106 | 2.5106 | 2.5106 | 2.5106 | 2.5106 | 2.5106 | 2.5106 | 2.5106 | 2.5106 | 2.5106 | 2.5106 | 2.5106 | 2.5106 | 2.5106 | 2.5106 | 2.5106 | 2.5106 | 2.5106 | 2.5106 | 2.5106 | 2.5106 | 2.5106 | 2.5106 | 2.5106 | 0 | 0 | 0 | 0 | 0 | 0 | 0 | 0 | 0 | 0 | 0
Activity | 0 | 0 | 2.5106 | 0 | 0 | 0 | 0 | 0 | 0 | 0 | 0 | 0 | 0 | 0 | 0 | 0 | 0 | 0 | 0 | 0 | 0 | 0 | 0 | 0 | 0 | 0 | 0 | 0 | 0 | 0 | 0 | 0 | 0 | 0 | 0 | 0 | 0 | 0 | 0 | 0 | 0 | 0 | 0 | 0 | 0 | 0 | 0 | 0 | 0 | 0 | 0 | -2.5106 | 0 | 0 | 0 | 0 | 0 | 0 | 0 | 0 | 0 | 0 | 0 | 0
End of Period | 0 | 0 | 2.5106 | 2.5106 | 2.5106 | 2.5106 | 2.5106 | 2.5106 | 2.5106 | 2.5106 | 2.5106 | 2.5106 | 2.5106 | 2.5106 | 2.5106 | 2.5106 | 2.5106 | 2.5106 | 2.5106 | 2.5106 | 2.5106 | 2.5106 | 2.5106 | 2.5106 | 2.5106 | 2.5106 | 2.5106 | 2.5106 | 2.5106 | 2.5106 | 2.5106 | 2.5106 | 2.5106 | 2.5106 | 2.5106 | 2.5106 | 2.5106 | 2.5106 | 2.5106 | 2.5106 | 2.5106 | 2.5106 | 2.5106 | 2.5106 | 2.5106 | 2.5106 | 2.5106 | 2.5106 | 2.5106 | 2.5106 | 2.5106 | 0 | 0 | 0 | 0 | 0 | 0 | 0 | 0 | 0 | 0 | 0 | 0
Average | 0 | 0 | 1.2553 | 2.5106 | 2.5106 | 2.5106 | 2.5106 | 2.5106 | 2.5106 | 2.5106 | 2.5106 | 2.5106 | 2.5106 | 2.5106 | 2.5106 | 2.5106 | 2.5106 | 2.5106 | 2.5106 | 2.5106 | 2.5106 | 2.5106 | 2.5106 | 2.5106 | 2.5106 | 2.5106 | 2.5106 | 2.5106 | 2.5106 | 2.5106 | 2.5106 | 2.5106 | 2.5106 | 2.5106 | 2.5106 | 2.5106 | 2.5106 | 2.5106 | 2.5106 | 2.5106 | 2.5106 | 2.5106 | 2.5106 | 2.5106 | 2.5106 | 2.5106 | 2.5106 | 2.5106 | 2.5106 | 2.5106 | 2.5106 | 1.2553 | 0 | 0 | 0 | 0 | 0 | 0 | 0 | 0 | 0 | 0 | 0
Tax Depreciation
Beginning of Period | 0 | 0 | 0 | 0.1883 | 0.55078 | 0.88604 | 1.1962 | 1.4831 | 1.7484 | 1.9939 | 2.2209 | 2.445 | 2.669 | 2.8931 | 3.1171 | 3.3412 | 3.5652 | 3.7893 | 4.0133 | 4.2373 | 4.4614 | 4.6854 | 4.9095 | 5.0215 | 5.0215 | 5.0215 | 5.0215 | 5.0215 | 5.0215 | 5.0215 | 5.0215 | 5.0215 | 5.0215 | 5.0215 | 5.0215 | 5.0215 | 5.0215 | 5.0215 | 5.0215 | 5.0215 | 5.0215 | 5.0215 | 5.0215 | 5.0215 | 5.0215 | 5.0215 | 5.0215 | 5.0215 | 5.0215 | 5.0215 | 5.0215 | 5.0215 | 5.0215 | 5.0215 | 5.0215 | 5.0215 | 5.0215 | 5.0215 | 5.0215 | 5.0215 | 5.0215 | 5.0215 | 5.0215
Federal | 0 | 0 | 0.094148 | 0.18124 | 0.16763 | 0.15508 | 0.14343 | 0.13269 | 0.12272 | 0.11353 | 0.11202 | 0.11202 | 0.11202 | 0.11202 | 0.11202 | 0.11202 | 0.11202 | 0.11202 | 0.11202 | 0.11202 | 0.11202 | 0.11202 | 0.056012 | 0 | 0 | 0 | 0 | 0 | 0 | 0 | 0 | 0 | 0 | 0 | 0 | 0 | 0 | 0 | 0 | 0 | 0 | 0 | 0 | 0 | 0 | 0 | 0 | 0 | 0 | 0 | 0 | 0 | 0 | 0 | 0 | 0 | 0 | 0 | 0 | 0 | 0 | 0 | 0 | 2.5108
State | 0 | 0 | 0.094148 | 0.18124 | 0.16763 | 0.15508 | 0.14343 | 0.13269 | 0.12272 | 0.11353 | 0.11202 | 0.11202 | 0.11202 | 0.11202 | 0.11202 | 0.11202 | 0.11202 | 0.11202 | 0.11202 | 0.11202 | 0.11202 | 0.11202 | 0.056012 | 0 | 0 | 0 | 0 | 0 | 0 | 0 | 0 | 0 | 0 | 0 | 0 | 0 | 0 | 0 | 0 | 0 | 0 | 0 | 0 | 0 | 0 | 0 | 0 | 0 | 0 | 0 | 0 | 0 | 0 | 0 | 0 | 0 | 0 | 0 | 0 | 0 | 0 | 0 | 0 | 2.5108
End of Period | 0 | 0 | 0.1883 | 0.55078 | 0.88604 | 1.1962 | 1.4831 | 1.7484 | 1.9939 | 2.2209 | 2.445 | 2.669 | 2.8931 | 3.1171 | 3.3412 | 3.5652 | 3.7893 | 4.0133 | 4.2373 | 4.4614 | 4.6854 | 4.9095 | 5.0215 | 5.0215 | 5.0215 | 5.0215 | 5.0215 | 5.0215 | 5.0215 | 5.0215 | 5.0215 | 5.0215 | 5.0215 | 5.0215 | 5.0215 | 5.0215 | 5.0215 | 5.0215 | 5.0215 | 5.0215 | 5.0215 | 5.0215 | 5.0215 | 5.0215 | 5.0215 | 5.0215 | 5.0215 | 5.0215 | 5.0215 | 5.0215 | 5.0215 | 5.0215 | 5.0215 | 5.0215 | 5.0215 | 5.0215 | 5.0215 | 5.0215 | 5.0215 | 5.0215 | 5.0215 | 5.0215 | 5.0215
Average | 0 | 0 | 0.094148 | 0.36954 | 0.71841 | 1.0411 | 1.3396 | 1.6157 | 1.8712 | 2.1074 | 2.333 | 2.557 | 2.781 | 3.0051 | 3.2291 | 3.4532 | 3.6772 | 3.9013 | 4.1253 | 4.3494 | 4.5734 | 4.7975 | 4.9655 | 5.0215 | 5.0215 | 5.0215 | 5.0215 | 5.0215 | 5.0215 | 5.0215 | 5.0215 | 5.0215 | 5.0215 | 5.0215 | 5.0215 | 5.0215 | 5.0215 | 5.0215 | 5.0215 | 5.0215 | 5.0215 | 5.0215 | 5.0215 | 5.0215 | 5.0215 | 5.0215 | 5.0215 | 5.0215 | 5.0215 | 5.0215 | 5.0215 | 5.0215 | 5.0215 | 5.0215 | 5.0215 | 5.0215 | 5.0215 | 5.0215 | 5.0215 | 5.0215 | 5.0215 | 5.0215 | 5.0215
Book Depreciation with COR
Beginning of Period | 0 | 0 | 0 | 0.062765 | 0.12553 | 0.1883 | 0.25106 | 0.31383 | 0.37659 | 0.43936 | 0.50212 | 0.56489 | 0.62765 | 0.69042 | 0.75318 | 0.81595 | 0.87871 | 0.94148 | 1.0042 | 1.067 | 1.1298 | 1.1925 | 1.2553 | 1.3181 | 1.3808 | 1.4436 | 1.5064 | 1.5691 | 1.6319 | 1.6947 | 1.7574 | 1.8202 | 1.883 | 1.9457 | 2.0085 | 2.0712 | 2.134 | 2.1968 | 2.2595 | 2.3223 | 2.3851 | 2.4478 | 2.5106 | 2.5734 | 2.6361 | 2.6989 | 2.7617 | 2.8244 | 2.8872 | 2.95 | 3.0127 | 3.0755 | 0 | 0 | 0 | 0 | 0 | 0 | 0 | 0 | 0 | 0 | 0
Activity | 0 | 0 | 0.062765 | 0.062765 | 0.062765 | 0.062765 | 0.062765 | 0.062765 | 0.062765 | 0.062765 | 0.062765 | 0.062765 | 0.062765 | 0.062765 | 0.062765 | 0.062765 | 0.062765 | 0.062765 | 0.062765 | 0.062765 | 0.062765 | 0.062765 | 0.062765 | 0.062765 | 0.062765 | 0.062765 | 0.062765 | 0.062765 | 0.062765 | 0.062765 | 0.062765 | 0.062765 | 0.062765 | 0.062765 | 0.062765 | 0.062765 | 0.062765 | 0.062765 | 0.062765 | 0.062765 | 0.062765 | 0.062765 | 0.062765 | 0.062765 | 0.062765 | 0.062765 | 0.062765 | 0.062765 | 0.062765 | 0.062765 | 0.062765 | 0.062765 | 0 | 0 | 0 | 0 | 0 | 0 | 0 | 0 | 0 | 0 | 0 | 3.1383
Book Depreciation Related to Retired PIS | [49 empty] | 0 | 0 | -3.1383 | 0 | 0 | 0 | 0 | 0 | 0 | 0 | 0 | 0 | 0 |  | -3.1383
End of Period | 0 | 0 | 0.062765 | 0.12553 | 0.1883 | 0.25106 | 0.31383 | 0.37659 | 0.43936 | 0.50212 | 0.56489 | 0.62765 | 0.69042 | 0.75318 | 0.81595 | 0.87871 | 0.94148 | 1.0042 | 1.067 | 1.1298 | 1.1925 | 1.2553 | 1.3181 | 1.3808 | 1.4436 | 1.5064 | 1.5691 | 1.6319 | 1.6947 | 1.7574 | 1.8202 | 1.883 | 1.9457 | 2.0085 | 2.0712 | 2.134 | 2.1968 | 2.2595 | 2.3223 | 2.3851 | 2.4478 | 2.5106 | 2.5734 | 2.6361 | 2.6989 | 2.7617 | 2.8244 | 2.8872 | 2.95 | 3.0127 | 3.0755 | 0 | 0 | 0 | 0 | 0 | 0 | 0 | 0 | 0 | 0 | 0 | 0
Average | 0 | 0 | 0.031383 | 0.094148 | 0.15691 | 0.21968 | 0.28244 | 0.34521 | 0.40797 | 0.47074 | 0.5335 | 0.59627 | 0.65903 | 0.7218 | 0.78456 | 0.84733 | 0.91009 | 0.97286 | 1.0356 | 1.0984 | 1.1612 | 1.2239 | 1.2867 | 1.3494 | 1.4122 | 1.475 | 1.5377 | 1.6005 | 1.6633 | 1.726 | 1.7888 | 1.8516 | 1.9143 | 1.9771 | 2.0399 | 2.1026 | 2.1654 | 2.2282 | 2.2909 | 2.3537 | 2.4165 | 2.4792 | 2.542 | 2.6048 | 2.6675 | 2.7303 | 2.793 | 2.8558 | 2.9186 | 2.9813 | 3.0441 | 1.5377 | 0 | 0 | 0 | 0 | 0 | 0 | 0 | 0 | 0 | 0 | 0
Federal Deferred Tax Balance, Net of Tax
Beginning of Period | 0 | 0 | 0 | 0.015377 | 0.061237 | 0.10233 | 0.13904 | 0.17167 | 0.20053 | 0.22591 | 0.24807 | 0.2697 | 0.29134 | 0.31297 | 0.3346 | 0.35624 | 0.37787 | 0.39951 | 0.42114 | 0.44277 | 0.46441 | 0.48604 | 0.50768 | 0.50971 | 0.49213 | 0.47456 | 0.45698 | 0.43941 | 0.42183 | 0.40426 | 0.38669 | 0.36911 | 0.35154 | 0.33396 | 0.31639 | 0.29881 | 0.28124 | 0.26367 | 0.24609 | 0.22852 | 0.21094 | 0.19337 | 0.17579 | 0.15822 | 0.14065 | 0.12307 | 0.1055 | 0.087924 | 0.07035 | 0.052775 | 0.035201 | 0.017627 | 5.2723e-05 | 5.2723e-05 | 5.2723e-05 | 5.2723e-05 | 5.2723e-05 | 5.2723e-05 | 5.2723e-05 | 5.2723e-05 | 5.2723e-05 | 5.2723e-05 | 5.2723e-05
Activity | 0 | 0 | 0.015377 | 0.04586 | 0.041097 | 0.036704 | 0.032627 | 0.028866 | 0.025377 | 0.022161 | 0.021634 | 0.021634 | 0.021634 | 0.021634 | 0.021634 | 0.021634 | 0.021634 | 0.021634 | 0.021634 | 0.021634 | 0.021634 | 0.021634 | 0.0020298 | -0.017574 | -0.017574 | -0.017574 | -0.017574 | -0.017574 | -0.017574 | -0.017574 | -0.017574 | -0.017574 | -0.017574 | -0.017574 | -0.017574 | -0.017574 | -0.017574 | -0.017574 | -0.017574 | -0.017574 | -0.017574 | -0.017574 | -0.017574 | -0.017574 | -0.017574 | -0.017574 | -0.017574 | -0.017574 | -0.017574 | -0.017574 | -0.017574 | -0.017574 | 0 | 0 | 0 | 0 | 0 | 0 | 0 | 0 | 0 | 0 | 0 | 5.2723e-05
End of Period | 0 | 0 | 0.015377 | 0.061237 | 0.10233 | 0.13904 | 0.17167 | 0.20053 | 0.22591 | 0.24807 | 0.2697 | 0.29134 | 0.31297 | 0.3346 | 0.35624 | 0.37787 | 0.39951 | 0.42114 | 0.44277 | 0.46441 | 0.48604 | 0.50768 | 0.50971 | 0.49213 | 0.47456 | 0.45698 | 0.43941 | 0.42183 | 0.40426 | 0.38669 | 0.36911 | 0.35154 | 0.33396 | 0.31639 | 0.29881 | 0.28124 | 0.26367 | 0.24609 | 0.22852 | 0.21094 | 0.19337 | 0.17579 | 0.15822 | 0.14065 | 0.12307 | 0.1055 | 0.087924 | 0.07035 | 0.052775 | 0.035201 | 0.017627 | 5.2723e-05 | 5.2723e-05 | 5.2723e-05 | 5.2723e-05 | 5.2723e-05 | 5.2723e-05 | 5.2723e-05 | 5.2723e-05 | 5.2723e-05 | 5.2723e-05 | 5.2723e-05 | 5.2723e-05
Average | 0 | 0 | 0.0076887 | 0.038307 | 0.081786 | 0.12069 | 0.15535 | 0.1861 | 0.21322 | 0.23699 | 0.25889 | 0.28052 | 0.30215 | 0.32379 | 0.34542 | 0.36706 | 0.38869 | 0.41032 | 0.43196 | 0.45359 | 0.47522 | 0.49686 | 0.50869 | 0.50092 | 0.48334 | 0.46577 | 0.4482 | 0.43062 | 0.41305 | 0.39547 | 0.3779 | 0.36032 | 0.34275 | 0.32518 | 0.3076 | 0.29003 | 0.27245 | 0.25488 | 0.2373 | 0.21973 | 0.20216 | 0.18458 | 0.16701 | 0.14943 | 0.13186 | 0.11429 | 0.096711 | 0.079137 | 0.061563 | 0.043988 | 0.026414 | 0.0088398 | 5.2723e-05 | 5.2723e-05 | 5.2723e-05 | 5.2723e-05 | 5.2723e-05 | 5.2723e-05 | 5.2723e-05 | 5.2723e-05 | 5.2723e-05 | 5.2723e-05 | 5.2723e-05
State Deferred Tax Balance
Beginning of Period | 0 | 0 | 0 | 0.0028558 | 0.011373 | 0.019005 | 0.025821 | 0.031881 | 0.037241 | 0.041954 | 0.04607 | 0.050088 | 0.054105 | 0.058123 | 0.062141 | 0.066159 | 0.070176 | 0.074194 | 0.078212 | 0.082229 | 0.086247 | 0.090265 | 0.094283 | 0.09466 | 0.091396 | 0.088132 | 0.084868 | 0.081604 | 0.078341 | 0.075077 | 0.071813 | 0.068549 | 0.065285 | 0.062022 | 0.058758 | 0.055494 | 0.05223 | 0.048967 | 0.045703 | 0.042439 | 0.039175 | 0.035911 | 0.032648 | 0.029384 | 0.02612 | 0.022856 | 0.019593 | 0.016329 | 0.013065 | 0.0098011 | 0.0065374 | 0.0032736 | 9.7914e-06 | 9.7914e-06 | 9.7914e-06 | 9.7914e-06 | 9.7914e-06 | 9.7914e-06 | 9.7914e-06 | 9.7914e-06 | 9.7914e-06 | 9.7914e-06 | 9.7914e-06
Activity | 0 | 0 | 0.0028558 | 0.0085168 | 0.0076324 | 0.0068164 | 0.0060592 | 0.0053608 | 0.0047129 | 0.0041156 | 0.0040177 | 0.0040177 | 0.0040177 | 0.0040177 | 0.0040177 | 0.0040177 | 0.0040177 | 0.0040177 | 0.0040177 | 0.0040177 | 0.0040177 | 0.0040177 | 0.00037697 | -0.0032638 | -0.0032638 | -0.0032638 | -0.0032638 | -0.0032638 | -0.0032638 | -0.0032638 | -0.0032638 | -0.0032638 | -0.0032638 | -0.0032638 | -0.0032638 | -0.0032638 | -0.0032638 | -0.0032638 | -0.0032638 | -0.0032638 | -0.0032638 | -0.0032638 | -0.0032638 | -0.0032638 | -0.0032638 | -0.0032638 | -0.0032638 | -0.0032638 | -0.0032638 | -0.0032638 | -0.0032638 | -0.0032638 | 0 | 0 | 0 | 0 | 0 | 0 | 0 | 0 | 0 | 0 | 0 | 9.7914e-06
End of Period | 0 | 0 | 0.0028558 | 0.011373 | 0.019005 | 0.025821 | 0.031881 | 0.037241 | 0.041954 | 0.04607 | 0.050088 | 0.054105 | 0.058123 | 0.062141 | 0.066159 | 0.070176 | 0.074194 | 0.078212 | 0.082229 | 0.086247 | 0.090265 | 0.094283 | 0.09466 | 0.091396 | 0.088132 | 0.084868 | 0.081604 | 0.078341 | 0.075077 | 0.071813 | 0.068549 | 0.065285 | 0.062022 | 0.058758 | 0.055494 | 0.05223 | 0.048967 | 0.045703 | 0.042439 | 0.039175 | 0.035911 | 0.032648 | 0.029384 | 0.02612 | 0.022856 | 0.019593 | 0.016329 | 0.013065 | 0.0098011 | 0.0065374 | 0.0032736 | 9.7914e-06 | 9.7914e-06 | 9.7914e-06 | 9.7914e-06 | 9.7914e-06 | 9.7914e-06 | 9.7914e-06 | 9.7914e-06 | 9.7914e-06 | 9.7914e-06 | 9.7914e-06 | 9.7914e-06
Average | 0 | 0 | 0.0014279 | 0.0071142 | 0.015189 | 0.022413 | 0.028851 | 0.034561 | 0.039598 | 0.044012 | 0.048079 | 0.052097 | 0.056114 | 0.060132 | 0.06415 | 0.068167 | 0.072185 | 0.076203 | 0.080221 | 0.084238 | 0.088256 | 0.092274 | 0.094471 | 0.093028 | 0.089764 | 0.0865 | 0.083236 | 0.079973 | 0.076709 | 0.073445 | 0.070181 | 0.066917 | 0.063654 | 0.06039 | 0.057126 | 0.053862 | 0.050598 | 0.047335 | 0.044071 | 0.040807 | 0.037543 | 0.03428 | 0.031016 | 0.027752 | 0.024488 | 0.021224 | 0.017961 | 0.014697 | 0.011433 | 0.0081693 | 0.0049055 | 0.0016417 | 9.7914e-06 | 9.7914e-06 | 9.7914e-06 | 9.7914e-06 | 9.7914e-06 | 9.7914e-06 | 9.7914e-06 | 9.7914e-06 | 9.7914e-06 | 9.7914e-06 | 9.7914e-06
Net Rate Base - Average | 0 | 0 | 1.2148 | 2.371 | 2.2567 | 2.1478 | 2.044 | 1.9447 | 1.8498 | 1.7589 | 1.6701 | 1.5817 | 1.4933 | 1.4049 | 1.3165 | 1.2281 | 1.1396 | 1.0512 | 0.9628 | 0.87439 | 0.78597 | 0.69755 | 0.62076 | 0.56721 | 0.52528 | 0.48335 | 0.44143 | 0.3995 | 0.35757 | 0.31565 | 0.27372 | 0.23179 | 0.18986 | 0.14794 | 0.10601 | 0.064083 | 0.022156 | -0.019771 | -0.061698 | -0.10362 | -0.14555 | -0.18748 | -0.22941 | -0.27133 | -0.31326 | -0.35519 | -0.39711 | -0.43904 | -0.48097 | -0.5229 | -0.56482 | -0.29292 | -6.2514e-05 | -6.2514e-05 | -6.2514e-05 | -6.2514e-05 | -6.2514e-05 | -6.2514e-05 | -6.2514e-05 | -6.2514e-05 | -6.2514e-05 | -6.2514e-05 | -6.2514e-05
EXPENSES
Income Tax - Removal Cost | 0 | 0 | 0.0081036 | 0.0081036 | 0.0081036 | 0.0081036 | 0.0081036 | 0.0081036 | 0.0081036 | 0.0081036 | 0.0081036 | 0.0081036 | 0.0081036 | 0.0081036 | 0.0081036 | 0.0081036 | 0.0081036 | 0.0081036 | 0.0081036 | 0.0081036 | 0.0081036 | 0.0081036 | 0.0081036 | 0.0081036 | 0.0081036 | 0.0081036 | 0.0081036 | 0.0081036 | 0.0081036 | 0.0081036 | 0.0081036 | 0.0081036 | 0.0081036 | 0.0081036 | 0.0081036 | 0.0081036 | 0.0081036 | 0.0081036 | 0.0081036 | 0.0081036 | 0.0081036 | 0.0081036 | 0.0081036 | 0.0081036 | 0.0081036 | 0.0081036 | 0.0081036 | 0.0081036 | 0.0081036 | 0.0081036 | 0.0081036 | 0.0081036 | 0 | 0 | 0 | 0 | 0 | 0 | 0 | 0 | 0 | 0 | 0 | 0.40518
Book Depreciation | 0 | 0 | 0.062765 | 0.062765 | 0.062765 | 0.062765 | 0.062765 | 0.062765 | 0.062765 | 0.062765 | 0.062765 | 0.062765 | 0.062765 | 0.062765 | 0.062765 | 0.062765 | 0.062765 | 0.062765 | 0.062765 | 0.062765 | 0.062765 | 0.062765 | 0.062765 | 0.062765 | 0.062765 | 0.062765 | 0.062765 | 0.062765 | 0.062765 | 0.062765 | 0.062765 | 0.062765 | 0.062765 | 0.062765 | 0.062765 | 0.062765 | 0.062765 | 0.062765 | 0.062765 | 0.062765 | 0.062765 | 0.062765 | 0.062765 | 0.062765 | 0.062765 | 0.062765 | 0.062765 | 0.062765 | 0.062765 | 0.062765 | 0.062765 | 0.062765 | 0 | 0 | 0 | 0 | 0 | 0 | 0 | 0 | 0 | 0 | 0 | 3.1383
Property Taxes | 0 | 0 | 0.12553 | 0.12553 | 0.12553 | 0.12553 | 0.12553 | 0.12553 | 0.12553 | 0.12553 | 0.12553 | 0.12553 | 0.12553 | 0.12553 | 0.12553 | 0.12553 | 0.12553 | 0.12553 | 0.12553 | 0.12553 | 0.12553 | 0.12553 | 0.12553 | 0.12553 | 0.12553 | 0.12553 | 0.12553 | 0.12553 | 0.12553 | 0.12553 | 0.12553 | 0.12553 | 0.12553 | 0.12553 | 0.12553 | 0.12553 | 0.12553 | 0.12553 | 0.12553 | 0.12553 | 0.12553 | 0.12553 | 0.12553 | 0.12553 | 0.12553 | 0.12553 | 0.12553 | 0.12553 | 0.12553 | 0.12553 | 0.12553 | 0 | 0 | 0 | 0 | 0 | 0 | 0 | 0 | 0 | 0 | 0 | 0 | 6.151
Total Expenses | 0 | 0 | 0.1964 | 0.1964 | 0.1964 | 0.1964 | 0.1964 | 0.1964 | 0.1964 | 0.1964 | 0.1964 | 0.1964 | 0.1964 | 0.1964 | 0.1964 | 0.1964 | 0.1964 | 0.1964 | 0.1964 | 0.1964 | 0.1964 | 0.1964 | 0.1964 | 0.1964 | 0.1964 | 0.1964 | 0.1964 | 0.1964 | 0.1964 | 0.1964 | 0.1964 | 0.1964 | 0.1964 | 0.1964 | 0.1964 | 0.1964 | 0.1964 | 0.1964 | 0.1964 | 0.1964 | 0.1964 | 0.1964 | 0.1964 | 0.1964 | 0.1964 | 0.1964 | 0.1964 | 0.1964 | 0.1964 | 0.1964 | 0.1964 | 0.070869 | 0 | 0 | 0 | 0 | 0 | 0 | 0 | 0 | 0 | 0 | 0 | 9.6944
REVENUE REQUIREMENT
Net Rate Base | 0 | 0 | 1.2148 | 2.371 | 2.2567 | 2.1478 | 2.044 | 1.9447 | 1.8498 | 1.7589 | 1.6701 | 1.5817 | 1.4933 | 1.4049 | 1.3165 | 1.2281 | 1.1396 | 1.0512 | 0.9628 | 0.87439 | 0.78597 | 0.69755 | 0.62076 | 0.56721 | 0.52528 | 0.48335 | 0.44143 | 0.3995 | 0.35757 | 0.31565 | 0.27372 | 0.23179 | 0.18986 | 0.14794 | 0.10601 | 0.064083 | 0.022156 | -0.019771 | -0.061698 | -0.10362 | -0.14555 | -0.18748 | -0.22941 | -0.27133 | -0.31326 | -0.35519 | -0.39711 | -0.43904 | -0.48097 | -0.5229 | -0.56482 | -0.29292 | -6.2514e-05 | -6.2514e-05 | -6.2514e-05 | -6.2514e-05 | -6.2514e-05 | -6.2514e-05 | -6.2514e-05 | -6.2514e-05 | -6.2514e-05 | -6.2514e-05 | -6.2514e-05 | 30.1544
ROR | 9.98% | 9.98% | 9.7% | 9.61% | 9.61% | 9.61% | 9.61% | 9.61% | 9.61% | 9.61% | 9.61% | 9.61% | 9.61% | 9.61% | 9.61% | 9.61% | 9.61% | 9.61% | 9.61% | 9.61% | 9.61% | 9.61% | 9.61% | 9.61% | 9.61% | 9.61% | 9.61% | 9.61% | 9.61% | 9.61% | 9.61% | 9.61% | 9.61% | 9.61% | 9.61% | 9.61% | 9.61% | 9.61% | 9.61% | 9.61% | 9.61% | 9.61% | 9.61% | 9.61% | 9.61% | 9.61% | 9.61% | 9.61% | 9.61% | 9.61% | 9.61% | 9.61% | 9.61% | 9.61% | 9.61% | 9.61% | 9.61% | 9.61% | 9.61% | 9.61% | 9.61% | 9.61% | 9.61%
Earnings Base | 0 | 0 | 0.11784 | 0.22786 | 0.21687 | 0.20641 | 0.19642 | 0.18689 | 0.17777 | 0.16903 | 0.1605 | 0.152 | 0.14351 | 0.13501 | 0.12651 | 0.11802 | 0.10952 | 0.10102 | 0.092525 | 0.084028 | 0.075532 | 0.067035 | 0.059655 | 0.054509 | 0.05048 | 0.04645 | 0.042421 | 0.038392 | 0.034363 | 0.030334 | 0.026304 | 0.022275 | 0.018246 | 0.014217 | 0.010188 | 0.0061584 | 0.0021292 | -0.0019 | -0.0059292 | -0.0099584 | -0.013988 | -0.018017 | -0.022046 | -0.026075 | -0.030104 | -0.034134 | -0.038163 | -0.042192 | -0.046221 | -0.05025 | -0.054279 | -0.02815 | -6.0076e-06 | -6.0076e-06 | -6.0076e-06 | -6.0076e-06 | -6.0076e-06 | -6.0076e-06 | -6.0076e-06 | -6.0076e-06 | -6.0076e-06 | -6.0076e-06 | -6.0076e-06
Earnings - Expense | 0 | 0 | 0.1964 | 0.1964 | 0.1964 | 0.1964 | 0.1964 | 0.1964 | 0.1964 | 0.1964 | 0.1964 | 0.1964 | 0.1964 | 0.1964 | 0.1964 | 0.1964 | 0.1964 | 0.1964 | 0.1964 | 0.1964 | 0.1964 | 0.1964 | 0.1964 | 0.1964 | 0.1964 | 0.1964 | 0.1964 | 0.1964 | 0.1964 | 0.1964 | 0.1964 | 0.1964 | 0.1964 | 0.1964 | 0.1964 | 0.1964 | 0.1964 | 0.1964 | 0.1964 | 0.1964 | 0.1964 | 0.1964 | 0.1964 | 0.1964 | 0.1964 | 0.1964 | 0.1964 | 0.1964 | 0.1964 | 0.1964 | 0.1964 | 0.070869 | 0 | 0 | 0 | 0 | 0 | 0 | 0 | 0 | 0 | 0 | 0 | 9.6944
Total Earnings Effect | 0 | 0 | 0.31423 | 0.42426 | 0.41327 | 0.4028 | 0.39282 | 0.38329 | 0.37417 | 0.36543 | 0.3569 | 0.3484 | 0.33991 | 0.33141 | 0.32291 | 0.31441 | 0.30592 | 0.29742 | 0.28892 | 0.28043 | 0.27193 | 0.26343 | 0.25605 | 0.25091 | 0.24688 | 0.24285 | 0.23882 | 0.23479 | 0.23076 | 0.22673 | 0.2227 | 0.21867 | 0.21464 | 0.21062 | 0.20659 | 0.20256 | 0.19853 | 0.1945 | 0.19047 | 0.18644 | 0.18241 | 0.17838 | 0.17435 | 0.17032 | 0.16629 | 0.16227 | 0.15824 | 0.15421 | 0.15018 | 0.14615 | 0.14212 | 0.042719 | -6.0076e-06 | -6.0076e-06 | -6.0076e-06 | -6.0076e-06 | -6.0076e-06 | -6.0076e-06 | -6.0076e-06 | -6.0076e-06 | -6.0076e-06 | -6.0076e-06 | -6.0076e-06
Gross-Up Factor | 1.0354 | 1.0354 | 1.0354 | 1.0298 | 1.0298 | 1.0298 | 1.0298 | 1.0298 | 1.0298 | 1.0298 | 1.0298 | 1.0298 | 1.0298 | 1.0298 | 1.0298 | 1.0298 | 1.0298 | 1.0298 | 1.0298 | 1.0298 | 1.0298 | 1.0298 | 1.0298 | 1.0298 | 1.0298 | 1.0298 | 1.0298 | 1.0298 | 1.0298 | 1.0298 | 1.0298 | 1.0298 | 1.0298 | 1.0298 | 1.0298 | 1.0298 | 1.0298 | 1.0298 | 1.0298 | 1.0298 | 1.0298 | 1.0298 | 1.0298 | 1.0298 | 1.0298 | 1.0298 | 1.0298 | 1.0298 | 1.0298 | 1.0298 | 1.0298 | 1.0298 | 1.0298 | 1.0298 | 1.0298 | 1.0298 | 1.0298 | 1.0298 | 1.0298 | 1.0298 | 1.0298 | 1.0298 | 1.0298
Revenue requirement | 0 | 0 | 0.32535 | 0.43688 | 0.42557 | 0.41479 | 0.40451 | 0.39469 | 0.3853 | 0.3763 | 0.36752 | 0.35877 | 0.35002 | 0.34127 | 0.33252 | 0.32377 | 0.31502 | 0.30627 | 0.29752 | 0.28877 | 0.28002 | 0.27127 | 0.26367 | 0.25837 | 0.25423 | 0.25008 | 0.24593 | 0.24178 | 0.23763 | 0.23348 | 0.22933 | 0.22518 | 0.22103 | 0.21688 | 0.21273 | 0.20859 | 0.20444 | 0.20029 | 0.19614 | 0.19199 | 0.18784 | 0.18369 | 0.17954 | 0.17539 | 0.17124 | 0.16709 | 0.16295 | 0.1588 | 0.15465 | 0.1505 | 0.14635 | 0.04399 | -6.1864e-06 | -6.1864e-06 | -6.1864e-06 | -6.1864e-06 | -6.1864e-06 | -6.1864e-06 | -6.1864e-06 | -6.1864e-06 | -6.1864e-06 | -6.1864e-06 | -6.1864e-06 | 12.9699
Depreciation Calculations
Tax Depreciation - Federal
Cost of new equipment in service basis | 0 | 0 | 2.5106 | 0 | 0 | 0 | 0 | 0 | 0 | 0 | 0 | 0 | 0 | 0 | 0 | 0 | 0 | 0 | 0 | 0 | 0 | 0 | 0 | 0 | 0 | 0 | 0 | 0 | 0 | 0 | 0 | 0 | 0 | 0 | 0 | 0 | 0 | 0 | 0 | 0 | 0 | 0 | 0 | 0 | 0 | 0 | 0 | 0 | 0 | 0 | 0 | -2.5106 | 0 | 0 | 0 | 0 | 0 | 0 | 0 | 0 | 0
Bonus Depreciation (N/A) | 0 | 0 | 0 | 0 | 0 | 0 | 0 | 0 | 0 | 0 | 0 | 0 | 0 | 0 | 0 | 0 | 0 | 0 | 0 | 0 | 0 | 0 | 0 | 0 | 0 | 0 | 0 | 0 | 0 | 0 | 0 | 0 | 0 | 0 | 0 | 0 | 0 | 0 | 0 | 0 | 0 | 0 | 0 | 0 | 0 | 0 | 0 | 0 | 0 | 0 | 0 | 0 | 0 | 0 | 0 | 0 | 0 | 0 | 0 | 0 | 0
Regular Depreciation basis (Cumulative) | 0 | 0 | 2.5106 | 2.5106 | 2.5106 | 2.5106 | 2.5106 | 2.5106 | 2.5106 | 2.5106 | 2.5106 | 2.5106 | 2.5106 | 2.5106 | 2.5106 | 2.5106 | 2.5106 | 2.5106 | 2.5106 | 2.5106 | 2.5106 | 2.5106 | 2.5106 | 2.5106 | 2.5106 | 2.5106 | 2.5106 | 2.5106 | 2.5106 | 2.5106 | 2.5106 | 2.5106 | 2.5106 | 2.5106 | 2.5106 | 2.5106 | 2.5106 | 2.5106 | 2.5106 | 2.5106 | 2.5106 | 2.5106 | 2.5106 | 2.5106 | 2.5106 | 2.5106 | 2.5106 | 2.5106 | 2.5106 | 2.5106 | 2.5106 | 0 | 0 | 0 | 0 | 0 | 0 | 0 | 0 | 0 | 0 | 0 | 0
RegularDepreciation |  |  | 0.094148 | 0.18124 | 0.16763 | 0.15508 | 0.14343 | 0.13269 | 0.12272 | 0.11353 | 0.11202 | 0.11202 | 0.11202 | 0.11202 | 0.11202 | 0.11202 | 0.11202 | 0.11202 | 0.11202 | 0.11202 | 0.11202 | 0.11202 | 0.056012 | [40 empty] | 2.5108
Total Depreciation for year | 0 | 0 | 0.094148 | 0.18124 | 0.16763 | 0.15508 | 0.14343 | 0.13269 | 0.12272 | 0.11353 | 0.11202 | 0.11202 | 0.11202 | 0.11202 | 0.11202 | 0.11202 | 0.11202 | 0.11202 | 0.11202 | 0.11202 | 0.11202 | 0.11202 | 0.056012 | 0 | 0 | 0 | 0 | 0 | 0 | 0 | 0 | 0 | 0 | 0 | 0 | 0 | 0 | 0 | 0 | 0 | 0 | 0 | 0 | 0 | 0 | 0 | 0 | 0 | 0 | 0 | 0 | 0 | 0 | 0 | 0 | 0 | 0 | 0 | 0 | 0 | 0
Tax Depreciation - State
Cost of new equipment in service basis | 0 | 0 | 2.5106 | 0 | 0 | 0 | 0 | 0 | 0 | 0 | 0 | 0 | 0 | 0 | 0 | 0 | 0 | 0 | 0 | 0 | 0 | 0 | 0 | 0 | 0 | 0 | 0 | 0 | 0 | 0 | 0 | 0 | 0 | 0 | 0 | 0 | 0 | 0 | 0 | 0 | 0 | 0 | 0 | 0 | 0 | 0 | 0 | 0 | 0 | 0 | 0 | -2.5106 | 0 | 0 | 0 | 0 | 0 | 0 | 0 | 0 | 0 | 0 | 0
Bonus Depreciation (N/A) | 0 | 0 | 0 | 0 | 0 | 0 | 0 | 0 | 0 | 0 | 0 | 0 | 0 | 0 | 0 | 0 | 0 | 0 | 0 | 0 | 0 | 0 | 0 | 0 | 0 | 0 | 0 | 0 | 0 | 0 | 0 | 0 | 0 | 0 | 0 | 0 | 0 | 0 | 0 | 0 | 0 | 0 | 0 | 0 | 0 | 0 | 0 | 0 | 0 | 0 | 0 | 0 | 0 | 0 | 0 | 0 | 0 | 0 | 0 | 0 | 0 | 0 | 0
Regular Depreciation basis (Cumulative) | 0 | 0 | 2.5106 | 2.5106 | 2.5106 | 2.5106 | 2.5106 | 2.5106 | 2.5106 | 2.5106 | 2.5106 | 2.5106 | 2.5106 | 2.5106 | 2.5106 | 2.5106 | 2.5106 | 2.5106 | 2.5106 | 2.5106 | 2.5106 | 2.5106 | 2.5106 | 2.5106 | 2.5106 | 2.5106 | 2.5106 | 2.5106 | 2.5106 | 2.5106 | 2.5106 | 2.5106 | 2.5106 | 2.5106 | 2.5106 | 2.5106 | 2.5106 | 2.5106 | 2.5106 | 2.5106 | 2.5106 | 2.5106 | 2.5106 | 2.5106 | 2.5106 | 2.5106 | 2.5106 | 2.5106 | 2.5106 | 2.5106 | 2.5106 | 0 | 0 | 0 | 0 | 0 | 0 | 0 | 0 | 0 | 0 | 0 | 0
RegularDepreciation | 0 | 0 | 0.094148 | 0.18124 | 0.16763 | 0.15508 | 0.14343 | 0.13269 | 0.12272 | 0.11353 | 0.11202 | 0.11202 | 0.11202 | 0.11202 | 0.11202 | 0.11202 | 0.11202 | 0.11202 | 0.11202 | 0.11202 | 0.11202 | 0.11202 | 0.056012 | 0 | 0 | 0 | 0 | 0 | 0 | 0 | 0 | 0 | 0 | 0 | 0 | 0 | 0 | 0 | 0 | 0 | 0 | 0 | 0 | 0 | 0 | 0 | 0 | 0 | 0 | 0 | 0 | 0 | 0 | 0 | 0 | 0 | 0 | 0 | 0 | 0 | 0 | 0 | 0 | 2.5108
Total Depreciation for year | 0 | 0 | 0.094148 | 0.18124 | 0.16763 | 0.15508 | 0.14343 | 0.13269 | 0.12272 | 0.11353 | 0.11202 | 0.11202 | 0.11202 | 0.11202 | 0.11202 | 0.11202 | 0.11202 | 0.11202 | 0.11202 | 0.11202 | 0.11202 | 0.11202 | 0.056012 | 0 | 0 | 0 | 0 | 0 | 0 | 0 | 0 | 0 | 0 | 0 | 0 | 0 | 0 | 0 | 0 | 0 | 0 | 0 | 0 | 0 | 0 | 0 | 0 | 0 | 0 | 0 | 0 | 0 | 0 | 0 | 0 | 0 | 0 | 0 | 0 | 0 | 0 | 0 | 0
Book Depreciation with COR
2014 | 0 | 0 | 0 | 0 | 0 | 0 | 0 | 0 | 0 | 0 | 0 | 0 | 0 | 0 | 0 | 0 | 0 | 0 | 0 | 0 | 0 | 0 | 0 | 0 | 0 | 0 | 0 | 0 | 0 | 0 | 0 | 0 | 0 | 0 | 0 | 0 | 0 | 0 | 0 | 0 | 0 | 0 | 0 | 0 | 0 | 0 | 0 | 0 | 0 | 0 | [13 empty] | 0
2015 |  | 0 | 0 | 0 | 0 | 0 | 0 | 0 | 0 | 0 | 0 | 0 | 0 | 0 | 0 | 0 | 0 | 0 | 0 | 0 | 0 | 0 | 0 | 0 | 0 | 0 | 0 | 0 | 0 | 0 | 0 | 0 | 0 | 0 | 0 | 0 | 0 | 0 | 0 | 0 | 0 | 0 | 0 | 0 | 0 | 0 | 0 | 0 | 0 | 0 | 0 | [12 empty] | 0 | check - total PIS
2016 |  |  | 0.062765 | 0.062765 | 0.062765 | 0.062765 | 0.062765 | 0.062765 | 0.062765 | 0.062765 | 0.062765 | 0.062765 | 0.062765 | 0.062765 | 0.062765 | 0.062765 | 0.062765 | 0.062765 | 0.062765 | 0.062765 | 0.062765 | 0.062765 | 0.062765 | 0.062765 | 0.062765 | 0.062765 | 0.062765 | 0.062765 | 0.062765 | 0.062765 | 0.062765 | 0.062765 | 0.062765 | 0.062765 | 0.062765 | 0.062765 | 0.062765 | 0.062765 | 0.062765 | 0.062765 | 0.062765 | 0.062765 | 0.062765 | 0.062765 | 0.062765 | 0.062765 | 0.062765 | 0.062765 | 0.062765 | 0.062765 | 0.062765 | 0.062765 | [11 empty] | 3.1383 | 3.1383
2017 |  |  |  | 0 | 0 | 0 | 0 | 0 | 0 | 0 | 0 | 0 | 0 | 0 | 0 | 0 | 0 | 0 | 0 | 0 | 0 | 0 | 0 | 0 | 0 | 0 | 0 | 0 | 0 | 0 | 0 | 0 | 0 | 0 | 0 | 0 | 0 | 0 | 0 | 0 | 0 | 0 | 0 | 0 | 0 | 0 | 0 | 0 | 0 | 0 | 0 | 0 | 0 | [10 empty] | 0 | 0
2018 |  |  |  |  | 0 | 0 | 0 | 0 | 0 | 0 | 0 | 0 | 0 | 0 | 0 | 0 | 0 | 0 | 0 | 0 | 0 | 0 | 0 | 0 | 0 | 0 | 0 | 0 | 0 | 0 | 0 | 0 | 0 | 0 | 0 | 0 | 0 | 0 | 0 | 0 | 0 | 0 | 0 | 0 | 0 | 0 | 0 | 0 | 0 | 0 | 0 | 0 | 0 | 0 | [9 empty] | 0
2019 | [5 empty] | 0 | 0 | 0 | 0 | 0 | 0 | 0 | 0 | 0 | 0 | 0 | 0 | 0 | 0 | 0 | 0 | 0 | 0 | 0 | 0 | 0 | 0 | 0 | 0 | 0 | 0 | 0 | 0 | 0 | 0 | 0 | 0 | 0 | 0 | 0 | 0 | 0 | 0 | 0 | 0 | 0 | 0 | 0 | 0 | 0 | 0 | 0 | 0 | 0 | 0 | [8 empty] | 0 | 0
2020 | [6 empty] | 0 | 0 | 0 | 0 | 0 | 0 | 0 | 0 | 0 | 0 | 0 | 0 | 0 | 0 | 0 | 0 | 0 | 0 | 0 | 0 | 0 | 0 | 0 | 0 | 0 | 0 | 0 | 0 | 0 | 0 | 0 | 0 | 0 | 0 | 0 | 0 | 0 | 0 | 0 | 0 | 0 | 0 | 0 | 0 | 0 | 0 | 0 | 0 | 0 | 0 | [7 empty] | 0
2021 | [7 empty] | 0 | 0 | 0 | 0 | 0 | 0 | 0 | 0 | 0 | 0 | 0 | 0 | 0 | 0 | 0 | 0 | 0 | 0 | 0 | 0 | 0 | 0 | 0 | 0 | 0 | 0 | 0 | 0 | 0 | 0 | 0 | 0 | 0 | 0 | 0 | 0 | 0 | 0 | 0 | 0 | 0 | 0 | 0 | 0 | 0 | 0 | 0 | 0 | 0 | 0 | [6 empty] | 0
2022 | [8 empty] | 0 | 0 | 0 | 0 | 0 | 0 | 0 | 0 | 0 | 0 | 0 | 0 | 0 | 0 | 0 | 0 | 0 | 0 | 0 | 0 | 0 | 0 | 0 | 0 | 0 | 0 | 0 | 0 | 0 | 0 | 0 | 0 | 0 | 0 | 0 | 0 | 0 | 0 | 0 | 0 | 0 | 0 | 0 | 0 | 0 | 0 | 0 | 0 | 0 | 0 | [5 empty] | 0
2023 | [9 empty] | 0 | 0 | 0 | 0 | 0 | 0 | 0 | 0 | 0 | 0 | 0 | 0 | 0 | 0 | 0 | 0 | 0 | 0 | 0 | 0 | 0 | 0 | 0 | 0 | 0 | 0 | 0 | 0 | 0 | 0 | 0 | 0 | 0 | 0 | 0 | 0 | 0 | 0 | 0 | 0 | 0 | 0 | 0 | 0 | 0 | 0 | 0 | 0 | 0 | 0 |  |  |  |  | 0
2024 | [10 empty] | 0 | 0 | 0 | 0 | 0 | 0 | 0 | 0 | 0 | 0 | 0 | 0 | 0 | 0 | 0 | 0 | 0 | 0 | 0 | 0 | 0 | 0 | 0 | 0 | 0 | 0 | 0 | 0 | 0 | 0 | 0 | 0 | 0 | 0 | 0 | 0 | 0 | 0 | 0 | 0 | 0 | 0 | 0 | 0 | 0 | 0 | 0 | 0 | 0 | 0 |  |  |  | 0 | 0
2025 | [11 empty] | 0 | 0 | 0 | 0 | 0 | 0 | 0 | 0 | 0 | 0 | 0 | 0 | 0 | 0 | 0 | 0 | 0 | 0 | 0 | 0 | 0 | 0 | 0 | 0 | 0 | 0 | 0 | 0 | 0 | 0 | 0 | 0 | 0 | 0 | 0 | 0 | 0 | 0 | 0 | 0 | 0 | 0 | 0 | 0 | 0 | 0 | 0 | 0 | 0 | 0 |  |  | 0
2026 | [12 empty] | 0 | 0 | 0 | 0 | 0 | 0 | 0 | 0 | 0 | 0 | 0 | 0 | 0 | 0 | 0 | 0 | 0 | 0 | 0 | 0 | 0 | 0 | 0 | 0 | 0 | 0 | 0 | 0 | 0 | 0 | 0 | 0 | 0 | 0 | 0 | 0 | 0 | 0 | 0 | 0 | 0 | 0 | 0 | 0 | 0 | 0 | 0 | 0 | 0 | 0 |  | 0
| 0 | 0 | 0.062765 | 0.062765 | 0.062765 | 0.062765 | 0.062765 | 0.062765 | 0.062765 | 0.062765 | 0.062765 | 0.062765 | 0.062765 | 0.062765 | 0.062765 | 0.062765 | 0.062765 | 0.062765 | 0.062765 | 0.062765 | 0.062765 | 0.062765 | 0.062765 | 0.062765 | 0.062765 | 0.062765 | 0.062765 | 0.062765 | 0.062765 | 0.062765 | 0.062765 | 0.062765 | 0.062765 | 0.062765 | 0.062765 | 0.062765 | 0.062765 | 0.062765 | 0.062765 | 0.062765 | 0.062765 | 0.062765 | 0.062765 | 0.062765 | 0.062765 | 0.062765 | 0.062765 | 0.062765 | 0.062765 | 0.062765 | 0.062765 | 0.062765 | 0 | 0 | 0 | 0 | 0 | 0 | 0 | 0 | 0 | 0 | 0 | 3.1383
Book Depreciation- excl. Salvage
2014 | 0 | 0 | 0 | 0 | 0 | 0 | 0 | 0 | 0 | 0 | 0 | 0 | 0 | 0 | 0 | 0 | 0 | 0 | 0 | 0 | 0 | 0 | 0 | 0 | 0 |  |  | 0 | 0 | 0 | 0 | 0 | 0 | 0 | 0 | 0 | 0 | 0 | 0 | 0 | 0 | 0 | 0 | 0 | 0 | 0 | 0 | 0 | 0 | 0 | 0 | 0 | [11 empty] | 0
2015 |  | 0 | 0 | 0 | 0 | 0 | 0 | 0 | 0 | 0 | 0 | 0 | 0 | 0 | 0 | 0 | 0 | 0 | 0 | 0 | 0 | 0 | 0 | 0 | 0 | 0 |  | 0 | 0 | 0 | 0 | 0 | 0 | 0 | 0 | 0 | 0 | 0 | 0 | 0 | 0 | 0 | 0 | 0 | 0 | 0 | 0 | 0 | 0 | 0 | 0 | 0 | [11 empty] | 0 | check - total PIS
2016 |  |  | 0.050212 | 0.050212 | 0.050212 | 0.050212 | 0.050212 | 0.050212 | 0.050212 | 0.050212 | 0.050212 | 0.050212 | 0.050212 | 0.050212 | 0.050212 | 0.050212 | 0.050212 | 0.050212 | 0.050212 | 0.050212 | 0.050212 | 0.050212 | 0.050212 | 0.050212 | 0.050212 | 0.050212 | 0.050212 | 0.050212 | 0.050212 | 0.050212 | 0.050212 | 0.050212 | 0.050212 | 0.050212 | 0.050212 | 0.050212 | 0.050212 | 0.050212 | 0.050212 | 0.050212 | 0.050212 | 0.050212 | 0.050212 | 0.050212 | 0.050212 | 0.050212 | 0.050212 | 0.050212 | 0.050212 | 0.050212 | 0.050212 | 0.050212 | [11 empty] | 2.5106 | 2.5106
2017 |  |  |  | 0 | 0 | 0 | 0 | 0 | 0 | 0 | 0 | 0 | 0 | 0 | 0 | 0 | 0 | 0 | 0 | 0 | 0 | 0 | 0 | 0 | 0 | 0 | 0 | 0 | 0 | 0 | 0 | 0 | 0 | 0 | 0 | 0 | 0 | 0 | 0 | 0 | 0 | 0 | 0 | 0 | 0 | 0 | 0 | 0 | 0 | 0 | 0 | 0 | 0 | [10 empty] | 0 | 0
2018 |  |  |  |  | 0 | 0 | 0 | 0 | 0 | 0 | 0 | 0 | 0 | 0 | 0 | 0 | 0 | 0 | 0 | 0 | 0 | 0 | 0 | 0 | 0 | 0 | 0 | 0 | 0 | 0 | 0 | 0 | 0 | 0 | 0 | 0 | 0 | 0 | 0 | 0 | 0 | 0 | 0 | 0 | 0 | 0 | 0 | 0 | 0 | 0 | 0 | 0 | 0 | 0 | [9 empty] | 0
2019 | [5 empty] | 0 | 0 | 0 | 0 | 0 | 0 | 0 | 0 | 0 | 0 | 0 | 0 | 0 | 0 | 0 | 0 | 0 | 0 | 0 | 0 | 0 | 0 | 0 | 0 | 0 | 0 | 0 | 0 | 0 | 0 | 0 | 0 | 0 | 0 | 0 | 0 | 0 | 0 | 0 | 0 | 0 | 0 | 0 | 0 | 0 | 0 | 0 | 0 | 0 | 0 | [8 empty] | 0 | 0
2020 | [6 empty] | 0 | 0 | 0 | 0 | 0 | 0 | 0 | 0 | 0 | 0 | 0 | 0 | 0 | 0 | 0 | 0 | 0 | 0 | 0 | 0 | 0 | 0 | 0 | 0 | 0 | 0 | 0 | 0 | 0 | 0 | 0 | 0 | 0 | 0 | 0 | 0 | 0 | 0 | 0 | 0 | 0 | 0 | 0 | 0 | 0 | 0 | 0 | 0 | 0 | 0 | [7 empty] | 0
2021 | [7 empty] | 0 | 0 | 0 | 0 | 0 | 0 | 0 | 0 | 0 | 0 | 0 | 0 | 0 | 0 | 0 | 0 | 0 | 0 | 0 | 0 | 0 | 0 | 0 | 0 | 0 | 0 | 0 | 0 | 0 | 0 | 0 | 0 | 0 | 0 | 0 | 0 | 0 | 0 | 0 | 0 | 0 | 0 | 0 | 0 | 0 | 0 | 0 | 0 | 0 | 0 | [6 empty] | 0
2022 | [8 empty] | 0 | 0 | 0 | 0 | 0 | 0 | 0 | 0 | 0 | 0 | 0 | 0 | 0 | 0 | 0 | 0 | 0 | 0 | 0 | 0 | 0 | 0 | 0 | 0 | 0 | 0 | 0 | 0 | 0 | 0 | 0 | 0 | 0 | 0 | 0 | 0 | 0 | 0 | 0 | 0 | 0 | 0 | 0 | 0 | 0 | 0 | 0 | 0 | 0 | 0 | [5 empty] | 0
2023 | [9 empty] | 0 | 0 | 0 | 0 | 0 | 0 | 0 | 0 | 0 | 0 | 0 | 0 | 0 | 0 | 0 | 0 | 0 | 0 | 0 | 0 | 0 | 0 | 0 | 0 | 0 | 0 | 0 | 0 | 0 | 0 | 0 | 0 | 0 | 0 | 0 | 0 | 0 | 0 | 0 | 0 | 0 | 0 | 0 | 0 | 0 | 0 | 0 | 0 | 0 | 0 |  |  |  |  | 0
2024 | [10 empty] | 0 | 0 | 0 | 0 | 0 | 0 | 0 | 0 | 0 | 0 | 0 | 0 | 0 | 0 | 0 | 0 | 0 | 0 | 0 | 0 | 0 | 0 | 0 | 0 | 0 | 0 | 0 | 0 | 0 | 0 | 0 | 0 | 0 | 0 | 0 | 0 | 0 | 0 | 0 | 0 | 0 | 0 | 0 | 0 | 0 | 0 | 0 | 0 | 0 | 0 |  |  |  | 0 | 0
2025 | [11 empty] | 0 | 0 | 0 | 0 | 0 | 0 | 0 | 0 | 0 | 0 | 0 | 0 | 0 | 0 | 0 | 0 | 0 | 0 | 0 | 0 | 0 | 0 | 0 | 0 | 0 | 0 | 0 | 0 | 0 | 0 | 0 | 0 | 0 | 0 | 0 | 0 | 0 | 0 | 0 | 0 | 0 | 0 | 0 | 0 | 0 | 0 | 0 | 0 | 0 | 0 |  |  | 0
2026 | [12 empty] | 0 | 0 | 0 | 0 | 0 | 0 | 0 | 0 | 0 | 0 | 0 | 0 | 0 | 0 | 0 | 0 | 0 | 0 | 0 | 0 | 0 | 0 | 0 | 0 | 0 | 0 | 0 | 0 | 0 | 0 | 0 | 0 | 0 | 0 | 0 | 0 | 0 | 0 | 0 | 0 | 0 | 0 | 0 | 0 | 0 | 0 | 0 | 0 | 0 | 0 |  | 0 | 0
| 0 | 0 | 0.050212 | 0.050212 | 0.050212 | 0.050212 | 0.050212 | 0.050212 | 0.050212 | 0.050212 | 0.050212 | 0.050212 | 0.050212 | 0.050212 | 0.050212 | 0.050212 | 0.050212 | 0.050212 | 0.050212 | 0.050212 | 0.050212 | 0.050212 | 0.050212 | 0.050212 | 0.050212 | 0.050212 | 0.050212 | 0.050212 | 0.050212 | 0.050212 | 0.050212 | 0.050212 | 0.050212 | 0.050212 | 0.050212 | 0.050212 | 0.050212 | 0.050212 | 0.050212 | 0.050212 | 0.050212 | 0.050212 | 0.050212 | 0.050212 | 0.050212 | 0.050212 | 0.050212 | 0.050212 | 0.050212 | 0.050212 | 0.050212 | 0.050212 | 0 | 0 | 0 | 0 | 0 | 0 | 0 | 0 | 0 | 0 | 0 | 2.5106
Note on A50: Lee, Betty: rate base does not include CWIP b/c the CapEx dollars include an AFUDC component in it already

## 3d-2017
Project No. | 3d
Project Desc. | 80 MWs from Brownsville to Glendale
Book Life | 50
Tax Life | 20N
Salvage Rate | -25%
| 2014 | 2015 | 2016 | 2017 | 2018 | 2019 | 2020 | 2021 | 2022 | 2023 | 2024 | 2025 | 2026 | 2027 | 2028 | 2029 | 2030 | 2031 | 2032 | 2033 | 2034 | 2035 | 2036 | 2037 | 2038 | 2039 | 2040 | 2041 | 2042 | 2043 | 2044 | 2045 | 2046 | 2047 | 2048 | 2049 | 2050 | 2051 | 2052 | 2053 | 2054 | 2055 | 2056 | 2057 | 2058 | 2059 | 2060 | 2061 | 2062 | 2063 | 2064 | 2065 | 2066 | 2067 | 2068 | 2069 | 2070 | 2071 | 2072 | 2073 | 2074 | 2075 | 2076
Closing to Plant (Y/N) | N | N | N | N | N | Y | N | N | N | N | N | N | N | N | N | N | N | N | N | N | N | N | N | N | N | N | N | N | N | N | N | N | N | N | N | N | N | N | N | N | N | N | N | N | N | N | N | N | N | N | N | N | N | N | N | N | N | N | N | N | N | N | N | Total
CWIP
Beginning of Period | 0 | 0 | 0 | 0 | 0 | 0 | 0 | 0 | 0 | 0 | 0 | 0 | 0 | 0 | 0 | 0 | 0 | 0 | 0 | 0 | 0 | 0 | 0 | 0 | 0 | 0 | 0 | 0 | 0 | 0 | 0 | 0 | 0 | 0 | 0 | 0 | 0 | 0 | 0 | 0 | 0 | 0 | 0 | 0 | 0 | 0 | 0 | 0 | 0 | 0 | 0 | 0 | 0 | 0 | 0 | 0 | 0 | 0 | 0 | 0 | 0 | 0 | 0
Activity
Capex | 0 | 0 | 0 | 0 | 0 | 0 | 0 | 0 | 0 | 0 | 0 | 0 | 0 | [50 empty] | 0
Closings to Plant |  |  | 0 | [9 empty] | 0 | [50 empty] | 0
End of Period | 0 | 0 | 0 | 0 | 0 | 0 | 0 | 0 | 0 | 0 | 0 | 0 | 0 | 0 | 0 | 0 | 0 | 0 | 0 | 0 | 0 | 0 | 0 | 0 | 0 | 0 | 0 | 0 | 0 | 0 | 0 | 0 | 0 | 0 | 0 | 0 | 0 | 0 | 0 | 0 | 0 | 0 | 0 | 0 | 0 | 0 | 0 | 0 | 0 | 0 | 0 | 0 | 0 | 0 | 0 | 0 | 0 | 0 | 0 | 0 | 0 | 0 | 0
Average | 0 | 0 | 0 | 0 | 0 | 0 | 0 | 0 | 0 | 0 | 0 | 0 | 0 | 0 | 0 | 0 | 0 | 0 | 0 | 0 | 0 | 0 | 0 | 0 | 0 | 0 | 0 | 0 | 0 | 0 | 0 | 0 | 0 | 0 | 0 | 0 | 0 | 0 | 0 | 0 | 0 | 0 | 0 | 0 | 0 | 0 | 0 | 0 | 0 | 0 | 0 | 0 | 0 | 0 | 0 | 0 | 0 | 0 | 0 | 0 | 0 | 0 | 0
Plant in Service
Beginning of Period | 0 | 0 | 0 | 0 | 0 | 0 | 0 | 0 | 0 | 0 | 0 | 0 | 0 | 0 | 0 | 0 | 0 | 0 | 0 | 0 | 0 | 0 | 0 | 0 | 0 | 0 | 0 | 0 | 0 | 0 | 0 | 0 | 0 | 0 | 0 | 0 | 0 | 0 | 0 | 0 | 0 | 0 | 0 | 0 | 0 | 0 | 0 | 0 | 0 | 0 | 0 | 0 | 0 | 0 | 0 | 0 | 0 | 0 | 0 | 0 | 0 | 0 | 0
Activity | 0 | 0 | 0 | 0 | 0 | 0 | 0 | 0 | 0 | 0 | 0 | 0 | 0 | 0 | 0 | 0 | 0 | 0 | 0 | 0 | 0 | 0 | 0 | 0 | 0 | 0 | 0 | 0 | 0 | 0 | 0 | 0 | 0 | 0 | 0 | 0 | 0 | 0 | 0 | 0 | 0 | 0 | 0 | 0 | 0 | 0 | 0 | 0 | 0 | 0 | 0 | 0 | 0 | 0 | 0 | 0 | 0 | 0 | 0 | 0 | 0 | 0 | 0 | 0
End of Period | 0 | 0 | 0 | 0 | 0 | 0 | 0 | 0 | 0 | 0 | 0 | 0 | 0 | 0 | 0 | 0 | 0 | 0 | 0 | 0 | 0 | 0 | 0 | 0 | 0 | 0 | 0 | 0 | 0 | 0 | 0 | 0 | 0 | 0 | 0 | 0 | 0 | 0 | 0 | 0 | 0 | 0 | 0 | 0 | 0 | 0 | 0 | 0 | 0 | 0 | 0 | 0 | 0 | 0 | 0 | 0 | 0 | 0 | 0 | 0 | 0 | 0 | 0
Average | 0 | 0 | 0 | 0 | 0 | 0 | 0 | 0 | 0 | 0 | 0 | 0 | 0 | 0 | 0 | 0 | 0 | 0 | 0 | 0 | 0 | 0 | 0 | 0 | 0 | 0 | 0 | 0 | 0 | 0 | 0 | 0 | 0 | 0 | 0 | 0 | 0 | 0 | 0 | 0 | 0 | 0 | 0 | 0 | 0 | 0 | 0 | 0 | 0 | 0 | 0 | 0 | 0 | 0 | 0 | 0 | 0 | 0 | 0 | 0 | 0 | 0 | 0
Tax Depreciation
Beginning of Period | 0 | 0 | 0 | 0 | 0 | 0 | 0 | 0 | 0 | 0 | 0 | 0 | 0 | 0 | 0 | 0 | 0 | 0 | 0 | 0 | 0 | 0 | 0 | 0 | 0 | 0 | 0 | 0 | 0 | 0 | 0 | 0 | 0 | 0 | 0 | 0 | 0 | 0 | 0 | 0 | 0 | 0 | 0 | 0 | 0 | 0 | 0 | 0 | 0 | 0 | 0 | 0 | 0 | 0 | 0 | 0 | 0 | 0 | 0 | 0 | 0 | 0 | 0
Federal | 0 | 0 | 0 | 0 | 0 | 0 | 0 | 0 | 0 | 0 | 0 | 0 | 0 | 0 | 0 | 0 | 0 | 0 | 0 | 0 | 0 | 0 | 0 | 0 | 0 | 0 | 0 | 0 | 0 | 0 | 0 | 0 | 0 | 0 | 0 | 0 | 0 | 0 | 0 | 0 | 0 | 0 | 0 | 0 | 0 | 0 | 0 | 0 | 0 | 0 | 0 | 0 | 0 | 0 | 0 | 0 | 0 | 0 | 0 | 0 | 0 | 0 | 0 | 0
State | 0 | 0 | 0 | 0 | 0 | 0 | 0 | 0 | 0 | 0 | 0 | 0 | 0 | 0 | 0 | 0 | 0 | 0 | 0 | 0 | 0 | 0 | 0 | 0 | 0 | 0 | 0 | 0 | 0 | 0 | 0 | 0 | 0 | 0 | 0 | 0 | 0 | 0 | 0 | 0 | 0 | 0 | 0 | 0 | 0 | 0 | 0 | 0 | 0 | 0 | 0 | 0 | 0 | 0 | 0 | 0 | 0 | 0 | 0 | 0 | 0 | 0 | 0 | 0
End of Period | 0 | 0 | 0 | 0 | 0 | 0 | 0 | 0 | 0 | 0 | 0 | 0 | 0 | 0 | 0 | 0 | 0 | 0 | 0 | 0 | 0 | 0 | 0 | 0 | 0 | 0 | 0 | 0 | 0 | 0 | 0 | 0 | 0 | 0 | 0 | 0 | 0 | 0 | 0 | 0 | 0 | 0 | 0 | 0 | 0 | 0 | 0 | 0 | 0 | 0 | 0 | 0 | 0 | 0 | 0 | 0 | 0 | 0 | 0 | 0 | 0 | 0 | 0
Average | 0 | 0 | 0 | 0 | 0 | 0 | 0 | 0 | 0 | 0 | 0 | 0 | 0 | 0 | 0 | 0 | 0 | 0 | 0 | 0 | 0 | 0 | 0 | 0 | 0 | 0 | 0 | 0 | 0 | 0 | 0 | 0 | 0 | 0 | 0 | 0 | 0 | 0 | 0 | 0 | 0 | 0 | 0 | 0 | 0 | 0 | 0 | 0 | 0 | 0 | 0 | 0 | 0 | 0 | 0 | 0 | 0 | 0 | 0 | 0 | 0 | 0 | 0
Book Depreciation with COR
Beginning of Period | 0 | 0 | 0 | 0 | 0 | 0 | 0 | 0 | 0 | 0 | 0 | 0 | 0 | 0 | 0 | 0 | 0 | 0 | 0 | 0 | 0 | 0 | 0 | 0 | 0 | 0 | 0 | 0 | 0 | 0 | 0 | 0 | 0 | 0 | 0 | 0 | 0 | 0 | 0 | 0 | 0 | 0 | 0 | 0 | 0 | 0 | 0 | 0 | 0 | 0 | 0 | 0 | 0 | 0 | 0 | 0 | 0 | 0 | 0 | 0 | 0 | 0 | 0
Activity | 0 | 0 | 0 | 0 | 0 | 0 | 0 | 0 | 0 | 0 | 0 | 0 | 0 | 0 | 0 | 0 | 0 | 0 | 0 | 0 | 0 | 0 | 0 | 0 | 0 | 0 | 0 | 0 | 0 | 0 | 0 | 0 | 0 | 0 | 0 | 0 | 0 | 0 | 0 | 0 | 0 | 0 | 0 | 0 | 0 | 0 | 0 | 0 | 0 | 0 | 0 | 0 | 0 | 0 | 0 | 0 | 0 | 0 | 0 | 0 | 0 | 0 | 0 | 0
Book Depreciation Related to Retired PIS | [49 empty] | 0 | 0 | 0 | 0 | 0 | 0 | 0 | 0 | 0 | 0 | 0 | 0 | 0 |  | 0
End of Period | 0 | 0 | 0 | 0 | 0 | 0 | 0 | 0 | 0 | 0 | 0 | 0 | 0 | 0 | 0 | 0 | 0 | 0 | 0 | 0 | 0 | 0 | 0 | 0 | 0 | 0 | 0 | 0 | 0 | 0 | 0 | 0 | 0 | 0 | 0 | 0 | 0 | 0 | 0 | 0 | 0 | 0 | 0 | 0 | 0 | 0 | 0 | 0 | 0 | 0 | 0 | 0 | 0 | 0 | 0 | 0 | 0 | 0 | 0 | 0 | 0 | 0 | 0
Average | 0 | 0 | 0 | 0 | 0 | 0 | 0 | 0 | 0 | 0 | 0 | 0 | 0 | 0 | 0 | 0 | 0 | 0 | 0 | 0 | 0 | 0 | 0 | 0 | 0 | 0 | 0 | 0 | 0 | 0 | 0 | 0 | 0 | 0 | 0 | 0 | 0 | 0 | 0 | 0 | 0 | 0 | 0 | 0 | 0 | 0 | 0 | 0 | 0 | 0 | 0 | 0 | 0 | 0 | 0 | 0 | 0 | 0 | 0 | 0 | 0 | 0 | 0
Federal Deferred Tax Balance, Net of Tax
Beginning of Period | 0 | 0 | 0 | 0 | 0 | 0 | 0 | 0 | 0 | 0 | 0 | 0 | 0 | 0 | 0 | 0 | 0 | 0 | 0 | 0 | 0 | 0 | 0 | 0 | 0 | 0 | 0 | 0 | 0 | 0 | 0 | 0 | 0 | 0 | 0 | 0 | 0 | 0 | 0 | 0 | 0 | 0 | 0 | 0 | 0 | 0 | 0 | 0 | 0 | 0 | 0 | 0 | 0 | 0 | 0 | 0 | 0 | 0 | 0 | 0 | 0 | 0 | 0
Activity | 0 | 0 | 0 | 0 | 0 | 0 | 0 | 0 | 0 | 0 | 0 | 0 | 0 | 0 | 0 | 0 | 0 | 0 | 0 | 0 | 0 | 0 | 0 | 0 | 0 | 0 | 0 | 0 | 0 | 0 | 0 | 0 | 0 | 0 | 0 | 0 | 0 | 0 | 0 | 0 | 0 | 0 | 0 | 0 | 0 | 0 | 0 | 0 | 0 | 0 | 0 | 0 | 0 | 0 | 0 | 0 | 0 | 0 | 0 | 0 | 0 | 0 | 0 | 0
End of Period | 0 | 0 | 0 | 0 | 0 | 0 | 0 | 0 | 0 | 0 | 0 | 0 | 0 | 0 | 0 | 0 | 0 | 0 | 0 | 0 | 0 | 0 | 0 | 0 | 0 | 0 | 0 | 0 | 0 | 0 | 0 | 0 | 0 | 0 | 0 | 0 | 0 | 0 | 0 | 0 | 0 | 0 | 0 | 0 | 0 | 0 | 0 | 0 | 0 | 0 | 0 | 0 | 0 | 0 | 0 | 0 | 0 | 0 | 0 | 0 | 0 | 0 | 0
Average | 0 | 0 | 0 | 0 | 0 | 0 | 0 | 0 | 0 | 0 | 0 | 0 | 0 | 0 | 0 | 0 | 0 | 0 | 0 | 0 | 0 | 0 | 0 | 0 | 0 | 0 | 0 | 0 | 0 | 0 | 0 | 0 | 0 | 0 | 0 | 0 | 0 | 0 | 0 | 0 | 0 | 0 | 0 | 0 | 0 | 0 | 0 | 0 | 0 | 0 | 0 | 0 | 0 | 0 | 0 | 0 | 0 | 0 | 0 | 0 | 0 | 0 | 0
State Deferred Tax Balance
Beginning of Period | 0 | 0 | 0 | 0 | 0 | 0 | 0 | 0 | 0 | 0 | 0 | 0 | 0 | 0 | 0 | 0 | 0 | 0 | 0 | 0 | 0 | 0 | 0 | 0 | 0 | 0 | 0 | 0 | 0 | 0 | 0 | 0 | 0 | 0 | 0 | 0 | 0 | 0 | 0 | 0 | 0 | 0 | 0 | 0 | 0 | 0 | 0 | 0 | 0 | 0 | 0 | 0 | 0 | 0 | 0 | 0 | 0 | 0 | 0 | 0 | 0 | 0 | 0
Activity | 0 | 0 | 0 | 0 | 0 | 0 | 0 | 0 | 0 | 0 | 0 | 0 | 0 | 0 | 0 | 0 | 0 | 0 | 0 | 0 | 0 | 0 | 0 | 0 | 0 | 0 | 0 | 0 | 0 | 0 | 0 | 0 | 0 | 0 | 0 | 0 | 0 | 0 | 0 | 0 | 0 | 0 | 0 | 0 | 0 | 0 | 0 | 0 | 0 | 0 | 0 | 0 | 0 | 0 | 0 | 0 | 0 | 0 | 0 | 0 | 0 | 0 | 0 | 0
End of Period | 0 | 0 | 0 | 0 | 0 | 0 | 0 | 0 | 0 | 0 | 0 | 0 | 0 | 0 | 0 | 0 | 0 | 0 | 0 | 0 | 0 | 0 | 0 | 0 | 0 | 0 | 0 | 0 | 0 | 0 | 0 | 0 | 0 | 0 | 0 | 0 | 0 | 0 | 0 | 0 | 0 | 0 | 0 | 0 | 0 | 0 | 0 | 0 | 0 | 0 | 0 | 0 | 0 | 0 | 0 | 0 | 0 | 0 | 0 | 0 | 0 | 0 | 0
Average | 0 | 0 | 0 | 0 | 0 | 0 | 0 | 0 | 0 | 0 | 0 | 0 | 0 | 0 | 0 | 0 | 0 | 0 | 0 | 0 | 0 | 0 | 0 | 0 | 0 | 0 | 0 | 0 | 0 | 0 | 0 | 0 | 0 | 0 | 0 | 0 | 0 | 0 | 0 | 0 | 0 | 0 | 0 | 0 | 0 | 0 | 0 | 0 | 0 | 0 | 0 | 0 | 0 | 0 | 0 | 0 | 0 | 0 | 0 | 0 | 0 | 0 | 0
Net Rate Base - Average | 0 | 0 | 0 | 0 | 0 | 0 | 0 | 0 | 0 | 0 | 0 | 0 | 0 | 0 | 0 | 0 | 0 | 0 | 0 | 0 | 0 | 0 | 0 | 0 | 0 | 0 | 0 | 0 | 0 | 0 | 0 | 0 | 0 | 0 | 0 | 0 | 0 | 0 | 0 | 0 | 0 | 0 | 0 | 0 | 0 | 0 | 0 | 0 | 0 | 0 | 0 | 0 | 0 | 0 | 0 | 0 | 0 | 0 | 0 | 0 | 0 | 0 | 0
EXPENSES
Income Tax - Removal Cost | 0 | 0 | 0 | 0 | 0 | 0 | 0 | 0 | 0 | 0 | 0 | 0 | 0 | 0 | 0 | 0 | 0 | 0 | 0 | 0 | 0 | 0 | 0 | 0 | 0 | 0 | 0 | 0 | 0 | 0 | 0 | 0 | 0 | 0 | 0 | 0 | 0 | 0 | 0 | 0 | 0 | 0 | 0 | 0 | 0 | 0 | 0 | 0 | 0 | 0 | 0 | 0 | 0 | 0 | 0 | 0 | 0 | 0 | 0 | 0 | 0 | 0 | 0 | 0
Book Depreciation | 0 | 0 | 0 | 0 | 0 | 0 | 0 | 0 | 0 | 0 | 0 | 0 | 0 | 0 | 0 | 0 | 0 | 0 | 0 | 0 | 0 | 0 | 0 | 0 | 0 | 0 | 0 | 0 | 0 | 0 | 0 | 0 | 0 | 0 | 0 | 0 | 0 | 0 | 0 | 0 | 0 | 0 | 0 | 0 | 0 | 0 | 0 | 0 | 0 | 0 | 0 | 0 | 0 | 0 | 0 | 0 | 0 | 0 | 0 | 0 | 0 | 0 | 0 | 0
Property Taxes | 0 | 0 | 0 | 0 | 0 | 0 | 0 | 0 | 0 | 0 | 0 | 0 | 0 | 0 | 0 | 0 | 0 | 0 | 0 | 0 | 0 | 0 | 0 | 0 | 0 | 0 | 0 | 0 | 0 | 0 | 0 | 0 | 0 | 0 | 0 | 0 | 0 | 0 | 0 | 0 | 0 | 0 | 0 | 0 | 0 | 0 | 0 | 0 | 0 | 0 | 0 | 0 | 0 | 0 | 0 | 0 | 0 | 0 | 0 | 0 | 0 | 0 | 0 | 0
Total Expenses | 0 | 0 | 0 | 0 | 0 | 0 | 0 | 0 | 0 | 0 | 0 | 0 | 0 | 0 | 0 | 0 | 0 | 0 | 0 | 0 | 0 | 0 | 0 | 0 | 0 | 0 | 0 | 0 | 0 | 0 | 0 | 0 | 0 | 0 | 0 | 0 | 0 | 0 | 0 | 0 | 0 | 0 | 0 | 0 | 0 | 0 | 0 | 0 | 0 | 0 | 0 | 0 | 0 | 0 | 0 | 0 | 0 | 0 | 0 | 0 | 0 | 0 | 0 | 0
REVENUE REQUIREMENT
Net Rate Base | 0 | 0 | 0 | 0 | 0 | 0 | 0 | 0 | 0 | 0 | 0 | 0 | 0 | 0 | 0 | 0 | 0 | 0 | 0 | 0 | 0 | 0 | 0 | 0 | 0 | 0 | 0 | 0 | 0 | 0 | 0 | 0 | 0 | 0 | 0 | 0 | 0 | 0 | 0 | 0 | 0 | 0 | 0 | 0 | 0 | 0 | 0 | 0 | 0 | 0 | 0 | 0 | 0 | 0 | 0 | 0 | 0 | 0 | 0 | 0 | 0 | 0 | 0 | 0
ROR | 9.98% | 9.98% | 9.7% | 9.61% | 9.61% | 9.61% | 9.61% | 9.61% | 9.61% | 9.61% | 9.61% | 9.61% | 9.61% | 9.61% | 9.61% | 9.61% | 9.61% | 9.61% | 9.61% | 9.61% | 9.61% | 9.61% | 9.61% | 9.61% | 9.61% | 9.61% | 9.61% | 9.61% | 9.61% | 9.61% | 9.61% | 9.61% | 9.61% | 9.61% | 9.61% | 9.61% | 9.61% | 9.61% | 9.61% | 9.61% | 9.61% | 9.61% | 9.61% | 9.61% | 9.61% | 9.61% | 9.61% | 9.61% | 9.61% | 9.61% | 9.61% | 9.61% | 9.61% | 9.61% | 9.61% | 9.61% | 9.61% | 9.61% | 9.61% | 9.61% | 9.61% | 9.61% | 9.61%
Earnings Base | 0 | 0 | 0 | 0 | 0 | 0 | 0 | 0 | 0 | 0 | 0 | 0 | 0 | 0 | 0 | 0 | 0 | 0 | 0 | 0 | 0 | 0 | 0 | 0 | 0 | 0 | 0 | 0 | 0 | 0 | 0 | 0 | 0 | 0 | 0 | 0 | 0 | 0 | 0 | 0 | 0 | 0 | 0 | 0 | 0 | 0 | 0 | 0 | 0 | 0 | 0 | 0 | 0 | 0 | 0 | 0 | 0 | 0 | 0 | 0 | 0 | 0 | 0
Earnings - Expense | 0 | 0 | 0 | 0 | 0 | 0 | 0 | 0 | 0 | 0 | 0 | 0 | 0 | 0 | 0 | 0 | 0 | 0 | 0 | 0 | 0 | 0 | 0 | 0 | 0 | 0 | 0 | 0 | 0 | 0 | 0 | 0 | 0 | 0 | 0 | 0 | 0 | 0 | 0 | 0 | 0 | 0 | 0 | 0 | 0 | 0 | 0 | 0 | 0 | 0 | 0 | 0 | 0 | 0 | 0 | 0 | 0 | 0 | 0 | 0 | 0 | 0 | 0 | 0
Total Earnings Effect | 0 | 0 | 0 | 0 | 0 | 0 | 0 | 0 | 0 | 0 | 0 | 0 | 0 | 0 | 0 | 0 | 0 | 0 | 0 | 0 | 0 | 0 | 0 | 0 | 0 | 0 | 0 | 0 | 0 | 0 | 0 | 0 | 0 | 0 | 0 | 0 | 0 | 0 | 0 | 0 | 0 | 0 | 0 | 0 | 0 | 0 | 0 | 0 | 0 | 0 | 0 | 0 | 0 | 0 | 0 | 0 | 0 | 0 | 0 | 0 | 0 | 0 | 0
Gross-Up Factor | 1.0354 | 1.0354 | 1.0354 | 1.0298 | 1.0298 | 1.0298 | 1.0298 | 1.0298 | 1.0298 | 1.0298 | 1.0298 | 1.0298 | 1.0298 | 1.0298 | 1.0298 | 1.0298 | 1.0298 | 1.0298 | 1.0298 | 1.0298 | 1.0298 | 1.0298 | 1.0298 | 1.0298 | 1.0298 | 1.0298 | 1.0298 | 1.0298 | 1.0298 | 1.0298 | 1.0298 | 1.0298 | 1.0298 | 1.0298 | 1.0298 | 1.0298 | 1.0298 | 1.0298 | 1.0298 | 1.0298 | 1.0298 | 1.0298 | 1.0298 | 1.0298 | 1.0298 | 1.0298 | 1.0298 | 1.0298 | 1.0298 | 1.0298 | 1.0298 | 1.0298 | 1.0298 | 1.0298 | 1.0298 | 1.0298 | 1.0298 | 1.0298 | 1.0298 | 1.0298 | 1.0298 | 1.0298 | 1.0298
Revenue requirement | 0 | 0 | 0 | 0 | 0 | 0 | 0 | 0 | 0 | 0 | 0 | 0 | 0 | 0 | 0 | 0 | 0 | 0 | 0 | 0 | 0 | 0 | 0 | 0 | 0 | 0 | 0 | 0 | 0 | 0 | 0 | 0 | 0 | 0 | 0 | 0 | 0 | 0 | 0 | 0 | 0 | 0 | 0 | 0 | 0 | 0 | 0 | 0 | 0 | 0 | 0 | 0 | 0 | 0 | 0 | 0 | 0 | 0 | 0 | 0 | 0 | 0 | 0 | 0
Depreciation Calculations
Tax Depreciation - Federal
Cost of new equipment in service basis | 0 | 0 | 0 | 0 | 0 | 0 | 0 | 0 | 0 | 0 | 0 | 0 | 0 | 0 | 0 | 0 | 0 | 0 | 0 | 0 | 0 | 0 | 0 | 0 | 0 | 0 | 0 | 0 | 0 | 0 | 0 | 0 | 0 | 0 | 0 | 0 | 0 | 0 | 0 | 0 | 0 | 0 | 0 | 0 | 0 | 0 | 0 | 0 | 0 | 0 | 0 | 0 | 0 | 0 | 0 | 0 | 0 | 0 | 0 | 0 | 0
Bonus Depreciation (N/A) | 0 | 0 | 0 | 0 | 0 | 0 | 0 | 0 | 0 | 0 | 0 | 0 | 0 | 0 | 0 | 0 | 0 | 0 | 0 | 0 | 0 | 0 | 0 | 0 | 0 | 0 | 0 | 0 | 0 | 0 | 0 | 0 | 0 | 0 | 0 | 0 | 0 | 0 | 0 | 0 | 0 | 0 | 0 | 0 | 0 | 0 | 0 | 0 | 0 | 0 | 0 | 0 | 0 | 0 | 0 | 0 | 0 | 0 | 0 | 0 | 0
Regular Depreciation basis (Cumulative) | 0 | 0 | 0 | 0 | 0 | 0 | 0 | 0 | 0 | 0 | 0 | 0 | 0 | 0 | 0 | 0 | 0 | 0 | 0 | 0 | 0 | 0 | 0 | 0 | 0 | 0 | 0 | 0 | 0 | 0 | 0 | 0 | 0 | 0 | 0 | 0 | 0 | 0 | 0 | 0 | 0 | 0 | 0 | 0 | 0 | 0 | 0 | 0 | 0 | 0 | 0 | 0 | 0 | 0 | 0 | 0 | 0 | 0 | 0 | 0 | 0 | 0 | 0
RegularDepreciation |  |  | 0 | 0 | 0 | 0 | 0 | 0 | 0 | 0 | 0 | 0 | 0 | 0 | 0 | 0 | 0 | 0 | 0 | 0 | 0 | 0 | 0 | [40 empty] | 0
Total Depreciation for year | 0 | 0 | 0 | 0 | 0 | 0 | 0 | 0 | 0 | 0 | 0 | 0 | 0 | 0 | 0 | 0 | 0 | 0 | 0 | 0 | 0 | 0 | 0 | 0 | 0 | 0 | 0 | 0 | 0 | 0 | 0 | 0 | 0 | 0 | 0 | 0 | 0 | 0 | 0 | 0 | 0 | 0 | 0 | 0 | 0 | 0 | 0 | 0 | 0 | 0 | 0 | 0 | 0 | 0 | 0 | 0 | 0 | 0 | 0 | 0 | 0
Tax Depreciation - State
Cost of new equipment in service basis | 0 | 0 | 0 | 0 | 0 | 0 | 0 | 0 | 0 | 0 | 0 | 0 | 0 | 0 | 0 | 0 | 0 | 0 | 0 | 0 | 0 | 0 | 0 | 0 | 0 | 0 | 0 | 0 | 0 | 0 | 0 | 0 | 0 | 0 | 0 | 0 | 0 | 0 | 0 | 0 | 0 | 0 | 0 | 0 | 0 | 0 | 0 | 0 | 0 | 0 | 0 | 0 | 0 | 0 | 0 | 0 | 0 | 0 | 0 | 0 | 0 | 0 | 0
Bonus Depreciation (N/A) | 0 | 0 | 0 | 0 | 0 | 0 | 0 | 0 | 0 | 0 | 0 | 0 | 0 | 0 | 0 | 0 | 0 | 0 | 0 | 0 | 0 | 0 | 0 | 0 | 0 | 0 | 0 | 0 | 0 | 0 | 0 | 0 | 0 | 0 | 0 | 0 | 0 | 0 | 0 | 0 | 0 | 0 | 0 | 0 | 0 | 0 | 0 | 0 | 0 | 0 | 0 | 0 | 0 | 0 | 0 | 0 | 0 | 0 | 0 | 0 | 0 | 0 | 0
Regular Depreciation basis (Cumulative) | 0 | 0 | 0 | 0 | 0 | 0 | 0 | 0 | 0 | 0 | 0 | 0 | 0 | 0 | 0 | 0 | 0 | 0 | 0 | 0 | 0 | 0 | 0 | 0 | 0 | 0 | 0 | 0 | 0 | 0 | 0 | 0 | 0 | 0 | 0 | 0 | 0 | 0 | 0 | 0 | 0 | 0 | 0 | 0 | 0 | 0 | 0 | 0 | 0 | 0 | 0 | 0 | 0 | 0 | 0 | 0 | 0 | 0 | 0 | 0 | 0 | 0 | 0
RegularDepreciation | 0 | 0 | 0 | 0 | 0 | 0 | 0 | 0 | 0 | 0 | 0 | 0 | 0 | 0 | 0 | 0 | 0 | 0 | 0 | 0 | 0 | 0 | 0 | 0 | 0 | 0 | 0 | 0 | 0 | 0 | 0 | 0 | 0 | 0 | 0 | 0 | 0 | 0 | 0 | 0 | 0 | 0 | 0 | 0 | 0 | 0 | 0 | 0 | 0 | 0 | 0 | 0 | 0 | 0 | 0 | 0 | 0 | 0 | 0 | 0 | 0 | 0 | 0 | 0
Total Depreciation for year | 0 | 0 | 0 | 0 | 0 | 0 | 0 | 0 | 0 | 0 | 0 | 0 | 0 | 0 | 0 | 0 | 0 | 0 | 0 | 0 | 0 | 0 | 0 | 0 | 0 | 0 | 0 | 0 | 0 | 0 | 0 | 0 | 0 | 0 | 0 | 0 | 0 | 0 | 0 | 0 | 0 | 0 | 0 | 0 | 0 | 0 | 0 | 0 | 0 | 0 | 0 | 0 | 0 | 0 | 0 | 0 | 0 | 0 | 0 | 0 | 0 | 0 | 0
Book Depreciation with COR
2014 | 0 | 0 | 0 | 0 | 0 | 0 | 0 | 0 | 0 | 0 | 0 | 0 | 0 | 0 | 0 | 0 | 0 | 0 | 0 | 0 | 0 | 0 | 0 | 0 | 0 | 0 | 0 | 0 | 0 | 0 | 0 | 0 | 0 | 0 | 0 | 0 | 0 | 0 | 0 | 0 | 0 | 0 | 0 | 0 | 0 | 0 | 0 | 0 | 0 | 0 | [13 empty] | 0
2015 |  | 0 | 0 | 0 | 0 | 0 | 0 | 0 | 0 | 0 | 0 | 0 | 0 | 0 | 0 | 0 | 0 | 0 | 0 | 0 | 0 | 0 | 0 | 0 | 0 | 0 | 0 | 0 | 0 | 0 | 0 | 0 | 0 | 0 | 0 | 0 | 0 | 0 | 0 | 0 | 0 | 0 | 0 | 0 | 0 | 0 | 0 | 0 | 0 | 0 | 0 | [12 empty] | 0 | check - total PIS
2016 |  |  | 0 | 0 | 0 | 0 | 0 | 0 | 0 | 0 | 0 | 0 | 0 | 0 | 0 | 0 | 0 | 0 | 0 | 0 | 0 | 0 | 0 | 0 | 0 | 0 | 0 | 0 | 0 | 0 | 0 | 0 | 0 | 0 | 0 | 0 | 0 | 0 | 0 | 0 | 0 | 0 | 0 | 0 | 0 | 0 | 0 | 0 | 0 | 0 | 0 | 0 | [11 empty] | 0 | 0
2017 |  |  |  | 0 | 0 | 0 | 0 | 0 | 0 | 0 | 0 | 0 | 0 | 0 | 0 | 0 | 0 | 0 | 0 | 0 | 0 | 0 | 0 | 0 | 0 | 0 | 0 | 0 | 0 | 0 | 0 | 0 | 0 | 0 | 0 | 0 | 0 | 0 | 0 | 0 | 0 | 0 | 0 | 0 | 0 | 0 | 0 | 0 | 0 | 0 | 0 | 0 | 0 | [10 empty] | 0 | 0
2018 |  |  |  |  | 0 | 0 | 0 | 0 | 0 | 0 | 0 | 0 | 0 | 0 | 0 | 0 | 0 | 0 | 0 | 0 | 0 | 0 | 0 | 0 | 0 | 0 | 0 | 0 | 0 | 0 | 0 | 0 | 0 | 0 | 0 | 0 | 0 | 0 | 0 | 0 | 0 | 0 | 0 | 0 | 0 | 0 | 0 | 0 | 0 | 0 | 0 | 0 | 0 | 0 | [9 empty] | 0
2019 | [5 empty] | 0 | 0 | 0 | 0 | 0 | 0 | 0 | 0 | 0 | 0 | 0 | 0 | 0 | 0 | 0 | 0 | 0 | 0 | 0 | 0 | 0 | 0 | 0 | 0 | 0 | 0 | 0 | 0 | 0 | 0 | 0 | 0 | 0 | 0 | 0 | 0 | 0 | 0 | 0 | 0 | 0 | 0 | 0 | 0 | 0 | 0 | 0 | 0 | 0 | 0 | [8 empty] | 0 | 0
2020 | [6 empty] | 0 | 0 | 0 | 0 | 0 | 0 | 0 | 0 | 0 | 0 | 0 | 0 | 0 | 0 | 0 | 0 | 0 | 0 | 0 | 0 | 0 | 0 | 0 | 0 | 0 | 0 | 0 | 0 | 0 | 0 | 0 | 0 | 0 | 0 | 0 | 0 | 0 | 0 | 0 | 0 | 0 | 0 | 0 | 0 | 0 | 0 | 0 | 0 | 0 | 0 | [7 empty] | 0
2021 | [7 empty] | 0 | 0 | 0 | 0 | 0 | 0 | 0 | 0 | 0 | 0 | 0 | 0 | 0 | 0 | 0 | 0 | 0 | 0 | 0 | 0 | 0 | 0 | 0 | 0 | 0 | 0 | 0 | 0 | 0 | 0 | 0 | 0 | 0 | 0 | 0 | 0 | 0 | 0 | 0 | 0 | 0 | 0 | 0 | 0 | 0 | 0 | 0 | 0 | 0 | 0 | [6 empty] | 0
2022 | [8 empty] | 0 | 0 | 0 | 0 | 0 | 0 | 0 | 0 | 0 | 0 | 0 | 0 | 0 | 0 | 0 | 0 | 0 | 0 | 0 | 0 | 0 | 0 | 0 | 0 | 0 | 0 | 0 | 0 | 0 | 0 | 0 | 0 | 0 | 0 | 0 | 0 | 0 | 0 | 0 | 0 | 0 | 0 | 0 | 0 | 0 | 0 | 0 | 0 | 0 | 0 | [5 empty] | 0
2023 | [9 empty] | 0 | 0 | 0 | 0 | 0 | 0 | 0 | 0 | 0 | 0 | 0 | 0 | 0 | 0 | 0 | 0 | 0 | 0 | 0 | 0 | 0 | 0 | 0 | 0 | 0 | 0 | 0 | 0 | 0 | 0 | 0 | 0 | 0 | 0 | 0 | 0 | 0 | 0 | 0 | 0 | 0 | 0 | 0 | 0 | 0 | 0 | 0 | 0 | 0 | 0 |  |  |  |  | 0
2024 | [10 empty] | 0 | 0 | 0 | 0 | 0 | 0 | 0 | 0 | 0 | 0 | 0 | 0 | 0 | 0 | 0 | 0 | 0 | 0 | 0 | 0 | 0 | 0 | 0 | 0 | 0 | 0 | 0 | 0 | 0 | 0 | 0 | 0 | 0 | 0 | 0 | 0 | 0 | 0 | 0 | 0 | 0 | 0 | 0 | 0 | 0 | 0 | 0 | 0 | 0 | 0 |  |  |  | 0 | 0
2025 | [11 empty] | 0 | 0 | 0 | 0 | 0 | 0 | 0 | 0 | 0 | 0 | 0 | 0 | 0 | 0 | 0 | 0 | 0 | 0 | 0 | 0 | 0 | 0 | 0 | 0 | 0 | 0 | 0 | 0 | 0 | 0 | 0 | 0 | 0 | 0 | 0 | 0 | 0 | 0 | 0 | 0 | 0 | 0 | 0 | 0 | 0 | 0 | 0 | 0 | 0 | 0 |  |  | 0
2026 | [12 empty] | 0 | 0 | 0 | 0 | 0 | 0 | 0 | 0 | 0 | 0 | 0 | 0 | 0 | 0 | 0 | 0 | 0 | 0 | 0 | 0 | 0 | 0 | 0 | 0 | 0 | 0 | 0 | 0 | 0 | 0 | 0 | 0 | 0 | 0 | 0 | 0 | 0 | 0 | 0 | 0 | 0 | 0 | 0 | 0 | 0 | 0 | 0 | 0 | 0 | 0 |  | 0
| 0 | 0 | 0 | 0 | 0 | 0 | 0 | 0 | 0 | 0 | 0 | 0 | 0 | 0 | 0 | 0 | 0 | 0 | 0 | 0 | 0 | 0 | 0 | 0 | 0 | 0 | 0 | 0 | 0 | 0 | 0 | 0 | 0 | 0 | 0 | 0 | 0 | 0 | 0 | 0 | 0 | 0 | 0 | 0 | 0 | 0 | 0 | 0 | 0 | 0 | 0 | 0 | 0 | 0 | 0 | 0 | 0 | 0 | 0 | 0 | 0 | 0 | 0 | 0
Book Depreciation- excl. Salvage
2014 | 0 | 0 | 0 | 0 | 0 | 0 | 0 | 0 | 0 | 0 | 0 | 0 | 0 | 0 | 0 | 0 | 0 | 0 | 0 | 0 | 0 | 0 | 0 | 0 | 0 |  |  | 0 | 0 | 0 | 0 | 0 | 0 | 0 | 0 | 0 | 0 | 0 | 0 | 0 | 0 | 0 | 0 | 0 | 0 | 0 | 0 | 0 | 0 | 0 | 0 | 0 | [11 empty] | 0
2015 |  | 0 | 0 | 0 | 0 | 0 | 0 | 0 | 0 | 0 | 0 | 0 | 0 | 0 | 0 | 0 | 0 | 0 | 0 | 0 | 0 | 0 | 0 | 0 | 0 | 0 |  | 0 | 0 | 0 | 0 | 0 | 0 | 0 | 0 | 0 | 0 | 0 | 0 | 0 | 0 | 0 | 0 | 0 | 0 | 0 | 0 | 0 | 0 | 0 | 0 | 0 | [11 empty] | 0 | check - total PIS
2016 |  |  | 0 | 0 | 0 | 0 | 0 | 0 | 0 | 0 | 0 | 0 | 0 | 0 | 0 | 0 | 0 | 0 | 0 | 0 | 0 | 0 | 0 | 0 | 0 | 0 | 0 | 0 | 0 | 0 | 0 | 0 | 0 | 0 | 0 | 0 | 0 | 0 | 0 | 0 | 0 | 0 | 0 | 0 | 0 | 0 | 0 | 0 | 0 | 0 | 0 | 0 | [11 empty] | 0 | 0
2017 |  |  |  | 0 | 0 | 0 | 0 | 0 | 0 | 0 | 0 | 0 | 0 | 0 | 0 | 0 | 0 | 0 | 0 | 0 | 0 | 0 | 0 | 0 | 0 | 0 | 0 | 0 | 0 | 0 | 0 | 0 | 0 | 0 | 0 | 0 | 0 | 0 | 0 | 0 | 0 | 0 | 0 | 0 | 0 | 0 | 0 | 0 | 0 | 0 | 0 | 0 | 0 | [10 empty] | 0 | 0
2018 |  |  |  |  | 0 | 0 | 0 | 0 | 0 | 0 | 0 | 0 | 0 | 0 | 0 | 0 | 0 | 0 | 0 | 0 | 0 | 0 | 0 | 0 | 0 | 0 | 0 | 0 | 0 | 0 | 0 | 0 | 0 | 0 | 0 | 0 | 0 | 0 | 0 | 0 | 0 | 0 | 0 | 0 | 0 | 0 | 0 | 0 | 0 | 0 | 0 | 0 | 0 | 0 | [9 empty] | 0
2019 | [5 empty] | 0 | 0 | 0 | 0 | 0 | 0 | 0 | 0 | 0 | 0 | 0 | 0 | 0 | 0 | 0 | 0 | 0 | 0 | 0 | 0 | 0 | 0 | 0 | 0 | 0 | 0 | 0 | 0 | 0 | 0 | 0 | 0 | 0 | 0 | 0 | 0 | 0 | 0 | 0 | 0 | 0 | 0 | 0 | 0 | 0 | 0 | 0 | 0 | 0 | 0 | [8 empty] | 0 | 0
2020 | [6 empty] | 0 | 0 | 0 | 0 | 0 | 0 | 0 | 0 | 0 | 0 | 0 | 0 | 0 | 0 | 0 | 0 | 0 | 0 | 0 | 0 | 0 | 0 | 0 | 0 | 0 | 0 | 0 | 0 | 0 | 0 | 0 | 0 | 0 | 0 | 0 | 0 | 0 | 0 | 0 | 0 | 0 | 0 | 0 | 0 | 0 | 0 | 0 | 0 | 0 | 0 | [7 empty] | 0
2021 | [7 empty] | 0 | 0 | 0 | 0 | 0 | 0 | 0 | 0 | 0 | 0 | 0 | 0 | 0 | 0 | 0 | 0 | 0 | 0 | 0 | 0 | 0 | 0 | 0 | 0 | 0 | 0 | 0 | 0 | 0 | 0 | 0 | 0 | 0 | 0 | 0 | 0 | 0 | 0 | 0 | 0 | 0 | 0 | 0 | 0 | 0 | 0 | 0 | 0 | 0 | 0 | [6 empty] | 0
2022 | [8 empty] | 0 | 0 | 0 | 0 | 0 | 0 | 0 | 0 | 0 | 0 | 0 | 0 | 0 | 0 | 0 | 0 | 0 | 0 | 0 | 0 | 0 | 0 | 0 | 0 | 0 | 0 | 0 | 0 | 0 | 0 | 0 | 0 | 0 | 0 | 0 | 0 | 0 | 0 | 0 | 0 | 0 | 0 | 0 | 0 | 0 | 0 | 0 | 0 | 0 | 0 | [5 empty] | 0
2023 | [9 empty] | 0 | 0 | 0 | 0 | 0 | 0 | 0 | 0 | 0 | 0 | 0 | 0 | 0 | 0 | 0 | 0 | 0 | 0 | 0 | 0 | 0 | 0 | 0 | 0 | 0 | 0 | 0 | 0 | 0 | 0 | 0 | 0 | 0 | 0 | 0 | 0 | 0 | 0 | 0 | 0 | 0 | 0 | 0 | 0 | 0 | 0 | 0 | 0 | 0 | 0 |  |  |  |  | 0
2024 | [10 empty] | 0 | 0 | 0 | 0 | 0 | 0 | 0 | 0 | 0 | 0 | 0 | 0 | 0 | 0 | 0 | 0 | 0 | 0 | 0 | 0 | 0 | 0 | 0 | 0 | 0 | 0 | 0 | 0 | 0 | 0 | 0 | 0 | 0 | 0 | 0 | 0 | 0 | 0 | 0 | 0 | 0 | 0 | 0 | 0 | 0 | 0 | 0 | 0 | 0 | 0 |  |  |  | 0 | 0
2025 | [11 empty] | 0 | 0 | 0 | 0 | 0 | 0 | 0 | 0 | 0 | 0 | 0 | 0 | 0 | 0 | 0 | 0 | 0 | 0 | 0 | 0 | 0 | 0 | 0 | 0 | 0 | 0 | 0 | 0 | 0 | 0 | 0 | 0 | 0 | 0 | 0 | 0 | 0 | 0 | 0 | 0 | 0 | 0 | 0 | 0 | 0 | 0 | 0 | 0 | 0 | 0 |  |  | 0
2026 | [12 empty] | 0 | 0 | 0 | 0 | 0 | 0 | 0 | 0 | 0 | 0 | 0 | 0 | 0 | 0 | 0 | 0 | 0 | 0 | 0 | 0 | 0 | 0 | 0 | 0 | 0 | 0 | 0 | 0 | 0 | 0 | 0 | 0 | 0 | 0 | 0 | 0 | 0 | 0 | 0 | 0 | 0 | 0 | 0 | 0 | 0 | 0 | 0 | 0 | 0 | 0 |  | 0 | 0
| 0 | 0 | 0 | 0 | 0 | 0 | 0 | 0 | 0 | 0 | 0 | 0 | 0 | 0 | 0 | 0 | 0 | 0 | 0 | 0 | 0 | 0 | 0 | 0 | 0 | 0 | 0 | 0 | 0 | 0 | 0 | 0 | 0 | 0 | 0 | 0 | 0 | 0 | 0 | 0 | 0 | 0 | 0 | 0 | 0 | 0 | 0 | 0 | 0 | 0 | 0 | 0 | 0 | 0 | 0 | 0 | 0 | 0 | 0 | 0 | 0 | 0 | 0 | 0
Note on A50: Lee, Betty: rate base does not include CWIP b/c the CapEx dollars include an AFUDC component in it already

## 3d-2026
Project No. | 3d
Project Desc. | 80 MWs from Brownsville to Glendale
Book Life | 50
Tax Life | 20N
Salvage Rate | -25%
| 2014 | 2015 | 2016 | 2017 | 2018 | 2019 | 2020 | 2021 | 2022 | 2023 | 2024 | 2025 | 2026 | 2027 | 2028 | 2029 | 2030 | 2031 | 2032 | 2033 | 2034 | 2035 | 2036 | 2037 | 2038 | 2039 | 2040 | 2041 | 2042 | 2043 | 2044 | 2045 | 2046 | 2047 | 2048 | 2049 | 2050 | 2051 | 2052 | 2053 | 2054 | 2055 | 2056 | 2057 | 2058 | 2059 | 2060 | 2061 | 2062 | 2063 | 2064 | 2065 | 2066 | 2067 | 2068 | 2069 | 2070 | 2071 | 2072 | 2073 | 2074 | 2075 | 2076
Closing to Plant (Y/N) | N | N | N | N | N | Y | N | N | N | N | N | N | N | N | N | N | N | N | N | N | N | N | N | N | N | N | N | N | N | N | N | N | N | N | N | N | N | N | N | N | N | N | N | N | N | N | N | N | N | N | N | N | N | N | N | N | N | N | N | N | N | N | N | Total
CWIP
Beginning of Period | 0 | 0 | 0 | 0 | 35.0868 | 95.7052 | 0 | 0 | 0 | 0 | 0 | 0 | 0 | 0 | 0 | 0 | 0 | 0 | 0 | 0 | 0 | 0 | 0 | 0 | 0 | 0 | 0 | 0 | 0 | 0 | 0 | 0 | 0 | 0 | 0 | 0 | 0 | 0 | 0 | 0 | 0 | 0 | 0 | 0 | 0 | 0 | 0 | 0 | 0 | 0 | 0 | 0 | 0 | 0 | 0 | 0 | 0 | 0 | 0 | 0 | 0 | 0 | 0
Activity
Capex | 0 | 0 | 0 | 35.0868 | 60.6184 | 25.1348 | 0 | 0 | 0 | 0 | 0 | 0 | 0 | [50 empty] | 120.84
Closings to Plant | [5 empty] | -120.84 | [6 empty] | 0 | [50 empty] | -120.84
End of Period | 0 | 0 | 0 | 35.0868 | 95.7052 | 0 | 0 | 0 | 0 | 0 | 0 | 0 | 0 | 0 | 0 | 0 | 0 | 0 | 0 | 0 | 0 | 0 | 0 | 0 | 0 | 0 | 0 | 0 | 0 | 0 | 0 | 0 | 0 | 0 | 0 | 0 | 0 | 0 | 0 | 0 | 0 | 0 | 0 | 0 | 0 | 0 | 0 | 0 | 0 | 0 | 0 | 0 | 0 | 0 | 0 | 0 | 0 | 0 | 0 | 0 | 0 | 0 | 0
Average | 0 | 0 | 0 | 17.5434 | 65.396 | 47.8526 | 0 | 0 | 0 | 0 | 0 | 0 | 0 | 0 | 0 | 0 | 0 | 0 | 0 | 0 | 0 | 0 | 0 | 0 | 0 | 0 | 0 | 0 | 0 | 0 | 0 | 0 | 0 | 0 | 0 | 0 | 0 | 0 | 0 | 0 | 0 | 0 | 0 | 0 | 0 | 0 | 0 | 0 | 0 | 0 | 0 | 0 | 0 | 0 | 0 | 0 | 0 | 0 | 0 | 0 | 0 | 0 | 0
Plant in Service
Beginning of Period | 0 | 0 | 0 | 0 | 0 | 0 | 120.84 | 120.84 | 120.84 | 120.84 | 120.84 | 120.84 | 120.84 | 120.84 | 120.84 | 120.84 | 120.84 | 120.84 | 120.84 | 120.84 | 120.84 | 120.84 | 120.84 | 120.84 | 120.84 | 120.84 | 120.84 | 120.84 | 120.84 | 120.84 | 120.84 | 120.84 | 120.84 | 120.84 | 120.84 | 120.84 | 120.84 | 120.84 | 120.84 | 120.84 | 120.84 | 120.84 | 120.84 | 120.84 | 120.84 | 120.84 | 120.84 | 120.84 | 120.84 | 120.84 | 120.84 | 120.84 | 120.84 | 120.84 | 120.84 | 0 | 0 | 0 | 0 | 0 | 0 | 0 | 0
Activity | 0 | 0 | 0 | 0 | 0 | 120.84 | 0 | 0 | 0 | 0 | 0 | 0 | 0 | 0 | 0 | 0 | 0 | 0 | 0 | 0 | 0 | 0 | 0 | 0 | 0 | 0 | 0 | 0 | 0 | 0 | 0 | 0 | 0 | 0 | 0 | 0 | 0 | 0 | 0 | 0 | 0 | 0 | 0 | 0 | 0 | 0 | 0 | 0 | 0 | 0 | 0 | 0 | 0 | 0 | -120.84 | 0 | 0 | 0 | 0 | 0 | 0 | 0 | 0 | 0
End of Period | 0 | 0 | 0 | 0 | 0 | 120.84 | 120.84 | 120.84 | 120.84 | 120.84 | 120.84 | 120.84 | 120.84 | 120.84 | 120.84 | 120.84 | 120.84 | 120.84 | 120.84 | 120.84 | 120.84 | 120.84 | 120.84 | 120.84 | 120.84 | 120.84 | 120.84 | 120.84 | 120.84 | 120.84 | 120.84 | 120.84 | 120.84 | 120.84 | 120.84 | 120.84 | 120.84 | 120.84 | 120.84 | 120.84 | 120.84 | 120.84 | 120.84 | 120.84 | 120.84 | 120.84 | 120.84 | 120.84 | 120.84 | 120.84 | 120.84 | 120.84 | 120.84 | 120.84 | 0 | 0 | 0 | 0 | 0 | 0 | 0 | 0 | 0
Average | 0 | 0 | 0 | 0 | 0 | 60.42 | 120.84 | 120.84 | 120.84 | 120.84 | 120.84 | 120.84 | 120.84 | 120.84 | 120.84 | 120.84 | 120.84 | 120.84 | 120.84 | 120.84 | 120.84 | 120.84 | 120.84 | 120.84 | 120.84 | 120.84 | 120.84 | 120.84 | 120.84 | 120.84 | 120.84 | 120.84 | 120.84 | 120.84 | 120.84 | 120.84 | 120.84 | 120.84 | 120.84 | 120.84 | 120.84 | 120.84 | 120.84 | 120.84 | 120.84 | 120.84 | 120.84 | 120.84 | 120.84 | 120.84 | 120.84 | 120.84 | 120.84 | 120.84 | 60.42 | 0 | 0 | 0 | 0 | 0 | 0 | 0 | 0
Tax Depreciation
Beginning of Period | 0 | 0 | 0 | 0 | 0 | 0 | 9.063 | 26.5099 | 42.6468 | 57.5754 | 71.3826 | 84.1554 | 95.9687 | 106.8975 | 117.6812 | 128.465 | 139.2487 | 150.0325 | 160.8163 | 171.6 | 182.3838 | 193.1675 | 203.9513 | 214.7351 | 225.5188 | 236.3026 | 241.6945 | 241.6945 | 241.6945 | 241.6945 | 241.6945 | 241.6945 | 241.6945 | 241.6945 | 241.6945 | 241.6945 | 241.6945 | 241.6945 | 241.6945 | 241.6945 | 241.6945 | 241.6945 | 241.6945 | 241.6945 | 241.6945 | 241.6945 | 241.6945 | 241.6945 | 241.6945 | 241.6945 | 241.6945 | 241.6945 | 241.6945 | 241.6945 | 241.6945 | 241.6945 | 241.6945 | 241.6945 | 241.6945 | 241.6945 | 241.6945 | 241.6945 | 241.6945
Federal | 0 | 0 | 0 | 0 | 0 | 4.5315 | 8.7234 | 8.0685 | 7.4643 | 6.9036 | 6.3864 | 5.9067 | 5.4644 | 5.3919 | 5.3919 | 5.3919 | 5.3919 | 5.3919 | 5.3919 | 5.3919 | 5.3919 | 5.3919 | 5.3919 | 5.3919 | 5.3919 | 2.6959 | 0 | 0 | 0 | 0 | 0 | 0 | 0 | 0 | 0 | 0 | 0 | 0 | 0 | 0 | 0 | 0 | 0 | 0 | 0 | 0 | 0 | 0 | 0 | 0 | 0 | 0 | 0 | 0 | 0 | 0 | 0 | 0 | 0 | 0 | 0 | 0 | 0 | 120.8472
State | 0 | 0 | 0 | 0 | 0 | 4.5315 | 8.7234 | 8.0685 | 7.4643 | 6.9036 | 6.3864 | 5.9067 | 5.4644 | 5.3919 | 5.3919 | 5.3919 | 5.3919 | 5.3919 | 5.3919 | 5.3919 | 5.3919 | 5.3919 | 5.3919 | 5.3919 | 5.3919 | 2.6959 | 0 | 0 | 0 | 0 | 0 | 0 | 0 | 0 | 0 | 0 | 0 | 0 | 0 | 0 | 0 | 0 | 0 | 0 | 0 | 0 | 0 | 0 | 0 | 0 | 0 | 0 | 0 | 0 | 0 | 0 | 0 | 0 | 0 | 0 | 0 | 0 | 0 | 120.8472
End of Period | 0 | 0 | 0 | 0 | 0 | 9.063 | 26.5099 | 42.6468 | 57.5754 | 71.3826 | 84.1554 | 95.9687 | 106.8975 | 117.6812 | 128.465 | 139.2487 | 150.0325 | 160.8163 | 171.6 | 182.3838 | 193.1675 | 203.9513 | 214.7351 | 225.5188 | 236.3026 | 241.6945 | 241.6945 | 241.6945 | 241.6945 | 241.6945 | 241.6945 | 241.6945 | 241.6945 | 241.6945 | 241.6945 | 241.6945 | 241.6945 | 241.6945 | 241.6945 | 241.6945 | 241.6945 | 241.6945 | 241.6945 | 241.6945 | 241.6945 | 241.6945 | 241.6945 | 241.6945 | 241.6945 | 241.6945 | 241.6945 | 241.6945 | 241.6945 | 241.6945 | 241.6945 | 241.6945 | 241.6945 | 241.6945 | 241.6945 | 241.6945 | 241.6945 | 241.6945 | 241.6945
Average | 0 | 0 | 0 | 0 | 0 | 4.5315 | 17.7864 | 34.5784 | 50.1111 | 64.479 | 77.769 | 90.062 | 101.4331 | 112.2893 | 123.0731 | 133.8569 | 144.6406 | 155.4244 | 166.2081 | 176.9919 | 187.7757 | 198.5594 | 209.3432 | 220.1269 | 230.9107 | 238.9985 | 241.6945 | 241.6945 | 241.6945 | 241.6945 | 241.6945 | 241.6945 | 241.6945 | 241.6945 | 241.6945 | 241.6945 | 241.6945 | 241.6945 | 241.6945 | 241.6945 | 241.6945 | 241.6945 | 241.6945 | 241.6945 | 241.6945 | 241.6945 | 241.6945 | 241.6945 | 241.6945 | 241.6945 | 241.6945 | 241.6945 | 241.6945 | 241.6945 | 241.6945 | 241.6945 | 241.6945 | 241.6945 | 241.6945 | 241.6945 | 241.6945 | 241.6945 | 241.6945
Book Depreciation with COR
Beginning of Period | 0 | 0 | 0 | 0 | 0 | 0 | 3.021 | 6.042 | 9.063 | 12.084 | 15.105 | 18.126 | 21.147 | 24.168 | 27.189 | 30.21 | 33.231 | 36.252 | 39.273 | 42.294 | 45.315 | 48.336 | 51.357 | 54.378 | 57.399 | 60.42 | 63.441 | 66.462 | 69.483 | 72.504 | 75.525 | 78.546 | 81.567 | 84.588 | 87.609 | 90.63 | 93.651 | 96.672 | 99.693 | 102.714 | 105.735 | 108.756 | 111.777 | 114.798 | 117.819 | 120.84 | 123.861 | 126.882 | 129.903 | 132.924 | 135.945 | 138.966 | 141.987 | 145.008 | 148.029 | 0 | 0 | 0 | 0 | 0 | 0 | 0 | 0
Activity | 0 | 0 | 0 | 0 | 0 | 3.021 | 3.021 | 3.021 | 3.021 | 3.021 | 3.021 | 3.021 | 3.021 | 3.021 | 3.021 | 3.021 | 3.021 | 3.021 | 3.021 | 3.021 | 3.021 | 3.021 | 3.021 | 3.021 | 3.021 | 3.021 | 3.021 | 3.021 | 3.021 | 3.021 | 3.021 | 3.021 | 3.021 | 3.021 | 3.021 | 3.021 | 3.021 | 3.021 | 3.021 | 3.021 | 3.021 | 3.021 | 3.021 | 3.021 | 3.021 | 3.021 | 3.021 | 3.021 | 3.021 | 3.021 | 3.021 | 3.021 | 3.021 | 3.021 | 3.021 | 0 | 0 | 0 | 0 | 0 | 0 | 0 | 0 | 151.05
Book Depreciation Related to Retired PIS | [49 empty] | 0 | 0 | 0 | 0 | 0 | -151.05 | 0 | 0 | 0 | 0 | 0 | 0 | 0 |  | -151.05
End of Period | 0 | 0 | 0 | 0 | 0 | 3.021 | 6.042 | 9.063 | 12.084 | 15.105 | 18.126 | 21.147 | 24.168 | 27.189 | 30.21 | 33.231 | 36.252 | 39.273 | 42.294 | 45.315 | 48.336 | 51.357 | 54.378 | 57.399 | 60.42 | 63.441 | 66.462 | 69.483 | 72.504 | 75.525 | 78.546 | 81.567 | 84.588 | 87.609 | 90.63 | 93.651 | 96.672 | 99.693 | 102.714 | 105.735 | 108.756 | 111.777 | 114.798 | 117.819 | 120.84 | 123.861 | 126.882 | 129.903 | 132.924 | 135.945 | 138.966 | 141.987 | 145.008 | 148.029 | 0 | 0 | 0 | 0 | 0 | 0 | 0 | 0 | 0
Average | 0 | 0 | 0 | 0 | 0 | 1.5105 | 4.5315 | 7.5525 | 10.5735 | 13.5945 | 16.6155 | 19.6365 | 22.6575 | 25.6785 | 28.6995 | 31.7205 | 34.7415 | 37.7625 | 40.7835 | 43.8045 | 46.8255 | 49.8465 | 52.8675 | 55.8885 | 58.9095 | 61.9305 | 64.9515 | 67.9725 | 70.9935 | 74.0145 | 77.0355 | 80.0565 | 83.0775 | 86.0985 | 89.1195 | 92.1405 | 95.1615 | 98.1825 | 101.2035 | 104.2245 | 107.2455 | 110.2665 | 113.2875 | 116.3085 | 119.3295 | 122.3505 | 125.3715 | 128.3925 | 131.4135 | 134.4345 | 137.4555 | 140.4765 | 143.4975 | 146.5185 | 74.0145 | 0 | 0 | 0 | 0 | 0 | 0 | 0 | 0
Federal Deferred Tax Balance, Net of Tax
Beginning of Period | 0 | 0 | 0 | 0 | 0 | 0 | 0.74014 | 2.9475 | 4.9256 | 6.6922 | 8.2626 | 9.6519 | 10.8734 | 11.94 | 12.9813 | 14.0226 | 15.0639 | 16.1051 | 17.1464 | 18.1877 | 19.229 | 20.2702 | 21.3115 | 22.3528 | 23.3941 | 24.4354 | 24.5331 | 23.6872 | 22.8413 | 21.9954 | 21.1495 | 20.3037 | 19.4578 | 18.6119 | 17.766 | 16.9201 | 16.0743 | 15.2284 | 14.3825 | 13.5366 | 12.6907 | 11.8449 | 10.999 | 10.1531 | 9.3072 | 8.4613 | 7.6155 | 6.7696 | 5.9237 | 5.0778 | 4.2319 | 3.3861 | 2.5402 | 1.6943 | 0.84842 | 0.0025376 | 0.0025376 | 0.0025376 | 0.0025376 | 0.0025376 | 0.0025376 | 0.0025376 | 0.0025376
Activity | 0 | 0 | 0 | 0 | 0 | 0.74014 | 2.2073 | 1.9781 | 1.7666 | 1.5704 | 1.3894 | 1.2215 | 1.0667 | 1.0413 | 1.0413 | 1.0413 | 1.0413 | 1.0413 | 1.0413 | 1.0413 | 1.0413 | 1.0413 | 1.0413 | 1.0413 | 1.0413 | 0.097699 | -0.84588 | -0.84588 | -0.84588 | -0.84588 | -0.84588 | -0.84588 | -0.84588 | -0.84588 | -0.84588 | -0.84588 | -0.84588 | -0.84588 | -0.84588 | -0.84588 | -0.84588 | -0.84588 | -0.84588 | -0.84588 | -0.84588 | -0.84588 | -0.84588 | -0.84588 | -0.84588 | -0.84588 | -0.84588 | -0.84588 | -0.84588 | -0.84588 | -0.84588 | 0 | 0 | 0 | 0 | 0 | 0 | 0 | 0 | 0.0025376
End of Period | 0 | 0 | 0 | 0 | 0 | 0.74014 | 2.9475 | 4.9256 | 6.6922 | 8.2626 | 9.6519 | 10.8734 | 11.94 | 12.9813 | 14.0226 | 15.0639 | 16.1051 | 17.1464 | 18.1877 | 19.229 | 20.2702 | 21.3115 | 22.3528 | 23.3941 | 24.4354 | 24.5331 | 23.6872 | 22.8413 | 21.9954 | 21.1495 | 20.3037 | 19.4578 | 18.6119 | 17.766 | 16.9201 | 16.0743 | 15.2284 | 14.3825 | 13.5366 | 12.6907 | 11.8449 | 10.999 | 10.1531 | 9.3072 | 8.4613 | 7.6155 | 6.7696 | 5.9237 | 5.0778 | 4.2319 | 3.3861 | 2.5402 | 1.6943 | 0.84842 | 0.0025376 | 0.0025376 | 0.0025376 | 0.0025376 | 0.0025376 | 0.0025376 | 0.0025376 | 0.0025376 | 0.0025376
Average | 0 | 0 | 0 | 0 | 0 | 0.37007 | 1.8438 | 3.9365 | 5.8089 | 7.4774 | 8.9572 | 10.2626 | 11.4067 | 12.4607 | 13.5019 | 14.5432 | 15.5845 | 16.6258 | 17.667 | 18.7083 | 19.7496 | 20.7909 | 21.8322 | 22.8734 | 23.9147 | 24.4842 | 24.1101 | 23.2642 | 22.4184 | 21.5725 | 20.7266 | 19.8807 | 19.0348 | 18.189 | 17.3431 | 16.4972 | 15.6513 | 14.8054 | 13.9596 | 13.1137 | 12.2678 | 11.4219 | 10.576 | 9.7302 | 8.8843 | 8.0384 | 7.1925 | 6.3466 | 5.5008 | 4.6549 | 3.809 | 2.9631 | 2.1172 | 1.2714 | 0.42548 | 0.0025376 | 0.0025376 | 0.0025376 | 0.0025376 | 0.0025376 | 0.0025376 | 0.0025376 | 0.0025376
State Deferred Tax Balance
Beginning of Period | 0 | 0 | 0 | 0 | 0 | 0 | 0.13746 | 0.54739 | 0.91475 | 1.2428 | 1.5345 | 1.7925 | 2.0193 | 2.2174 | 2.4108 | 2.6042 | 2.7976 | 2.991 | 3.1843 | 3.3777 | 3.5711 | 3.7645 | 3.9579 | 4.1512 | 4.3446 | 4.538 | 4.5561 | 4.399 | 4.242 | 4.0849 | 3.9278 | 3.7707 | 3.6136 | 3.4565 | 3.2994 | 3.1423 | 2.9852 | 2.8281 | 2.671 | 2.5139 | 2.3569 | 2.1998 | 2.0427 | 1.8856 | 1.7285 | 1.5714 | 1.4143 | 1.2572 | 1.1001 | 0.94302 | 0.78593 | 0.62884 | 0.47175 | 0.31466 | 0.15756 | 0.00047128 | 0.00047128 | 0.00047128 | 0.00047128 | 0.00047128 | 0.00047128 | 0.00047128 | 0.00047128
Activity | 0 | 0 | 0 | 0 | 0 | 0.13746 | 0.40993 | 0.36736 | 0.32809 | 0.29164 | 0.25802 | 0.22684 | 0.19809 | 0.19338 | 0.19338 | 0.19338 | 0.19338 | 0.19338 | 0.19338 | 0.19338 | 0.19338 | 0.19338 | 0.19338 | 0.19338 | 0.19338 | 0.018144 | -0.15709 | -0.15709 | -0.15709 | -0.15709 | -0.15709 | -0.15709 | -0.15709 | -0.15709 | -0.15709 | -0.15709 | -0.15709 | -0.15709 | -0.15709 | -0.15709 | -0.15709 | -0.15709 | -0.15709 | -0.15709 | -0.15709 | -0.15709 | -0.15709 | -0.15709 | -0.15709 | -0.15709 | -0.15709 | -0.15709 | -0.15709 | -0.15709 | -0.15709 | 0 | 0 | 0 | 0 | 0 | 0 | 0 | 0 | 0.00047128
End of Period | 0 | 0 | 0 | 0 | 0 | 0.13746 | 0.54739 | 0.91475 | 1.2428 | 1.5345 | 1.7925 | 2.0193 | 2.2174 | 2.4108 | 2.6042 | 2.7976 | 2.991 | 3.1843 | 3.3777 | 3.5711 | 3.7645 | 3.9579 | 4.1512 | 4.3446 | 4.538 | 4.5561 | 4.399 | 4.242 | 4.0849 | 3.9278 | 3.7707 | 3.6136 | 3.4565 | 3.2994 | 3.1423 | 2.9852 | 2.8281 | 2.671 | 2.5139 | 2.3569 | 2.1998 | 2.0427 | 1.8856 | 1.7285 | 1.5714 | 1.4143 | 1.2572 | 1.1001 | 0.94302 | 0.78593 | 0.62884 | 0.47175 | 0.31466 | 0.15756 | 0.00047128 | 0.00047128 | 0.00047128 | 0.00047128 | 0.00047128 | 0.00047128 | 0.00047128 | 0.00047128 | 0.00047128
Average | 0 | 0 | 0 | 0 | 0 | 0.068728 | 0.34242 | 0.73107 | 1.0788 | 1.3887 | 1.6635 | 1.9059 | 2.1184 | 2.3141 | 2.5075 | 2.7009 | 2.8943 | 3.0876 | 3.281 | 3.4744 | 3.6678 | 3.8612 | 4.0545 | 4.2479 | 4.4413 | 4.5471 | 4.4776 | 4.3205 | 4.1634 | 4.0063 | 3.8492 | 3.6921 | 3.535 | 3.3779 | 3.2209 | 3.0638 | 2.9067 | 2.7496 | 2.5925 | 2.4354 | 2.2783 | 2.1212 | 1.9641 | 1.807 | 1.6499 | 1.4928 | 1.3358 | 1.1787 | 1.0216 | 0.86448 | 0.70739 | 0.55029 | 0.3932 | 0.23611 | 0.079017 | 0.00047128 | 0.00047128 | 0.00047128 | 0.00047128 | 0.00047128 | 0.00047128 | 0.00047128 | 0.00047128
Net Rate Base - Average | 0 | 0 | 0 | 0 | 0 | 58.4707 | 114.1223 | 108.6199 | 103.3788 | 98.3795 | 93.6038 | 89.0349 | 84.6574 | 80.3867 | 76.131 | 71.8754 | 67.6197 | 63.3641 | 59.1084 | 54.8528 | 50.5971 | 46.3414 | 42.0858 | 37.8301 | 33.5745 | 29.8782 | 27.3008 | 25.2828 | 23.2647 | 21.2467 | 19.2287 | 17.2106 | 15.1926 | 13.1746 | 11.1566 | 9.1385 | 7.1205 | 5.1025 | 3.0845 | 1.0664 | -0.9516 | -2.9696 | -4.9877 | -7.0057 | -9.0237 | -11.0417 | -13.0598 | -15.0778 | -17.0958 | -19.1139 | -21.1319 | -23.1499 | -25.1679 | -27.186 | -14.099 | -0.0030089 | -0.0030089 | -0.0030089 | -0.0030089 | -0.0030089 | -0.0030089 | -0.0030089 | -0.0030089
EXPENSES
Income Tax - Removal Cost | 0 | 0 | 0 | 0 | 0 | 0.39004 | 0.39004 | 0.39004 | 0.39004 | 0.39004 | 0.39004 | 0.39004 | 0.39004 | 0.39004 | 0.39004 | 0.39004 | 0.39004 | 0.39004 | 0.39004 | 0.39004 | 0.39004 | 0.39004 | 0.39004 | 0.39004 | 0.39004 | 0.39004 | 0.39004 | 0.39004 | 0.39004 | 0.39004 | 0.39004 | 0.39004 | 0.39004 | 0.39004 | 0.39004 | 0.39004 | 0.39004 | 0.39004 | 0.39004 | 0.39004 | 0.39004 | 0.39004 | 0.39004 | 0.39004 | 0.39004 | 0.39004 | 0.39004 | 0.39004 | 0.39004 | 0.39004 | 0.39004 | 0.39004 | 0.39004 | 0.39004 | 0.39004 | 0 | 0 | 0 | 0 | 0 | 0 | 0 | 0 | 19.502
Book Depreciation | 0 | 0 | 0 | 0 | 0 | 3.021 | 3.021 | 3.021 | 3.021 | 3.021 | 3.021 | 3.021 | 3.021 | 3.021 | 3.021 | 3.021 | 3.021 | 3.021 | 3.021 | 3.021 | 3.021 | 3.021 | 3.021 | 3.021 | 3.021 | 3.021 | 3.021 | 3.021 | 3.021 | 3.021 | 3.021 | 3.021 | 3.021 | 3.021 | 3.021 | 3.021 | 3.021 | 3.021 | 3.021 | 3.021 | 3.021 | 3.021 | 3.021 | 3.021 | 3.021 | 3.021 | 3.021 | 3.021 | 3.021 | 3.021 | 3.021 | 3.021 | 3.021 | 3.021 | 3.021 | 0 | 0 | 0 | 0 | 0 | 0 | 0 | 0 | 151.05
Property Taxes | 0 | 0 | 0 | 0 | 0 | 6.042 | 6.042 | 6.042 | 6.042 | 6.042 | 6.042 | 6.042 | 6.042 | 6.042 | 6.042 | 6.042 | 6.042 | 6.042 | 6.042 | 6.042 | 6.042 | 6.042 | 6.042 | 6.042 | 6.042 | 6.042 | 6.042 | 6.042 | 6.042 | 6.042 | 6.042 | 6.042 | 6.042 | 6.042 | 6.042 | 6.042 | 6.042 | 6.042 | 6.042 | 6.042 | 6.042 | 6.042 | 6.042 | 6.042 | 6.042 | 6.042 | 6.042 | 6.042 | 6.042 | 6.042 | 6.042 | 6.042 | 6.042 | 6.042 | 0 | 0 | 0 | 0 | 0 | 0 | 0 | 0 | 0 | 296.0579
Total Expenses | 0 | 0 | 0 | 0 | 0 | 9.453 | 9.453 | 9.453 | 9.453 | 9.453 | 9.453 | 9.453 | 9.453 | 9.453 | 9.453 | 9.453 | 9.453 | 9.453 | 9.453 | 9.453 | 9.453 | 9.453 | 9.453 | 9.453 | 9.453 | 9.453 | 9.453 | 9.453 | 9.453 | 9.453 | 9.453 | 9.453 | 9.453 | 9.453 | 9.453 | 9.453 | 9.453 | 9.453 | 9.453 | 9.453 | 9.453 | 9.453 | 9.453 | 9.453 | 9.453 | 9.453 | 9.453 | 9.453 | 9.453 | 9.453 | 9.453 | 9.453 | 9.453 | 9.453 | 3.411 | 0 | 0 | 0 | 0 | 0 | 0 | 0 | 0 | 466.6099
REVENUE REQUIREMENT
Net Rate Base | 0 | 0 | 0 | 0 | 0 | 58.4707 | 114.1223 | 108.6199 | 103.3788 | 98.3795 | 93.6038 | 89.0349 | 84.6574 | 80.3867 | 76.131 | 71.8754 | 67.6197 | 63.3641 | 59.1084 | 54.8528 | 50.5971 | 46.3414 | 42.0858 | 37.8301 | 33.5745 | 29.8782 | 27.3008 | 25.2828 | 23.2647 | 21.2467 | 19.2287 | 17.2106 | 15.1926 | 13.1746 | 11.1566 | 9.1385 | 7.1205 | 5.1025 | 3.0845 | 1.0664 | -0.9516 | -2.9696 | -4.9877 | -7.0057 | -9.0237 | -11.0417 | -13.0598 | -15.0778 | -17.0958 | -19.1139 | -21.1319 | -23.1499 | -25.1679 | -27.186 | -14.099 | -0.0030089 | -0.0030089 | -0.0030089 | -0.0030089 | -0.0030089 | -0.0030089 | -0.0030089 | -0.0030089 | 1451.3969
ROR | 9.98% | 9.98% | 9.7% | 9.61% | 9.61% | 9.61% | 9.61% | 9.61% | 9.61% | 9.61% | 9.61% | 9.61% | 9.61% | 9.61% | 9.61% | 9.61% | 9.61% | 9.61% | 9.61% | 9.61% | 9.61% | 9.61% | 9.61% | 9.61% | 9.61% | 9.61% | 9.61% | 9.61% | 9.61% | 9.61% | 9.61% | 9.61% | 9.61% | 9.61% | 9.61% | 9.61% | 9.61% | 9.61% | 9.61% | 9.61% | 9.61% | 9.61% | 9.61% | 9.61% | 9.61% | 9.61% | 9.61% | 9.61% | 9.61% | 9.61% | 9.61% | 9.61% | 9.61% | 9.61% | 9.61% | 9.61% | 9.61% | 9.61% | 9.61% | 9.61% | 9.61% | 9.61% | 9.61%
Earnings Base | 0 | 0 | 0 | 0 | 0 | 5.619 | 10.9671 | 10.4384 | 9.9347 | 9.4543 | 8.9953 | 8.5563 | 8.1356 | 7.7252 | 7.3162 | 6.9072 | 6.4983 | 6.0893 | 5.6803 | 5.2714 | 4.8624 | 4.4534 | 4.0444 | 3.6355 | 3.2265 | 2.8713 | 2.6236 | 2.4297 | 2.2357 | 2.0418 | 1.8479 | 1.6539 | 1.46 | 1.2661 | 1.0721 | 0.87821 | 0.68428 | 0.49035 | 0.29642 | 0.10248 | -0.091449 | -0.28538 | -0.47931 | -0.67325 | -0.86718 | -1.0611 | -1.255 | -1.449 | -1.6429 | -1.8368 | -2.0308 | -2.2247 | -2.4186 | -2.6126 | -1.3549 | -0.00028916 | -0.00028916 | -0.00028916 | -0.00028916 | -0.00028916 | -0.00028916 | -0.00028916 | -0.00028916
Earnings - Expense | 0 | 0 | 0 | 0 | 0 | 9.453 | 9.453 | 9.453 | 9.453 | 9.453 | 9.453 | 9.453 | 9.453 | 9.453 | 9.453 | 9.453 | 9.453 | 9.453 | 9.453 | 9.453 | 9.453 | 9.453 | 9.453 | 9.453 | 9.453 | 9.453 | 9.453 | 9.453 | 9.453 | 9.453 | 9.453 | 9.453 | 9.453 | 9.453 | 9.453 | 9.453 | 9.453 | 9.453 | 9.453 | 9.453 | 9.453 | 9.453 | 9.453 | 9.453 | 9.453 | 9.453 | 9.453 | 9.453 | 9.453 | 9.453 | 9.453 | 9.453 | 9.453 | 9.453 | 3.411 | 0 | 0 | 0 | 0 | 0 | 0 | 0 | 0 | 466.6099
Total Earnings Effect | 0 | 0 | 0 | 0 | 0 | 15.0721 | 20.4202 | 19.8914 | 19.3877 | 18.9073 | 18.4484 | 18.0093 | 17.5886 | 17.1782 | 16.7692 | 16.3603 | 15.9513 | 15.5423 | 15.1334 | 14.7244 | 14.3154 | 13.9065 | 13.4975 | 13.0885 | 12.6795 | 12.3243 | 12.0766 | 11.8827 | 11.6888 | 11.4948 | 11.3009 | 11.107 | 10.913 | 10.7191 | 10.5252 | 10.3313 | 10.1373 | 9.9434 | 9.7495 | 9.5555 | 9.3616 | 9.1677 | 8.9737 | 8.7798 | 8.5859 | 8.3919 | 8.198 | 8.0041 | 7.8101 | 7.6162 | 7.4223 | 7.2283 | 7.0344 | 6.8405 | 2.0561 | -0.00028916 | -0.00028916 | -0.00028916 | -0.00028916 | -0.00028916 | -0.00028916 | -0.00028916 | -0.00028916
Gross-Up Factor | 1.0354 | 1.0354 | 1.0354 | 1.0298 | 1.0354 | 1.0354 | 1.0354 | 1.0354 | 1.0354 | 1.0354 | 1.0354 | 1.0354 | 1.0354 | 1.0354 | 1.0354 | 1.0354 | 1.0354 | 1.0354 | 1.0354 | 1.0354 | 1.0354 | 1.0354 | 1.0354 | 1.0354 | 1.0354 | 1.0354 | 1.0354 | 1.0354 | 1.0354 | 1.0354 | 1.0354 | 1.0354 | 1.0354 | 1.0354 | 1.0354 | 1.0354 | 1.0354 | 1.0354 | 1.0354 | 1.0354 | 1.0354 | 1.0354 | 1.0354 | 1.0354 | 1.0354 | 1.0354 | 1.0354 | 1.0354 | 1.0354 | 1.0354 | 1.0354 | 1.0354 | 1.0354 | 1.0354 | 1.0354 | 1.0354 | 1.0354 | 1.0354 | 1.0354 | 1.0354 | 1.0354 | 1.0354 | 1.0354
Revenue requirement | 0 | 0 | 0 | 0 | 0 | 15.605 | 21.1422 | 20.5947 | 20.0732 | 19.5758 | 19.1006 | 18.6461 | 18.2105 | 17.7856 | 17.3621 | 16.9387 | 16.5153 | 16.0919 | 15.6684 | 15.245 | 14.8216 | 14.3981 | 13.9747 | 13.5513 | 13.1279 | 12.7601 | 12.5036 | 12.3029 | 12.1021 | 11.9013 | 11.7005 | 11.4997 | 11.2989 | 11.0981 | 10.8973 | 10.6965 | 10.4957 | 10.295 | 10.0942 | 9.8934 | 9.6926 | 9.4918 | 9.291 | 9.0902 | 8.8894 | 8.6886 | 8.4879 | 8.2871 | 8.0863 | 7.8855 | 7.6847 | 7.4839 | 7.2831 | 7.0823 | 2.1288 | -0.00029938 | -0.00029938 | -0.00029938 | -0.00029938 | -0.00029938 | -0.00029938 | -0.00029938 | -0.00029938 | 627.519
Depreciation Calculations
Tax Depreciation - Federal
Cost of new equipment in service basis | 0 | 0 | 0 | 0 | 0 | 120.84 | 0 | 0 | 0 | 0 | 0 | 0 | 0 | 0 | 0 | 0 | 0 | 0 | 0 | 0 | 0 | 0 | 0 | 0 | 0 | 0 | 0 | 0 | 0 | 0 | 0 | 0 | 0 | 0 | 0 | 0 | 0 | 0 | 0 | 0 | 0 | 0 | 0 | 0 | 0 | 0 | 0 | 0 | 0 | 0 | 0 | 0 | 0 | 0 | -120.84 | 0 | 0 | 0 | 0 | 0 | 0
Bonus Depreciation (N/A) | 0 | 0 | 0 | 0 | 0 | 0 | 0 | 0 | 0 | 0 | 0 | 0 | 0 | 0 | 0 | 0 | 0 | 0 | 0 | 0 | 0 | 0 | 0 | 0 | 0 | 0 | 0 | 0 | 0 | 0 | 0 | 0 | 0 | 0 | 0 | 0 | 0 | 0 | 0 | 0 | 0 | 0 | 0 | 0 | 0 | 0 | 0 | 0 | 0 | 0 | 0 | 0 | 0 | 0 | 0 | 0 | 0 | 0 | 0 | 0 | 0
Regular Depreciation basis (Cumulative) | 0 | 0 | 0 | 0 | 0 | 120.84 | 120.84 | 120.84 | 120.84 | 120.84 | 120.84 | 120.84 | 120.84 | 120.84 | 120.84 | 120.84 | 120.84 | 120.84 | 120.84 | 120.84 | 120.84 | 120.84 | 120.84 | 120.84 | 120.84 | 120.84 | 120.84 | 120.84 | 120.84 | 120.84 | 120.84 | 120.84 | 120.84 | 120.84 | 120.84 | 120.84 | 120.84 | 120.84 | 120.84 | 120.84 | 120.84 | 120.84 | 120.84 | 120.84 | 120.84 | 120.84 | 120.84 | 120.84 | 120.84 | 120.84 | 120.84 | 120.84 | 120.84 | 120.84 | 0 | 0 | 0 | 0 | 0 | 0 | 0 | 0 | 0
RegularDepreciation | [5 empty] | 4.5315 | 8.7234 | 8.0685 | 7.4643 | 6.9036 | 6.3864 | 5.9067 | 5.4644 | 5.3919 | 5.3919 | 5.3919 | 5.3919 | 5.3919 | 5.3919 | 5.3919 | 5.3919 | 5.3919 | 5.3919 | 5.3919 | 5.3919 | 2.6959 | [37 empty] | 120.8472
Total Depreciation for year | 0 | 0 | 0 | 0 | 0 | 4.5315 | 8.7234 | 8.0685 | 7.4643 | 6.9036 | 6.3864 | 5.9067 | 5.4644 | 5.3919 | 5.3919 | 5.3919 | 5.3919 | 5.3919 | 5.3919 | 5.3919 | 5.3919 | 5.3919 | 5.3919 | 5.3919 | 5.3919 | 2.6959 | 0 | 0 | 0 | 0 | 0 | 0 | 0 | 0 | 0 | 0 | 0 | 0 | 0 | 0 | 0 | 0 | 0 | 0 | 0 | 0 | 0 | 0 | 0 | 0 | 0 | 0 | 0 | 0 | 0 | 0 | 0 | 0 | 0 | 0 | 0
Tax Depreciation - State
Cost of new equipment in service basis | 0 | 0 | 0 | 0 | 0 | 120.84 | 0 | 0 | 0 | 0 | 0 | 0 | 0 | 0 | 0 | 0 | 0 | 0 | 0 | 0 | 0 | 0 | 0 | 0 | 0 | 0 | 0 | 0 | 0 | 0 | 0 | 0 | 0 | 0 | 0 | 0 | 0 | 0 | 0 | 0 | 0 | 0 | 0 | 0 | 0 | 0 | 0 | 0 | 0 | 0 | 0 | 0 | 0 | 0 | -120.84 | 0 | 0 | 0 | 0 | 0 | 0 | 0 | 0
Bonus Depreciation (N/A) | 0 | 0 | 0 | 0 | 0 | 0 | 0 | 0 | 0 | 0 | 0 | 0 | 0 | 0 | 0 | 0 | 0 | 0 | 0 | 0 | 0 | 0 | 0 | 0 | 0 | 0 | 0 | 0 | 0 | 0 | 0 | 0 | 0 | 0 | 0 | 0 | 0 | 0 | 0 | 0 | 0 | 0 | 0 | 0 | 0 | 0 | 0 | 0 | 0 | 0 | 0 | 0 | 0 | 0 | 0 | 0 | 0 | 0 | 0 | 0 | 0 | 0 | 0
Regular Depreciation basis (Cumulative) | 0 | 0 | 0 | 0 | 0 | 120.84 | 120.84 | 120.84 | 120.84 | 120.84 | 120.84 | 120.84 | 120.84 | 120.84 | 120.84 | 120.84 | 120.84 | 120.84 | 120.84 | 120.84 | 120.84 | 120.84 | 120.84 | 120.84 | 120.84 | 120.84 | 120.84 | 120.84 | 120.84 | 120.84 | 120.84 | 120.84 | 120.84 | 120.84 | 120.84 | 120.84 | 120.84 | 120.84 | 120.84 | 120.84 | 120.84 | 120.84 | 120.84 | 120.84 | 120.84 | 120.84 | 120.84 | 120.84 | 120.84 | 120.84 | 120.84 | 120.84 | 120.84 | 120.84 | 0 | 0 | 0 | 0 | 0 | 0 | 0 | 0 | 0
RegularDepreciation | 0 | 0 | 0 | 0 | 0 | 4.5315 | 8.7234 | 8.0685 | 7.4643 | 6.9036 | 6.3864 | 5.9067 | 5.4644 | 5.3919 | 5.3919 | 5.3919 | 5.3919 | 5.3919 | 5.3919 | 5.3919 | 5.3919 | 5.3919 | 5.3919 | 5.3919 | 5.3919 | 2.6959 | 0 | 0 | 0 | 0 | 0 | 0 | 0 | 0 | 0 | 0 | 0 | 0 | 0 | 0 | 0 | 0 | 0 | 0 | 0 | 0 | 0 | 0 | 0 | 0 | 0 | 0 | 0 | 0 | 0 | 0 | 0 | 0 | 0 | 0 | 0 | 0 | 0 | 120.8472
Total Depreciation for year | 0 | 0 | 0 | 0 | 0 | 4.5315 | 8.7234 | 8.0685 | 7.4643 | 6.9036 | 6.3864 | 5.9067 | 5.4644 | 5.3919 | 5.3919 | 5.3919 | 5.3919 | 5.3919 | 5.3919 | 5.3919 | 5.3919 | 5.3919 | 5.3919 | 5.3919 | 5.3919 | 2.6959 | 0 | 0 | 0 | 0 | 0 | 0 | 0 | 0 | 0 | 0 | 0 | 0 | 0 | 0 | 0 | 0 | 0 | 0 | 0 | 0 | 0 | 0 | 0 | 0 | 0 | 0 | 0 | 0 | 0 | 0 | 0 | 0 | 0 | 0 | 0 | 0 | 0
Book Depreciation with COR
2014 | 0 | 0 | 0 | 0 | 0 | 0 | 0 | 0 | 0 | 0 | 0 | 0 | 0 | 0 | 0 | 0 | 0 | 0 | 0 | 0 | 0 | 0 | 0 | 0 | 0 | 0 | 0 | 0 | 0 | 0 | 0 | 0 | 0 | 0 | 0 | 0 | 0 | 0 | 0 | 0 | 0 | 0 | 0 | 0 | 0 | 0 | 0 | 0 | 0 | 0 | [13 empty] | 0
2015 |  | 0 | 0 | 0 | 0 | 0 | 0 | 0 | 0 | 0 | 0 | 0 | 0 | 0 | 0 | 0 | 0 | 0 | 0 | 0 | 0 | 0 | 0 | 0 | 0 | 0 | 0 | 0 | 0 | 0 | 0 | 0 | 0 | 0 | 0 | 0 | 0 | 0 | 0 | 0 | 0 | 0 | 0 | 0 | 0 | 0 | 0 | 0 | 0 | 0 | 0 | [12 empty] | 0 | check - total PIS
2016 |  |  | 0 | 0 | 0 | 0 | 0 | 0 | 0 | 0 | 0 | 0 | 0 | 0 | 0 | 0 | 0 | 0 | 0 | 0 | 0 | 0 | 0 | 0 | 0 | 0 | 0 | 0 | 0 | 0 | 0 | 0 | 0 | 0 | 0 | 0 | 0 | 0 | 0 | 0 | 0 | 0 | 0 | 0 | 0 | 0 | 0 | 0 | 0 | 0 | 0 | 0 | [11 empty] | 0 | 0
2017 |  |  |  | 0 | 0 | 0 | 0 | 0 | 0 | 0 | 0 | 0 | 0 | 0 | 0 | 0 | 0 | 0 | 0 | 0 | 0 | 0 | 0 | 0 | 0 | 0 | 0 | 0 | 0 | 0 | 0 | 0 | 0 | 0 | 0 | 0 | 0 | 0 | 0 | 0 | 0 | 0 | 0 | 0 | 0 | 0 | 0 | 0 | 0 | 0 | 0 | 0 | 0 | [10 empty] | 0 | 0
2018 |  |  |  |  | 0 | 0 | 0 | 0 | 0 | 0 | 0 | 0 | 0 | 0 | 0 | 0 | 0 | 0 | 0 | 0 | 0 | 0 | 0 | 0 | 0 | 0 | 0 | 0 | 0 | 0 | 0 | 0 | 0 | 0 | 0 | 0 | 0 | 0 | 0 | 0 | 0 | 0 | 0 | 0 | 0 | 0 | 0 | 0 | 0 | 0 | 0 | 0 | 0 | 0 | [9 empty] | 0
2019 | [5 empty] | 3.021 | 3.021 | 3.021 | 3.021 | 3.021 | 3.021 | 3.021 | 3.021 | 3.021 | 3.021 | 3.021 | 3.021 | 3.021 | 3.021 | 3.021 | 3.021 | 3.021 | 3.021 | 3.021 | 3.021 | 3.021 | 3.021 | 3.021 | 3.021 | 3.021 | 3.021 | 3.021 | 3.021 | 3.021 | 3.021 | 3.021 | 3.021 | 3.021 | 3.021 | 3.021 | 3.021 | 3.021 | 3.021 | 3.021 | 3.021 | 3.021 | 3.021 | 3.021 | 3.021 | 3.021 | 3.021 | 3.021 | 3.021 | 3.021 | 3.021 | [8 empty] | 151.05 | 151.05
2020 | [6 empty] | 0 | 0 | 0 | 0 | 0 | 0 | 0 | 0 | 0 | 0 | 0 | 0 | 0 | 0 | 0 | 0 | 0 | 0 | 0 | 0 | 0 | 0 | 0 | 0 | 0 | 0 | 0 | 0 | 0 | 0 | 0 | 0 | 0 | 0 | 0 | 0 | 0 | 0 | 0 | 0 | 0 | 0 | 0 | 0 | 0 | 0 | 0 | 0 | 0 | 0 | [7 empty] | 0
2021 | [7 empty] | 0 | 0 | 0 | 0 | 0 | 0 | 0 | 0 | 0 | 0 | 0 | 0 | 0 | 0 | 0 | 0 | 0 | 0 | 0 | 0 | 0 | 0 | 0 | 0 | 0 | 0 | 0 | 0 | 0 | 0 | 0 | 0 | 0 | 0 | 0 | 0 | 0 | 0 | 0 | 0 | 0 | 0 | 0 | 0 | 0 | 0 | 0 | 0 | 0 | 0 | [6 empty] | 0
2022 | [8 empty] | 0 | 0 | 0 | 0 | 0 | 0 | 0 | 0 | 0 | 0 | 0 | 0 | 0 | 0 | 0 | 0 | 0 | 0 | 0 | 0 | 0 | 0 | 0 | 0 | 0 | 0 | 0 | 0 | 0 | 0 | 0 | 0 | 0 | 0 | 0 | 0 | 0 | 0 | 0 | 0 | 0 | 0 | 0 | 0 | 0 | 0 | 0 | 0 | 0 | 0 | [5 empty] | 0
2023 | [9 empty] | 0 | 0 | 0 | 0 | 0 | 0 | 0 | 0 | 0 | 0 | 0 | 0 | 0 | 0 | 0 | 0 | 0 | 0 | 0 | 0 | 0 | 0 | 0 | 0 | 0 | 0 | 0 | 0 | 0 | 0 | 0 | 0 | 0 | 0 | 0 | 0 | 0 | 0 | 0 | 0 | 0 | 0 | 0 | 0 | 0 | 0 | 0 | 0 | 0 | 0 |  |  |  |  | 0
2024 | [10 empty] | 0 | 0 | 0 | 0 | 0 | 0 | 0 | 0 | 0 | 0 | 0 | 0 | 0 | 0 | 0 | 0 | 0 | 0 | 0 | 0 | 0 | 0 | 0 | 0 | 0 | 0 | 0 | 0 | 0 | 0 | 0 | 0 | 0 | 0 | 0 | 0 | 0 | 0 | 0 | 0 | 0 | 0 | 0 | 0 | 0 | 0 | 0 | 0 | 0 | 0 |  |  |  | 0 | 0
2025 | [11 empty] | 0 | 0 | 0 | 0 | 0 | 0 | 0 | 0 | 0 | 0 | 0 | 0 | 0 | 0 | 0 | 0 | 0 | 0 | 0 | 0 | 0 | 0 | 0 | 0 | 0 | 0 | 0 | 0 | 0 | 0 | 0 | 0 | 0 | 0 | 0 | 0 | 0 | 0 | 0 | 0 | 0 | 0 | 0 | 0 | 0 | 0 | 0 | 0 | 0 | 0 |  |  | 0
2026 | [12 empty] | 0 | 0 | 0 | 0 | 0 | 0 | 0 | 0 | 0 | 0 | 0 | 0 | 0 | 0 | 0 | 0 | 0 | 0 | 0 | 0 | 0 | 0 | 0 | 0 | 0 | 0 | 0 | 0 | 0 | 0 | 0 | 0 | 0 | 0 | 0 | 0 | 0 | 0 | 0 | 0 | 0 | 0 | 0 | 0 | 0 | 0 | 0 | 0 | 0 | 0 |  | 0
| 0 | 0 | 0 | 0 | 0 | 3.021 | 3.021 | 3.021 | 3.021 | 3.021 | 3.021 | 3.021 | 3.021 | 3.021 | 3.021 | 3.021 | 3.021 | 3.021 | 3.021 | 3.021 | 3.021 | 3.021 | 3.021 | 3.021 | 3.021 | 3.021 | 3.021 | 3.021 | 3.021 | 3.021 | 3.021 | 3.021 | 3.021 | 3.021 | 3.021 | 3.021 | 3.021 | 3.021 | 3.021 | 3.021 | 3.021 | 3.021 | 3.021 | 3.021 | 3.021 | 3.021 | 3.021 | 3.021 | 3.021 | 3.021 | 3.021 | 3.021 | 3.021 | 3.021 | 3.021 | 0 | 0 | 0 | 0 | 0 | 0 | 0 | 0 | 151.05
Book Depreciation- excl. Salvage
2014 | 0 | 0 | 0 | 0 | 0 | 0 | 0 | 0 | 0 | 0 | 0 | 0 | 0 | 0 | 0 | 0 | 0 | 0 | 0 | 0 | 0 | 0 | 0 | 0 | 0 |  |  | 0 | 0 | 0 | 0 | 0 | 0 | 0 | 0 | 0 | 0 | 0 | 0 | 0 | 0 | 0 | 0 | 0 | 0 | 0 | 0 | 0 | 0 | 0 | 0 | 0 | [11 empty] | 0
2015 |  | 0 | 0 | 0 | 0 | 0 | 0 | 0 | 0 | 0 | 0 | 0 | 0 | 0 | 0 | 0 | 0 | 0 | 0 | 0 | 0 | 0 | 0 | 0 | 0 | 0 |  | 0 | 0 | 0 | 0 | 0 | 0 | 0 | 0 | 0 | 0 | 0 | 0 | 0 | 0 | 0 | 0 | 0 | 0 | 0 | 0 | 0 | 0 | 0 | 0 | 0 | [11 empty] | 0 | check - total PIS
2016 |  |  | 0 | 0 | 0 | 0 | 0 | 0 | 0 | 0 | 0 | 0 | 0 | 0 | 0 | 0 | 0 | 0 | 0 | 0 | 0 | 0 | 0 | 0 | 0 | 0 | 0 | 0 | 0 | 0 | 0 | 0 | 0 | 0 | 0 | 0 | 0 | 0 | 0 | 0 | 0 | 0 | 0 | 0 | 0 | 0 | 0 | 0 | 0 | 0 | 0 | 0 | [11 empty] | 0 | 0
2017 |  |  |  | 0 | 0 | 0 | 0 | 0 | 0 | 0 | 0 | 0 | 0 | 0 | 0 | 0 | 0 | 0 | 0 | 0 | 0 | 0 | 0 | 0 | 0 | 0 | 0 | 0 | 0 | 0 | 0 | 0 | 0 | 0 | 0 | 0 | 0 | 0 | 0 | 0 | 0 | 0 | 0 | 0 | 0 | 0 | 0 | 0 | 0 | 0 | 0 | 0 | 0 | [10 empty] | 0 | 0
2018 |  |  |  |  | 0 | 0 | 0 | 0 | 0 | 0 | 0 | 0 | 0 | 0 | 0 | 0 | 0 | 0 | 0 | 0 | 0 | 0 | 0 | 0 | 0 | 0 | 0 | 0 | 0 | 0 | 0 | 0 | 0 | 0 | 0 | 0 | 0 | 0 | 0 | 0 | 0 | 0 | 0 | 0 | 0 | 0 | 0 | 0 | 0 | 0 | 0 | 0 | 0 | 0 | [9 empty] | 0
2019 | [5 empty] | 2.4168 | 2.4168 | 2.4168 | 2.4168 | 2.4168 | 2.4168 | 2.4168 | 2.4168 | 2.4168 | 2.4168 | 2.4168 | 2.4168 | 2.4168 | 2.4168 | 2.4168 | 2.4168 | 2.4168 | 2.4168 | 2.4168 | 2.4168 | 2.4168 | 2.4168 | 2.4168 | 2.4168 | 2.4168 | 2.4168 | 2.4168 | 2.4168 | 2.4168 | 2.4168 | 2.4168 | 2.4168 | 2.4168 | 2.4168 | 2.4168 | 2.4168 | 2.4168 | 2.4168 | 2.4168 | 2.4168 | 2.4168 | 2.4168 | 2.4168 | 2.4168 | 2.4168 | 2.4168 | 2.4168 | 2.4168 | 2.4168 | 2.4168 | [8 empty] | 120.84 | 120.84
2020 | [6 empty] | 0 | 0 | 0 | 0 | 0 | 0 | 0 | 0 | 0 | 0 | 0 | 0 | 0 | 0 | 0 | 0 | 0 | 0 | 0 | 0 | 0 | 0 | 0 | 0 | 0 | 0 | 0 | 0 | 0 | 0 | 0 | 0 | 0 | 0 | 0 | 0 | 0 | 0 | 0 | 0 | 0 | 0 | 0 | 0 | 0 | 0 | 0 | 0 | 0 | 0 | [7 empty] | 0
2021 | [7 empty] | 0 | 0 | 0 | 0 | 0 | 0 | 0 | 0 | 0 | 0 | 0 | 0 | 0 | 0 | 0 | 0 | 0 | 0 | 0 | 0 | 0 | 0 | 0 | 0 | 0 | 0 | 0 | 0 | 0 | 0 | 0 | 0 | 0 | 0 | 0 | 0 | 0 | 0 | 0 | 0 | 0 | 0 | 0 | 0 | 0 | 0 | 0 | 0 | 0 | 0 | [6 empty] | 0
2022 | [8 empty] | 0 | 0 | 0 | 0 | 0 | 0 | 0 | 0 | 0 | 0 | 0 | 0 | 0 | 0 | 0 | 0 | 0 | 0 | 0 | 0 | 0 | 0 | 0 | 0 | 0 | 0 | 0 | 0 | 0 | 0 | 0 | 0 | 0 | 0 | 0 | 0 | 0 | 0 | 0 | 0 | 0 | 0 | 0 | 0 | 0 | 0 | 0 | 0 | 0 | 0 | [5 empty] | 0
2023 | [9 empty] | 0 | 0 | 0 | 0 | 0 | 0 | 0 | 0 | 0 | 0 | 0 | 0 | 0 | 0 | 0 | 0 | 0 | 0 | 0 | 0 | 0 | 0 | 0 | 0 | 0 | 0 | 0 | 0 | 0 | 0 | 0 | 0 | 0 | 0 | 0 | 0 | 0 | 0 | 0 | 0 | 0 | 0 | 0 | 0 | 0 | 0 | 0 | 0 | 0 | 0 |  |  |  |  | 0
2024 | [10 empty] | 0 | 0 | 0 | 0 | 0 | 0 | 0 | 0 | 0 | 0 | 0 | 0 | 0 | 0 | 0 | 0 | 0 | 0 | 0 | 0 | 0 | 0 | 0 | 0 | 0 | 0 | 0 | 0 | 0 | 0 | 0 | 0 | 0 | 0 | 0 | 0 | 0 | 0 | 0 | 0 | 0 | 0 | 0 | 0 | 0 | 0 | 0 | 0 | 0 | 0 |  |  |  | 0 | 0
2025 | [11 empty] | 0 | 0 | 0 | 0 | 0 | 0 | 0 | 0 | 0 | 0 | 0 | 0 | 0 | 0 | 0 | 0 | 0 | 0 | 0 | 0 | 0 | 0 | 0 | 0 | 0 | 0 | 0 | 0 | 0 | 0 | 0 | 0 | 0 | 0 | 0 | 0 | 0 | 0 | 0 | 0 | 0 | 0 | 0 | 0 | 0 | 0 | 0 | 0 | 0 | 0 |  |  | 0
2026 | [12 empty] | 0 | 0 | 0 | 0 | 0 | 0 | 0 | 0 | 0 | 0 | 0 | 0 | 0 | 0 | 0 | 0 | 0 | 0 | 0 | 0 | 0 | 0 | 0 | 0 | 0 | 0 | 0 | 0 | 0 | 0 | 0 | 0 | 0 | 0 | 0 | 0 | 0 | 0 | 0 | 0 | 0 | 0 | 0 | 0 | 0 | 0 | 0 | 0 | 0 | 0 |  | 0 | 0
| 0 | 0 | 0 | 0 | 0 | 2.4168 | 2.4168 | 2.4168 | 2.4168 | 2.4168 | 2.4168 | 2.4168 | 2.4168 | 2.4168 | 2.4168 | 2.4168 | 2.4168 | 2.4168 | 2.4168 | 2.4168 | 2.4168 | 2.4168 | 2.4168 | 2.4168 | 2.4168 | 2.4168 | 2.4168 | 2.4168 | 2.4168 | 2.4168 | 2.4168 | 2.4168 | 2.4168 | 2.4168 | 2.4168 | 2.4168 | 2.4168 | 2.4168 | 2.4168 | 2.4168 | 2.4168 | 2.4168 | 2.4168 | 2.4168 | 2.4168 | 2.4168 | 2.4168 | 2.4168 | 2.4168 | 2.4168 | 2.4168 | 2.4168 | 2.4168 | 2.4168 | 2.4168 | 0 | 0 | 0 | 0 | 0 | 0 | 0 | 0 | 120.84
Note on A50: Lee, Betty: rate base does not include CWIP b/c the CapEx dollars include an AFUDC component in it already

## 4a-2017
Project No. | 4a
Project Desc. | Capacitor Installation
Book Life | 50
Tax Life | 20N
Salvage Rate | -25%
| 2014 | 2015 | 2016 | 2017 | 2018 | 2019 | 2020 | 2021 | 2022 | 2023 | 2024 | 2025 | 2026 | 2027 | 2028 | 2029 | 2030 | 2031 | 2032 | 2033 | 2034 | 2035 | 2036 | 2037 | 2038 | 2039 | 2040 | 2041 | 2042 | 2043 | 2044 | 2045 | 2046 | 2047 | 2048 | 2049 | 2050 | 2051 | 2052 | 2053 | 2054 | 2055 | 2056 | 2057 | 2058 | 2059 | 2060 | 2061 | 2062 | 2063 | 2064 | 2065 | 2066 | 2067 | 2068 | 2069 | 2070 | 2071 | 2072 | 2073 | 2074 | 2075 | 2076
Closing to Plant (Y/N) | N | N | Y | N | N | N | N | N | N | N | N | N | N | N | N | N | N | N | N | N | N | N | N | N | N | N | N | N | N | N | N | N | N | N | N | N | N | N | N | N | N | N | N | N | N | N | N | N | N | N | N | N | N | N | N | N | N | N | N | N | N | N | N | Total
CWIP
Beginning of Period | 0 | 0 | 1.8659 | 0 | 0 | 0 | 0 | 0 | 0 | 0 | 0 | 0 | 0 | 0 | 0 | 0 | 0 | 0 | 0 | 0 | 0 | 0 | 0 | 0 | 0 | 0 | 0 | 0 | 0 | 0 | 0 | 0 | 0 | 0 | 0 | 0 | 0 | 0 | 0 | 0 | 0 | 0 | 0 | 0 | 0 | 0 | 0 | 0 | 0 | 0 | 0 | 0 | 0 | 0 | 0 | 0 | 0 | 0 | 0 | 0 | 0 | 0 | 0
Activity
Capex | 0 | 1.8659 | 1.9342 | 0 | 0 | 0 | 0 | 0 | 0 | 0 | 0 | 0 | 0 | [50 empty] | 3.8001
Closings to Plant |  |  | -3.8001 | [60 empty] | -3.8001
End of Period | 0 | 1.8659 | 0 | 0 | 0 | 0 | 0 | 0 | 0 | 0 | 0 | 0 | 0 | 0 | 0 | 0 | 0 | 0 | 0 | 0 | 0 | 0 | 0 | 0 | 0 | 0 | 0 | 0 | 0 | 0 | 0 | 0 | 0 | 0 | 0 | 0 | 0 | 0 | 0 | 0 | 0 | 0 | 0 | 0 | 0 | 0 | 0 | 0 | 0 | 0 | 0 | 0 | 0 | 0 | 0 | 0 | 0 | 0 | 0 | 0 | 0 | 0 | 0
Average | 0 | 0.93294 | 0.93294 | 0 | 0 | 0 | 0 | 0 | 0 | 0 | 0 | 0 | 0 | 0 | 0 | 0 | 0 | 0 | 0 | 0 | 0 | 0 | 0 | 0 | 0 | 0 | 0 | 0 | 0 | 0 | 0 | 0 | 0 | 0 | 0 | 0 | 0 | 0 | 0 | 0 | 0 | 0 | 0 | 0 | 0 | 0 | 0 | 0 | 0 | 0 | 0 | 0 | 0 | 0 | 0 | 0 | 0 | 0 | 0 | 0 | 0 | 0 | 0
Plant in Service
Beginning of Period | 0 | 0 | 0 | 3.8001 | 3.8001 | 3.8001 | 3.8001 | 3.8001 | 3.8001 | 3.8001 | 3.8001 | 3.8001 | 3.8001 | 3.8001 | 3.8001 | 3.8001 | 3.8001 | 3.8001 | 3.8001 | 3.8001 | 3.8001 | 3.8001 | 3.8001 | 3.8001 | 3.8001 | 3.8001 | 3.8001 | 3.8001 | 3.8001 | 3.8001 | 3.8001 | 3.8001 | 3.8001 | 3.8001 | 3.8001 | 3.8001 | 3.8001 | 3.8001 | 3.8001 | 3.8001 | 3.8001 | 3.8001 | 3.8001 | 3.8001 | 3.8001 | 3.8001 | 3.8001 | 3.8001 | 3.8001 | 3.8001 | 3.8001 | 3.8001 | 0 | 0 | 0 | 0 | 0 | 0 | 0 | 0 | 0 | 0 | 0
Activity | 0 | 0 | 3.8001 | 0 | 0 | 0 | 0 | 0 | 0 | 0 | 0 | 0 | 0 | 0 | 0 | 0 | 0 | 0 | 0 | 0 | 0 | 0 | 0 | 0 | 0 | 0 | 0 | 0 | 0 | 0 | 0 | 0 | 0 | 0 | 0 | 0 | 0 | 0 | 0 | 0 | 0 | 0 | 0 | 0 | 0 | 0 | 0 | 0 | 0 | 0 | 0 | -3.8001 | 0 | 0 | 0 | 0 | 0 | 0 | 0 | 0 | 0 | 0 | 0 | 0
End of Period | 0 | 0 | 3.8001 | 3.8001 | 3.8001 | 3.8001 | 3.8001 | 3.8001 | 3.8001 | 3.8001 | 3.8001 | 3.8001 | 3.8001 | 3.8001 | 3.8001 | 3.8001 | 3.8001 | 3.8001 | 3.8001 | 3.8001 | 3.8001 | 3.8001 | 3.8001 | 3.8001 | 3.8001 | 3.8001 | 3.8001 | 3.8001 | 3.8001 | 3.8001 | 3.8001 | 3.8001 | 3.8001 | 3.8001 | 3.8001 | 3.8001 | 3.8001 | 3.8001 | 3.8001 | 3.8001 | 3.8001 | 3.8001 | 3.8001 | 3.8001 | 3.8001 | 3.8001 | 3.8001 | 3.8001 | 3.8001 | 3.8001 | 3.8001 | 0 | 0 | 0 | 0 | 0 | 0 | 0 | 0 | 0 | 0 | 0 | 0
Average | 0 | 0 | 1.9 | 3.8001 | 3.8001 | 3.8001 | 3.8001 | 3.8001 | 3.8001 | 3.8001 | 3.8001 | 3.8001 | 3.8001 | 3.8001 | 3.8001 | 3.8001 | 3.8001 | 3.8001 | 3.8001 | 3.8001 | 3.8001 | 3.8001 | 3.8001 | 3.8001 | 3.8001 | 3.8001 | 3.8001 | 3.8001 | 3.8001 | 3.8001 | 3.8001 | 3.8001 | 3.8001 | 3.8001 | 3.8001 | 3.8001 | 3.8001 | 3.8001 | 3.8001 | 3.8001 | 3.8001 | 3.8001 | 3.8001 | 3.8001 | 3.8001 | 3.8001 | 3.8001 | 3.8001 | 3.8001 | 3.8001 | 3.8001 | 1.9 | 0 | 0 | 0 | 0 | 0 | 0 | 0 | 0 | 0 | 0 | 0
Tax Depreciation
Beginning of Period | 0 | 0 | 0 | 0.285 | 0.83366 | 1.3411 | 1.8106 | 2.2448 | 2.6464 | 3.0179 | 3.3616 | 3.7007 | 4.0398 | 4.379 | 4.7181 | 5.0572 | 5.3963 | 5.7354 | 6.0745 | 6.4137 | 6.7528 | 7.0919 | 7.431 | 7.6006 | 7.6006 | 7.6006 | 7.6006 | 7.6006 | 7.6006 | 7.6006 | 7.6006 | 7.6006 | 7.6006 | 7.6006 | 7.6006 | 7.6006 | 7.6006 | 7.6006 | 7.6006 | 7.6006 | 7.6006 | 7.6006 | 7.6006 | 7.6006 | 7.6006 | 7.6006 | 7.6006 | 7.6006 | 7.6006 | 7.6006 | 7.6006 | 7.6006 | 7.6006 | 7.6006 | 7.6006 | 7.6006 | 7.6006 | 7.6006 | 7.6006 | 7.6006 | 7.6006 | 7.6006 | 7.6006
Federal | 0 | 0 | 0.1425 | 0.27433 | 0.25373 | 0.23473 | 0.2171 | 0.20083 | 0.18575 | 0.17184 | 0.16956 | 0.16956 | 0.16956 | 0.16956 | 0.16956 | 0.16956 | 0.16956 | 0.16956 | 0.16956 | 0.16956 | 0.16956 | 0.16956 | 0.084779 | 0 | 0 | 0 | 0 | 0 | 0 | 0 | 0 | 0 | 0 | 0 | 0 | 0 | 0 | 0 | 0 | 0 | 0 | 0 | 0 | 0 | 0 | 0 | 0 | 0 | 0 | 0 | 0 | 0 | 0 | 0 | 0 | 0 | 0 | 0 | 0 | 0 | 0 | 0 | 0 | 3.8003
State | 0 | 0 | 0.1425 | 0.27433 | 0.25373 | 0.23473 | 0.2171 | 0.20083 | 0.18575 | 0.17184 | 0.16956 | 0.16956 | 0.16956 | 0.16956 | 0.16956 | 0.16956 | 0.16956 | 0.16956 | 0.16956 | 0.16956 | 0.16956 | 0.16956 | 0.084779 | 0 | 0 | 0 | 0 | 0 | 0 | 0 | 0 | 0 | 0 | 0 | 0 | 0 | 0 | 0 | 0 | 0 | 0 | 0 | 0 | 0 | 0 | 0 | 0 | 0 | 0 | 0 | 0 | 0 | 0 | 0 | 0 | 0 | 0 | 0 | 0 | 0 | 0 | 0 | 0 | 3.8003
End of Period | 0 | 0 | 0.285 | 0.83366 | 1.3411 | 1.8106 | 2.2448 | 2.6464 | 3.0179 | 3.3616 | 3.7007 | 4.0398 | 4.379 | 4.7181 | 5.0572 | 5.3963 | 5.7354 | 6.0745 | 6.4137 | 6.7528 | 7.0919 | 7.431 | 7.6006 | 7.6006 | 7.6006 | 7.6006 | 7.6006 | 7.6006 | 7.6006 | 7.6006 | 7.6006 | 7.6006 | 7.6006 | 7.6006 | 7.6006 | 7.6006 | 7.6006 | 7.6006 | 7.6006 | 7.6006 | 7.6006 | 7.6006 | 7.6006 | 7.6006 | 7.6006 | 7.6006 | 7.6006 | 7.6006 | 7.6006 | 7.6006 | 7.6006 | 7.6006 | 7.6006 | 7.6006 | 7.6006 | 7.6006 | 7.6006 | 7.6006 | 7.6006 | 7.6006 | 7.6006 | 7.6006 | 7.6006
Average | 0 | 0 | 0.1425 | 0.55933 | 1.0874 | 1.5758 | 2.0277 | 2.4456 | 2.8322 | 3.1898 | 3.5312 | 3.8703 | 4.2094 | 4.5485 | 4.8876 | 5.2267 | 5.5659 | 5.905 | 6.2441 | 6.5832 | 6.9223 | 7.2614 | 7.5158 | 7.6006 | 7.6006 | 7.6006 | 7.6006 | 7.6006 | 7.6006 | 7.6006 | 7.6006 | 7.6006 | 7.6006 | 7.6006 | 7.6006 | 7.6006 | 7.6006 | 7.6006 | 7.6006 | 7.6006 | 7.6006 | 7.6006 | 7.6006 | 7.6006 | 7.6006 | 7.6006 | 7.6006 | 7.6006 | 7.6006 | 7.6006 | 7.6006 | 7.6006 | 7.6006 | 7.6006 | 7.6006 | 7.6006 | 7.6006 | 7.6006 | 7.6006 | 7.6006 | 7.6006 | 7.6006 | 7.6006
Book Depreciation with COR
Beginning of Period | 0 | 0 | 0 | 0.095001 | 0.19 | 0.285 | 0.38001 | 0.47501 | 0.57001 | 0.66501 | 0.76001 | 0.85501 | 0.95001 | 1.045 | 1.14 | 1.235 | 1.33 | 1.425 | 1.52 | 1.615 | 1.71 | 1.805 | 1.9 | 1.995 | 2.09 | 2.185 | 2.28 | 2.375 | 2.47 | 2.565 | 2.66 | 2.755 | 2.85 | 2.945 | 3.04 | 3.135 | 3.23 | 3.325 | 3.42 | 3.515 | 3.61 | 3.705 | 3.8001 | 3.8951 | 3.9901 | 4.0851 | 4.1801 | 4.2751 | 4.3701 | 4.4651 | 4.5601 | 4.6551 | 0 | 0 | 0 | 0 | 0 | 0 | 0 | 0 | 0 | 0 | 0
Activity | 0 | 0 | 0.095001 | 0.095001 | 0.095001 | 0.095001 | 0.095001 | 0.095001 | 0.095001 | 0.095001 | 0.095001 | 0.095001 | 0.095001 | 0.095001 | 0.095001 | 0.095001 | 0.095001 | 0.095001 | 0.095001 | 0.095001 | 0.095001 | 0.095001 | 0.095001 | 0.095001 | 0.095001 | 0.095001 | 0.095001 | 0.095001 | 0.095001 | 0.095001 | 0.095001 | 0.095001 | 0.095001 | 0.095001 | 0.095001 | 0.095001 | 0.095001 | 0.095001 | 0.095001 | 0.095001 | 0.095001 | 0.095001 | 0.095001 | 0.095001 | 0.095001 | 0.095001 | 0.095001 | 0.095001 | 0.095001 | 0.095001 | 0.095001 | 0.095001 | 0 | 0 | 0 | 0 | 0 | 0 | 0 | 0 | 0 | 0 | 0 | 4.7501
Book Depreciation Related to Retired PIS | [49 empty] | 0 | 0 | -4.7501 | 0 | 0 | 0 | 0 | 0 | 0 | 0 | 0 | 0 | 0 |  | -4.7501
End of Period | 0 | 0 | 0.095001 | 0.19 | 0.285 | 0.38001 | 0.47501 | 0.57001 | 0.66501 | 0.76001 | 0.85501 | 0.95001 | 1.045 | 1.14 | 1.235 | 1.33 | 1.425 | 1.52 | 1.615 | 1.71 | 1.805 | 1.9 | 1.995 | 2.09 | 2.185 | 2.28 | 2.375 | 2.47 | 2.565 | 2.66 | 2.755 | 2.85 | 2.945 | 3.04 | 3.135 | 3.23 | 3.325 | 3.42 | 3.515 | 3.61 | 3.705 | 3.8001 | 3.8951 | 3.9901 | 4.0851 | 4.1801 | 4.2751 | 4.3701 | 4.4651 | 4.5601 | 4.6551 | 0 | 0 | 0 | 0 | 0 | 0 | 0 | 0 | 0 | 0 | 0 | 0
Average | 0 | 0 | 0.047501 | 0.1425 | 0.2375 | 0.3325 | 0.42751 | 0.52251 | 0.61751 | 0.71251 | 0.80751 | 0.90251 | 0.99751 | 1.0925 | 1.1875 | 1.2825 | 1.3775 | 1.4725 | 1.5675 | 1.6625 | 1.7575 | 1.8525 | 1.9475 | 2.0425 | 2.1375 | 2.2325 | 2.3275 | 2.4225 | 2.5175 | 2.6125 | 2.7075 | 2.8025 | 2.8975 | 2.9925 | 3.0875 | 3.1825 | 3.2775 | 3.3725 | 3.4675 | 3.5625 | 3.6575 | 3.7526 | 3.8476 | 3.9426 | 4.0376 | 4.1326 | 4.2276 | 4.3226 | 4.4176 | 4.5126 | 4.6076 | 2.3275 | 0 | 0 | 0 | 0 | 0 | 0 | 0 | 0 | 0 | 0 | 0
Federal Deferred Tax Balance, Net of Tax
Beginning of Period | 0 | 0 | 0 | 0.023275 | 0.092689 | 0.15489 | 0.21045 | 0.25983 | 0.30352 | 0.34193 | 0.37548 | 0.40822 | 0.44097 | 0.47371 | 0.50646 | 0.5392 | 0.57195 | 0.60469 | 0.63744 | 0.67018 | 0.70293 | 0.73567 | 0.76842 | 0.77149 | 0.74489 | 0.71829 | 0.69169 | 0.66509 | 0.63849 | 0.61189 | 0.58529 | 0.55869 | 0.53209 | 0.50549 | 0.47889 | 0.45229 | 0.42569 | 0.39909 | 0.37248 | 0.34588 | 0.31928 | 0.29268 | 0.26608 | 0.23948 | 0.21288 | 0.18628 | 0.15968 | 0.13308 | 0.10648 | 0.079881 | 0.053281 | 0.02668 | 7.9801e-05 | 7.9801e-05 | 7.9801e-05 | 7.9801e-05 | 7.9801e-05 | 7.9801e-05 | 7.9801e-05 | 7.9801e-05 | 7.9801e-05 | 7.9801e-05 | 7.9801e-05
Activity | 0 | 0 | 0.023275 | 0.069414 | 0.062205 | 0.055555 | 0.049384 | 0.043691 | 0.038411 | 0.033543 | 0.032745 | 0.032745 | 0.032745 | 0.032745 | 0.032745 | 0.032745 | 0.032745 | 0.032745 | 0.032745 | 0.032745 | 0.032745 | 0.032745 | 0.0030723 | -0.0266 | -0.0266 | -0.0266 | -0.0266 | -0.0266 | -0.0266 | -0.0266 | -0.0266 | -0.0266 | -0.0266 | -0.0266 | -0.0266 | -0.0266 | -0.0266 | -0.0266 | -0.0266 | -0.0266 | -0.0266 | -0.0266 | -0.0266 | -0.0266 | -0.0266 | -0.0266 | -0.0266 | -0.0266 | -0.0266 | -0.0266 | -0.0266 | -0.0266 | 0 | 0 | 0 | 0 | 0 | 0 | 0 | 0 | 0 | 0 | 0 | 7.9801e-05
End of Period | 0 | 0 | 0.023275 | 0.092689 | 0.15489 | 0.21045 | 0.25983 | 0.30352 | 0.34193 | 0.37548 | 0.40822 | 0.44097 | 0.47371 | 0.50646 | 0.5392 | 0.57195 | 0.60469 | 0.63744 | 0.67018 | 0.70293 | 0.73567 | 0.76842 | 0.77149 | 0.74489 | 0.71829 | 0.69169 | 0.66509 | 0.63849 | 0.61189 | 0.58529 | 0.55869 | 0.53209 | 0.50549 | 0.47889 | 0.45229 | 0.42569 | 0.39909 | 0.37248 | 0.34588 | 0.31928 | 0.29268 | 0.26608 | 0.23948 | 0.21288 | 0.18628 | 0.15968 | 0.13308 | 0.10648 | 0.079881 | 0.053281 | 0.02668 | 7.9801e-05 | 7.9801e-05 | 7.9801e-05 | 7.9801e-05 | 7.9801e-05 | 7.9801e-05 | 7.9801e-05 | 7.9801e-05 | 7.9801e-05 | 7.9801e-05 | 7.9801e-05 | 7.9801e-05
Average | 0 | 0 | 0.011638 | 0.057982 | 0.12379 | 0.18267 | 0.23514 | 0.28168 | 0.32273 | 0.35871 | 0.39185 | 0.42459 | 0.45734 | 0.49009 | 0.52283 | 0.55558 | 0.58832 | 0.62107 | 0.65381 | 0.68656 | 0.7193 | 0.75205 | 0.76995 | 0.75819 | 0.73159 | 0.70499 | 0.67839 | 0.65179 | 0.62519 | 0.59859 | 0.57199 | 0.54539 | 0.51879 | 0.49219 | 0.46559 | 0.43899 | 0.41239 | 0.38578 | 0.35918 | 0.33258 | 0.30598 | 0.27938 | 0.25278 | 0.22618 | 0.19958 | 0.17298 | 0.14638 | 0.11978 | 0.093181 | 0.066581 | 0.03998 | 0.01338 | 7.9801e-05 | 7.9801e-05 | 7.9801e-05 | 7.9801e-05 | 7.9801e-05 | 7.9801e-05 | 7.9801e-05 | 7.9801e-05 | 7.9801e-05 | 7.9801e-05 | 7.9801e-05
State Deferred Tax Balance
Beginning of Period | 0 | 0 | 0 | 0.0043226 | 0.017214 | 0.028766 | 0.039083 | 0.048255 | 0.056369 | 0.063502 | 0.069732 | 0.075813 | 0.081894 | 0.087975 | 0.094056 | 0.10014 | 0.10622 | 0.1123 | 0.11838 | 0.12446 | 0.13054 | 0.13662 | 0.14271 | 0.14328 | 0.13834 | 0.1334 | 0.12846 | 0.12352 | 0.11858 | 0.11364 | 0.1087 | 0.10376 | 0.098816 | 0.093876 | 0.088936 | 0.083996 | 0.079056 | 0.074116 | 0.069176 | 0.064236 | 0.059296 | 0.054356 | 0.049415 | 0.044475 | 0.039535 | 0.034595 | 0.029655 | 0.024715 | 0.019775 | 0.014835 | 0.009895 | 0.0049549 | 1.482e-05 | 1.482e-05 | 1.482e-05 | 1.482e-05 | 1.482e-05 | 1.482e-05 | 1.482e-05 | 1.482e-05 | 1.482e-05 | 1.482e-05 | 1.482e-05
Activity | 0 | 0 | 0.0043226 | 0.012891 | 0.011552 | 0.010317 | 0.0091712 | 0.0081141 | 0.0071335 | 0.0062294 | 0.0060812 | 0.0060812 | 0.0060812 | 0.0060812 | 0.0060812 | 0.0060812 | 0.0060812 | 0.0060812 | 0.0060812 | 0.0060812 | 0.0060812 | 0.0060812 | 0.00057058 | -0.0049401 | -0.0049401 | -0.0049401 | -0.0049401 | -0.0049401 | -0.0049401 | -0.0049401 | -0.0049401 | -0.0049401 | -0.0049401 | -0.0049401 | -0.0049401 | -0.0049401 | -0.0049401 | -0.0049401 | -0.0049401 | -0.0049401 | -0.0049401 | -0.0049401 | -0.0049401 | -0.0049401 | -0.0049401 | -0.0049401 | -0.0049401 | -0.0049401 | -0.0049401 | -0.0049401 | -0.0049401 | -0.0049401 | 0 | 0 | 0 | 0 | 0 | 0 | 0 | 0 | 0 | 0 | 0 | 1.482e-05
End of Period | 0 | 0 | 0.0043226 | 0.017214 | 0.028766 | 0.039083 | 0.048255 | 0.056369 | 0.063502 | 0.069732 | 0.075813 | 0.081894 | 0.087975 | 0.094056 | 0.10014 | 0.10622 | 0.1123 | 0.11838 | 0.12446 | 0.13054 | 0.13662 | 0.14271 | 0.14328 | 0.13834 | 0.1334 | 0.12846 | 0.12352 | 0.11858 | 0.11364 | 0.1087 | 0.10376 | 0.098816 | 0.093876 | 0.088936 | 0.083996 | 0.079056 | 0.074116 | 0.069176 | 0.064236 | 0.059296 | 0.054356 | 0.049415 | 0.044475 | 0.039535 | 0.034595 | 0.029655 | 0.024715 | 0.019775 | 0.014835 | 0.009895 | 0.0049549 | 1.482e-05 | 1.482e-05 | 1.482e-05 | 1.482e-05 | 1.482e-05 | 1.482e-05 | 1.482e-05 | 1.482e-05 | 1.482e-05 | 1.482e-05 | 1.482e-05 | 1.482e-05
Average | 0 | 0 | 0.0021613 | 0.010768 | 0.02299 | 0.033925 | 0.043669 | 0.052312 | 0.059935 | 0.066617 | 0.072772 | 0.078853 | 0.084935 | 0.091016 | 0.097097 | 0.10318 | 0.10926 | 0.11534 | 0.12142 | 0.1275 | 0.13358 | 0.13967 | 0.14299 | 0.14081 | 0.13587 | 0.13093 | 0.12599 | 0.12105 | 0.11611 | 0.11117 | 0.10623 | 0.10129 | 0.096346 | 0.091406 | 0.086466 | 0.081526 | 0.076586 | 0.071646 | 0.066706 | 0.061766 | 0.056826 | 0.051886 | 0.046945 | 0.042005 | 0.037065 | 0.032125 | 0.027185 | 0.022245 | 0.017305 | 0.012365 | 0.0074249 | 0.0024849 | 1.482e-05 | 1.482e-05 | 1.482e-05 | 1.482e-05 | 1.482e-05 | 1.482e-05 | 1.482e-05 | 1.482e-05 | 1.482e-05 | 1.482e-05 | 1.482e-05
Net Rate Base - Average | 0 | 0 | 1.8387 | 3.5888 | 3.4158 | 3.251 | 3.0937 | 2.9436 | 2.7999 | 2.6622 | 2.5279 | 2.3941 | 2.2603 | 2.1264 | 1.9926 | 1.8588 | 1.725 | 1.5911 | 1.4573 | 1.3235 | 1.1896 | 1.0558 | 0.93958 | 0.85853 | 0.79507 | 0.73161 | 0.66814 | 0.60468 | 0.54122 | 0.47776 | 0.4143 | 0.35084 | 0.28738 | 0.22392 | 0.16046 | 0.096997 | 0.033536 | -0.029925 | -0.093386 | -0.15685 | -0.22031 | -0.28377 | -0.34723 | -0.41069 | -0.47415 | -0.53761 | -0.60107 | -0.66453 | -0.72799 | -0.79146 | -0.85492 | -0.44337 | -9.4621e-05 | -9.4621e-05 | -9.4621e-05 | -9.4621e-05 | -9.4621e-05 | -9.4621e-05 | -9.4621e-05 | -9.4621e-05 | -9.4621e-05 | -9.4621e-05 | -9.4621e-05
EXPENSES
Income Tax - Removal Cost | 0 | 0 | 0.012266 | 0.012266 | 0.012266 | 0.012266 | 0.012266 | 0.012266 | 0.012266 | 0.012266 | 0.012266 | 0.012266 | 0.012266 | 0.012266 | 0.012266 | 0.012266 | 0.012266 | 0.012266 | 0.012266 | 0.012266 | 0.012266 | 0.012266 | 0.012266 | 0.012266 | 0.012266 | 0.012266 | 0.012266 | 0.012266 | 0.012266 | 0.012266 | 0.012266 | 0.012266 | 0.012266 | 0.012266 | 0.012266 | 0.012266 | 0.012266 | 0.012266 | 0.012266 | 0.012266 | 0.012266 | 0.012266 | 0.012266 | 0.012266 | 0.012266 | 0.012266 | 0.012266 | 0.012266 | 0.012266 | 0.012266 | 0.012266 | 0.012266 | 0 | 0 | 0 | 0 | 0 | 0 | 0 | 0 | 0 | 0 | 0 | 0.61328
Book Depreciation | 0 | 0 | 0.095001 | 0.095001 | 0.095001 | 0.095001 | 0.095001 | 0.095001 | 0.095001 | 0.095001 | 0.095001 | 0.095001 | 0.095001 | 0.095001 | 0.095001 | 0.095001 | 0.095001 | 0.095001 | 0.095001 | 0.095001 | 0.095001 | 0.095001 | 0.095001 | 0.095001 | 0.095001 | 0.095001 | 0.095001 | 0.095001 | 0.095001 | 0.095001 | 0.095001 | 0.095001 | 0.095001 | 0.095001 | 0.095001 | 0.095001 | 0.095001 | 0.095001 | 0.095001 | 0.095001 | 0.095001 | 0.095001 | 0.095001 | 0.095001 | 0.095001 | 0.095001 | 0.095001 | 0.095001 | 0.095001 | 0.095001 | 0.095001 | 0.095001 | 0 | 0 | 0 | 0 | 0 | 0 | 0 | 0 | 0 | 0 | 0 | 4.7501
Property Taxes | 0 | 0 | 0.19 | 0.19 | 0.19 | 0.19 | 0.19 | 0.19 | 0.19 | 0.19 | 0.19 | 0.19 | 0.19 | 0.19 | 0.19 | 0.19 | 0.19 | 0.19 | 0.19 | 0.19 | 0.19 | 0.19 | 0.19 | 0.19 | 0.19 | 0.19 | 0.19 | 0.19 | 0.19 | 0.19 | 0.19 | 0.19 | 0.19 | 0.19 | 0.19 | 0.19 | 0.19 | 0.19 | 0.19 | 0.19 | 0.19 | 0.19 | 0.19 | 0.19 | 0.19 | 0.19 | 0.19 | 0.19 | 0.19 | 0.19 | 0.19 | 0 | 0 | 0 | 0 | 0 | 0 | 0 | 0 | 0 | 0 | 0 | 0 | 9.3101
Total Expenses | 0 | 0 | 0.29727 | 0.29727 | 0.29727 | 0.29727 | 0.29727 | 0.29727 | 0.29727 | 0.29727 | 0.29727 | 0.29727 | 0.29727 | 0.29727 | 0.29727 | 0.29727 | 0.29727 | 0.29727 | 0.29727 | 0.29727 | 0.29727 | 0.29727 | 0.29727 | 0.29727 | 0.29727 | 0.29727 | 0.29727 | 0.29727 | 0.29727 | 0.29727 | 0.29727 | 0.29727 | 0.29727 | 0.29727 | 0.29727 | 0.29727 | 0.29727 | 0.29727 | 0.29727 | 0.29727 | 0.29727 | 0.29727 | 0.29727 | 0.29727 | 0.29727 | 0.29727 | 0.29727 | 0.29727 | 0.29727 | 0.29727 | 0.29727 | 0.10727 | 0 | 0 | 0 | 0 | 0 | 0 | 0 | 0 | 0 | 0 | 0 | 14.6735
REVENUE REQUIREMENT
Net Rate Base | 0 | 0 | 1.8387 | 3.5888 | 3.4158 | 3.251 | 3.0937 | 2.9436 | 2.7999 | 2.6622 | 2.5279 | 2.3941 | 2.2603 | 2.1264 | 1.9926 | 1.8588 | 1.725 | 1.5911 | 1.4573 | 1.3235 | 1.1896 | 1.0558 | 0.93958 | 0.85853 | 0.79507 | 0.73161 | 0.66814 | 0.60468 | 0.54122 | 0.47776 | 0.4143 | 0.35084 | 0.28738 | 0.22392 | 0.16046 | 0.096997 | 0.033536 | -0.029925 | -0.093386 | -0.15685 | -0.22031 | -0.28377 | -0.34723 | -0.41069 | -0.47415 | -0.53761 | -0.60107 | -0.66453 | -0.72799 | -0.79146 | -0.85492 | -0.44337 | -9.4621e-05 | -9.4621e-05 | -9.4621e-05 | -9.4621e-05 | -9.4621e-05 | -9.4621e-05 | -9.4621e-05 | -9.4621e-05 | -9.4621e-05 | -9.4621e-05 | -9.4621e-05 | 45.6418
ROR | 9.98% | 9.98% | 9.7% | 9.61% | 9.61% | 9.61% | 9.61% | 9.61% | 9.61% | 9.61% | 9.61% | 9.61% | 9.61% | 9.61% | 9.61% | 9.61% | 9.61% | 9.61% | 9.61% | 9.61% | 9.61% | 9.61% | 9.61% | 9.61% | 9.61% | 9.61% | 9.61% | 9.61% | 9.61% | 9.61% | 9.61% | 9.61% | 9.61% | 9.61% | 9.61% | 9.61% | 9.61% | 9.61% | 9.61% | 9.61% | 9.61% | 9.61% | 9.61% | 9.61% | 9.61% | 9.61% | 9.61% | 9.61% | 9.61% | 9.61% | 9.61% | 9.61% | 9.61% | 9.61% | 9.61% | 9.61% | 9.61% | 9.61% | 9.61% | 9.61% | 9.61% | 9.61% | 9.61%
Earnings Base | 0 | 0 | 0.17836 | 0.34488 | 0.32826 | 0.31242 | 0.29731 | 0.28288 | 0.26907 | 0.25584 | 0.24293 | 0.23007 | 0.21721 | 0.20435 | 0.19149 | 0.17863 | 0.16577 | 0.15291 | 0.14005 | 0.12719 | 0.11432 | 0.10146 | 0.090294 | 0.082504 | 0.076406 | 0.070307 | 0.064209 | 0.05811 | 0.052011 | 0.045913 | 0.039814 | 0.033716 | 0.027617 | 0.021519 | 0.01542 | 0.0093214 | 0.0032228 | -0.0028758 | -0.0089744 | -0.015073 | -0.021172 | -0.02727 | -0.033369 | -0.039467 | -0.045566 | -0.051665 | -0.057763 | -0.063862 | -0.06996 | -0.076059 | -0.082157 | -0.042608 | -9.0931e-06 | -9.0931e-06 | -9.0931e-06 | -9.0931e-06 | -9.0931e-06 | -9.0931e-06 | -9.0931e-06 | -9.0931e-06 | -9.0931e-06 | -9.0931e-06 | -9.0931e-06
Earnings - Expense | 0 | 0 | 0.29727 | 0.29727 | 0.29727 | 0.29727 | 0.29727 | 0.29727 | 0.29727 | 0.29727 | 0.29727 | 0.29727 | 0.29727 | 0.29727 | 0.29727 | 0.29727 | 0.29727 | 0.29727 | 0.29727 | 0.29727 | 0.29727 | 0.29727 | 0.29727 | 0.29727 | 0.29727 | 0.29727 | 0.29727 | 0.29727 | 0.29727 | 0.29727 | 0.29727 | 0.29727 | 0.29727 | 0.29727 | 0.29727 | 0.29727 | 0.29727 | 0.29727 | 0.29727 | 0.29727 | 0.29727 | 0.29727 | 0.29727 | 0.29727 | 0.29727 | 0.29727 | 0.29727 | 0.29727 | 0.29727 | 0.29727 | 0.29727 | 0.10727 | 0 | 0 | 0 | 0 | 0 | 0 | 0 | 0 | 0 | 0 | 0 | 14.6735
Total Earnings Effect | 0 | 0 | 0.47563 | 0.64215 | 0.62552 | 0.60969 | 0.59458 | 0.58015 | 0.56634 | 0.55311 | 0.5402 | 0.52734 | 0.51448 | 0.50162 | 0.48876 | 0.4759 | 0.46304 | 0.45018 | 0.43732 | 0.42445 | 0.41159 | 0.39873 | 0.38756 | 0.37977 | 0.37368 | 0.36758 | 0.36148 | 0.35538 | 0.34928 | 0.34318 | 0.33708 | 0.33099 | 0.32489 | 0.31879 | 0.31269 | 0.30659 | 0.30049 | 0.29439 | 0.2883 | 0.2822 | 0.2761 | 0.27 | 0.2639 | 0.2578 | 0.2517 | 0.2456 | 0.23951 | 0.23341 | 0.22731 | 0.22121 | 0.21511 | 0.064659 | -9.0931e-06 | -9.0931e-06 | -9.0931e-06 | -9.0931e-06 | -9.0931e-06 | -9.0931e-06 | -9.0931e-06 | -9.0931e-06 | -9.0931e-06 | -9.0931e-06 | -9.0931e-06
Gross-Up Factor | 1.0354 | 1.0354 | 1.0354 | 1.0298 | 1.0298 | 1.0298 | 1.0298 | 1.0298 | 1.0298 | 1.0298 | 1.0298 | 1.0298 | 1.0298 | 1.0298 | 1.0298 | 1.0298 | 1.0298 | 1.0298 | 1.0298 | 1.0298 | 1.0298 | 1.0298 | 1.0298 | 1.0298 | 1.0298 | 1.0298 | 1.0298 | 1.0298 | 1.0298 | 1.0298 | 1.0298 | 1.0298 | 1.0298 | 1.0298 | 1.0298 | 1.0298 | 1.0298 | 1.0298 | 1.0298 | 1.0298 | 1.0298 | 1.0298 | 1.0298 | 1.0298 | 1.0298 | 1.0298 | 1.0298 | 1.0298 | 1.0298 | 1.0298 | 1.0298 | 1.0298 | 1.0298 | 1.0298 | 1.0298 | 1.0298 | 1.0298 | 1.0298 | 1.0298 | 1.0298 | 1.0298 | 1.0298 | 1.0298
Revenue requirement | 0 | 0 | 0.49244 | 0.66126 | 0.64414 | 0.62783 | 0.61227 | 0.59741 | 0.58319 | 0.56957 | 0.55628 | 0.54304 | 0.52979 | 0.51655 | 0.5033 | 0.49006 | 0.47682 | 0.46357 | 0.45033 | 0.43709 | 0.42384 | 0.4106 | 0.3991 | 0.39108 | 0.3848 | 0.37852 | 0.37224 | 0.36596 | 0.35968 | 0.3534 | 0.34712 | 0.34084 | 0.33456 | 0.32828 | 0.322 | 0.31571 | 0.30943 | 0.30315 | 0.29687 | 0.29059 | 0.28431 | 0.27803 | 0.27175 | 0.26547 | 0.25919 | 0.25291 | 0.24663 | 0.24035 | 0.23407 | 0.22779 | 0.22151 | 0.066583 | -9.3637e-06 | -9.3637e-06 | -9.3637e-06 | -9.3637e-06 | -9.3637e-06 | -9.3637e-06 | -9.3637e-06 | -9.3637e-06 | -9.3637e-06 | -9.3637e-06 | -9.3637e-06 | 19.6312
Depreciation Calculations
Tax Depreciation - Federal
Cost of new equipment in service basis | 0 | 0 | 3.8001 | 0 | 0 | 0 | 0 | 0 | 0 | 0 | 0 | 0 | 0 | 0 | 0 | 0 | 0 | 0 | 0 | 0 | 0 | 0 | 0 | 0 | 0 | 0 | 0 | 0 | 0 | 0 | 0 | 0 | 0 | 0 | 0 | 0 | 0 | 0 | 0 | 0 | 0 | 0 | 0 | 0 | 0 | 0 | 0 | 0 | 0 | 0 | 0 | -3.8001 | 0 | 0 | 0 | 0 | 0 | 0 | 0 | 0 | 0
Bonus Depreciation (N/A) | 0 | 0 | 0 | 0 | 0 | 0 | 0 | 0 | 0 | 0 | 0 | 0 | 0 | 0 | 0 | 0 | 0 | 0 | 0 | 0 | 0 | 0 | 0 | 0 | 0 | 0 | 0 | 0 | 0 | 0 | 0 | 0 | 0 | 0 | 0 | 0 | 0 | 0 | 0 | 0 | 0 | 0 | 0 | 0 | 0 | 0 | 0 | 0 | 0 | 0 | 0 | 0 | 0 | 0 | 0 | 0 | 0 | 0 | 0 | 0 | 0
Regular Depreciation basis (Cumulative) | 0 | 0 | 3.8001 | 3.8001 | 3.8001 | 3.8001 | 3.8001 | 3.8001 | 3.8001 | 3.8001 | 3.8001 | 3.8001 | 3.8001 | 3.8001 | 3.8001 | 3.8001 | 3.8001 | 3.8001 | 3.8001 | 3.8001 | 3.8001 | 3.8001 | 3.8001 | 3.8001 | 3.8001 | 3.8001 | 3.8001 | 3.8001 | 3.8001 | 3.8001 | 3.8001 | 3.8001 | 3.8001 | 3.8001 | 3.8001 | 3.8001 | 3.8001 | 3.8001 | 3.8001 | 3.8001 | 3.8001 | 3.8001 | 3.8001 | 3.8001 | 3.8001 | 3.8001 | 3.8001 | 3.8001 | 3.8001 | 3.8001 | 3.8001 | 0 | 0 | 0 | 0 | 0 | 0 | 0 | 0 | 0 | 0 | 0 | 0
RegularDepreciation |  |  | 0.1425 | 0.27433 | 0.25373 | 0.23473 | 0.2171 | 0.20083 | 0.18575 | 0.17184 | 0.16956 | 0.16956 | 0.16956 | 0.16956 | 0.16956 | 0.16956 | 0.16956 | 0.16956 | 0.16956 | 0.16956 | 0.16956 | 0.16956 | 0.084779 | [40 empty] | 3.8003
Total Depreciation for year | 0 | 0 | 0.1425 | 0.27433 | 0.25373 | 0.23473 | 0.2171 | 0.20083 | 0.18575 | 0.17184 | 0.16956 | 0.16956 | 0.16956 | 0.16956 | 0.16956 | 0.16956 | 0.16956 | 0.16956 | 0.16956 | 0.16956 | 0.16956 | 0.16956 | 0.084779 | 0 | 0 | 0 | 0 | 0 | 0 | 0 | 0 | 0 | 0 | 0 | 0 | 0 | 0 | 0 | 0 | 0 | 0 | 0 | 0 | 0 | 0 | 0 | 0 | 0 | 0 | 0 | 0 | 0 | 0 | 0 | 0 | 0 | 0 | 0 | 0 | 0 | 0
Tax Depreciation - State
Cost of new equipment in service basis | 0 | 0 | 3.8001 | 0 | 0 | 0 | 0 | 0 | 0 | 0 | 0 | 0 | 0 | 0 | 0 | 0 | 0 | 0 | 0 | 0 | 0 | 0 | 0 | 0 | 0 | 0 | 0 | 0 | 0 | 0 | 0 | 0 | 0 | 0 | 0 | 0 | 0 | 0 | 0 | 0 | 0 | 0 | 0 | 0 | 0 | 0 | 0 | 0 | 0 | 0 | 0 | -3.8001 | 0 | 0 | 0 | 0 | 0 | 0 | 0 | 0 | 0 | 0 | 0
Bonus Depreciation (N/A) | 0 | 0 | 0 | 0 | 0 | 0 | 0 | 0 | 0 | 0 | 0 | 0 | 0 | 0 | 0 | 0 | 0 | 0 | 0 | 0 | 0 | 0 | 0 | 0 | 0 | 0 | 0 | 0 | 0 | 0 | 0 | 0 | 0 | 0 | 0 | 0 | 0 | 0 | 0 | 0 | 0 | 0 | 0 | 0 | 0 | 0 | 0 | 0 | 0 | 0 | 0 | 0 | 0 | 0 | 0 | 0 | 0 | 0 | 0 | 0 | 0 | 0 | 0
Regular Depreciation basis (Cumulative) | 0 | 0 | 3.8001 | 3.8001 | 3.8001 | 3.8001 | 3.8001 | 3.8001 | 3.8001 | 3.8001 | 3.8001 | 3.8001 | 3.8001 | 3.8001 | 3.8001 | 3.8001 | 3.8001 | 3.8001 | 3.8001 | 3.8001 | 3.8001 | 3.8001 | 3.8001 | 3.8001 | 3.8001 | 3.8001 | 3.8001 | 3.8001 | 3.8001 | 3.8001 | 3.8001 | 3.8001 | 3.8001 | 3.8001 | 3.8001 | 3.8001 | 3.8001 | 3.8001 | 3.8001 | 3.8001 | 3.8001 | 3.8001 | 3.8001 | 3.8001 | 3.8001 | 3.8001 | 3.8001 | 3.8001 | 3.8001 | 3.8001 | 3.8001 | 0 | 0 | 0 | 0 | 0 | 0 | 0 | 0 | 0 | 0 | 0 | 0
RegularDepreciation | 0 | 0 | 0.1425 | 0.27433 | 0.25373 | 0.23473 | 0.2171 | 0.20083 | 0.18575 | 0.17184 | 0.16956 | 0.16956 | 0.16956 | 0.16956 | 0.16956 | 0.16956 | 0.16956 | 0.16956 | 0.16956 | 0.16956 | 0.16956 | 0.16956 | 0.084779 | 0 | 0 | 0 | 0 | 0 | 0 | 0 | 0 | 0 | 0 | 0 | 0 | 0 | 0 | 0 | 0 | 0 | 0 | 0 | 0 | 0 | 0 | 0 | 0 | 0 | 0 | 0 | 0 | 0 | 0 | 0 | 0 | 0 | 0 | 0 | 0 | 0 | 0 | 0 | 0 | 3.8003
Total Depreciation for year | 0 | 0 | 0.1425 | 0.27433 | 0.25373 | 0.23473 | 0.2171 | 0.20083 | 0.18575 | 0.17184 | 0.16956 | 0.16956 | 0.16956 | 0.16956 | 0.16956 | 0.16956 | 0.16956 | 0.16956 | 0.16956 | 0.16956 | 0.16956 | 0.16956 | 0.084779 | 0 | 0 | 0 | 0 | 0 | 0 | 0 | 0 | 0 | 0 | 0 | 0 | 0 | 0 | 0 | 0 | 0 | 0 | 0 | 0 | 0 | 0 | 0 | 0 | 0 | 0 | 0 | 0 | 0 | 0 | 0 | 0 | 0 | 0 | 0 | 0 | 0 | 0 | 0 | 0
Book Depreciation with COR
2014 | 0 | 0 | 0 | 0 | 0 | 0 | 0 | 0 | 0 | 0 | 0 | 0 | 0 | 0 | 0 | 0 | 0 | 0 | 0 | 0 | 0 | 0 | 0 | 0 | 0 | 0 | 0 | 0 | 0 | 0 | 0 | 0 | 0 | 0 | 0 | 0 | 0 | 0 | 0 | 0 | 0 | 0 | 0 | 0 | 0 | 0 | 0 | 0 | 0 | 0 | [13 empty] | 0
2015 |  | 0 | 0 | 0 | 0 | 0 | 0 | 0 | 0 | 0 | 0 | 0 | 0 | 0 | 0 | 0 | 0 | 0 | 0 | 0 | 0 | 0 | 0 | 0 | 0 | 0 | 0 | 0 | 0 | 0 | 0 | 0 | 0 | 0 | 0 | 0 | 0 | 0 | 0 | 0 | 0 | 0 | 0 | 0 | 0 | 0 | 0 | 0 | 0 | 0 | 0 | [12 empty] | 0 | check - total PIS
2016 |  |  | 0.095001 | 0.095001 | 0.095001 | 0.095001 | 0.095001 | 0.095001 | 0.095001 | 0.095001 | 0.095001 | 0.095001 | 0.095001 | 0.095001 | 0.095001 | 0.095001 | 0.095001 | 0.095001 | 0.095001 | 0.095001 | 0.095001 | 0.095001 | 0.095001 | 0.095001 | 0.095001 | 0.095001 | 0.095001 | 0.095001 | 0.095001 | 0.095001 | 0.095001 | 0.095001 | 0.095001 | 0.095001 | 0.095001 | 0.095001 | 0.095001 | 0.095001 | 0.095001 | 0.095001 | 0.095001 | 0.095001 | 0.095001 | 0.095001 | 0.095001 | 0.095001 | 0.095001 | 0.095001 | 0.095001 | 0.095001 | 0.095001 | 0.095001 | [11 empty] | 4.7501 | 4.7501
2017 |  |  |  | 0 | 0 | 0 | 0 | 0 | 0 | 0 | 0 | 0 | 0 | 0 | 0 | 0 | 0 | 0 | 0 | 0 | 0 | 0 | 0 | 0 | 0 | 0 | 0 | 0 | 0 | 0 | 0 | 0 | 0 | 0 | 0 | 0 | 0 | 0 | 0 | 0 | 0 | 0 | 0 | 0 | 0 | 0 | 0 | 0 | 0 | 0 | 0 | 0 | 0 | [10 empty] | 0 | 0
2018 |  |  |  |  | 0 | 0 | 0 | 0 | 0 | 0 | 0 | 0 | 0 | 0 | 0 | 0 | 0 | 0 | 0 | 0 | 0 | 0 | 0 | 0 | 0 | 0 | 0 | 0 | 0 | 0 | 0 | 0 | 0 | 0 | 0 | 0 | 0 | 0 | 0 | 0 | 0 | 0 | 0 | 0 | 0 | 0 | 0 | 0 | 0 | 0 | 0 | 0 | 0 | 0 | [9 empty] | 0
2019 | [5 empty] | 0 | 0 | 0 | 0 | 0 | 0 | 0 | 0 | 0 | 0 | 0 | 0 | 0 | 0 | 0 | 0 | 0 | 0 | 0 | 0 | 0 | 0 | 0 | 0 | 0 | 0 | 0 | 0 | 0 | 0 | 0 | 0 | 0 | 0 | 0 | 0 | 0 | 0 | 0 | 0 | 0 | 0 | 0 | 0 | 0 | 0 | 0 | 0 | 0 | 0 | [8 empty] | 0 | 0
2020 | [6 empty] | 0 | 0 | 0 | 0 | 0 | 0 | 0 | 0 | 0 | 0 | 0 | 0 | 0 | 0 | 0 | 0 | 0 | 0 | 0 | 0 | 0 | 0 | 0 | 0 | 0 | 0 | 0 | 0 | 0 | 0 | 0 | 0 | 0 | 0 | 0 | 0 | 0 | 0 | 0 | 0 | 0 | 0 | 0 | 0 | 0 | 0 | 0 | 0 | 0 | 0 | [7 empty] | 0
2021 | [7 empty] | 0 | 0 | 0 | 0 | 0 | 0 | 0 | 0 | 0 | 0 | 0 | 0 | 0 | 0 | 0 | 0 | 0 | 0 | 0 | 0 | 0 | 0 | 0 | 0 | 0 | 0 | 0 | 0 | 0 | 0 | 0 | 0 | 0 | 0 | 0 | 0 | 0 | 0 | 0 | 0 | 0 | 0 | 0 | 0 | 0 | 0 | 0 | 0 | 0 | 0 | [6 empty] | 0
2022 | [8 empty] | 0 | 0 | 0 | 0 | 0 | 0 | 0 | 0 | 0 | 0 | 0 | 0 | 0 | 0 | 0 | 0 | 0 | 0 | 0 | 0 | 0 | 0 | 0 | 0 | 0 | 0 | 0 | 0 | 0 | 0 | 0 | 0 | 0 | 0 | 0 | 0 | 0 | 0 | 0 | 0 | 0 | 0 | 0 | 0 | 0 | 0 | 0 | 0 | 0 | 0 | [5 empty] | 0
2023 | [9 empty] | 0 | 0 | 0 | 0 | 0 | 0 | 0 | 0 | 0 | 0 | 0 | 0 | 0 | 0 | 0 | 0 | 0 | 0 | 0 | 0 | 0 | 0 | 0 | 0 | 0 | 0 | 0 | 0 | 0 | 0 | 0 | 0 | 0 | 0 | 0 | 0 | 0 | 0 | 0 | 0 | 0 | 0 | 0 | 0 | 0 | 0 | 0 | 0 | 0 | 0 |  |  |  |  | 0
2024 | [10 empty] | 0 | 0 | 0 | 0 | 0 | 0 | 0 | 0 | 0 | 0 | 0 | 0 | 0 | 0 | 0 | 0 | 0 | 0 | 0 | 0 | 0 | 0 | 0 | 0 | 0 | 0 | 0 | 0 | 0 | 0 | 0 | 0 | 0 | 0 | 0 | 0 | 0 | 0 | 0 | 0 | 0 | 0 | 0 | 0 | 0 | 0 | 0 | 0 | 0 | 0 |  |  |  | 0 | 0
2025 | [11 empty] | 0 | 0 | 0 | 0 | 0 | 0 | 0 | 0 | 0 | 0 | 0 | 0 | 0 | 0 | 0 | 0 | 0 | 0 | 0 | 0 | 0 | 0 | 0 | 0 | 0 | 0 | 0 | 0 | 0 | 0 | 0 | 0 | 0 | 0 | 0 | 0 | 0 | 0 | 0 | 0 | 0 | 0 | 0 | 0 | 0 | 0 | 0 | 0 | 0 | 0 |  |  | 0
2026 | [12 empty] | 0 | 0 | 0 | 0 | 0 | 0 | 0 | 0 | 0 | 0 | 0 | 0 | 0 | 0 | 0 | 0 | 0 | 0 | 0 | 0 | 0 | 0 | 0 | 0 | 0 | 0 | 0 | 0 | 0 | 0 | 0 | 0 | 0 | 0 | 0 | 0 | 0 | 0 | 0 | 0 | 0 | 0 | 0 | 0 | 0 | 0 | 0 | 0 | 0 | 0 |  | 0
| 0 | 0 | 0.095001 | 0.095001 | 0.095001 | 0.095001 | 0.095001 | 0.095001 | 0.095001 | 0.095001 | 0.095001 | 0.095001 | 0.095001 | 0.095001 | 0.095001 | 0.095001 | 0.095001 | 0.095001 | 0.095001 | 0.095001 | 0.095001 | 0.095001 | 0.095001 | 0.095001 | 0.095001 | 0.095001 | 0.095001 | 0.095001 | 0.095001 | 0.095001 | 0.095001 | 0.095001 | 0.095001 | 0.095001 | 0.095001 | 0.095001 | 0.095001 | 0.095001 | 0.095001 | 0.095001 | 0.095001 | 0.095001 | 0.095001 | 0.095001 | 0.095001 | 0.095001 | 0.095001 | 0.095001 | 0.095001 | 0.095001 | 0.095001 | 0.095001 | 0 | 0 | 0 | 0 | 0 | 0 | 0 | 0 | 0 | 0 | 0 | 4.7501
Book Depreciation- excl. Salvage
2014 | 0 | 0 | 0 | 0 | 0 | 0 | 0 | 0 | 0 | 0 | 0 | 0 | 0 | 0 | 0 | 0 | 0 | 0 | 0 | 0 | 0 | 0 | 0 | 0 | 0 |  |  | 0 | 0 | 0 | 0 | 0 | 0 | 0 | 0 | 0 | 0 | 0 | 0 | 0 | 0 | 0 | 0 | 0 | 0 | 0 | 0 | 0 | 0 | 0 | 0 | 0 | [11 empty] | 0
2015 |  | 0 | 0 | 0 | 0 | 0 | 0 | 0 | 0 | 0 | 0 | 0 | 0 | 0 | 0 | 0 | 0 | 0 | 0 | 0 | 0 | 0 | 0 | 0 | 0 | 0 |  | 0 | 0 | 0 | 0 | 0 | 0 | 0 | 0 | 0 | 0 | 0 | 0 | 0 | 0 | 0 | 0 | 0 | 0 | 0 | 0 | 0 | 0 | 0 | 0 | 0 | [11 empty] | 0 | check - total PIS
2016 |  |  | 0.076001 | 0.076001 | 0.076001 | 0.076001 | 0.076001 | 0.076001 | 0.076001 | 0.076001 | 0.076001 | 0.076001 | 0.076001 | 0.076001 | 0.076001 | 0.076001 | 0.076001 | 0.076001 | 0.076001 | 0.076001 | 0.076001 | 0.076001 | 0.076001 | 0.076001 | 0.076001 | 0.076001 | 0.076001 | 0.076001 | 0.076001 | 0.076001 | 0.076001 | 0.076001 | 0.076001 | 0.076001 | 0.076001 | 0.076001 | 0.076001 | 0.076001 | 0.076001 | 0.076001 | 0.076001 | 0.076001 | 0.076001 | 0.076001 | 0.076001 | 0.076001 | 0.076001 | 0.076001 | 0.076001 | 0.076001 | 0.076001 | 0.076001 | [11 empty] | 3.8001 | 3.8001
2017 |  |  |  | 0 | 0 | 0 | 0 | 0 | 0 | 0 | 0 | 0 | 0 | 0 | 0 | 0 | 0 | 0 | 0 | 0 | 0 | 0 | 0 | 0 | 0 | 0 | 0 | 0 | 0 | 0 | 0 | 0 | 0 | 0 | 0 | 0 | 0 | 0 | 0 | 0 | 0 | 0 | 0 | 0 | 0 | 0 | 0 | 0 | 0 | 0 | 0 | 0 | 0 | [10 empty] | 0 | 0
2018 |  |  |  |  | 0 | 0 | 0 | 0 | 0 | 0 | 0 | 0 | 0 | 0 | 0 | 0 | 0 | 0 | 0 | 0 | 0 | 0 | 0 | 0 | 0 | 0 | 0 | 0 | 0 | 0 | 0 | 0 | 0 | 0 | 0 | 0 | 0 | 0 | 0 | 0 | 0 | 0 | 0 | 0 | 0 | 0 | 0 | 0 | 0 | 0 | 0 | 0 | 0 | 0 | [9 empty] | 0
2019 | [5 empty] | 0 | 0 | 0 | 0 | 0 | 0 | 0 | 0 | 0 | 0 | 0 | 0 | 0 | 0 | 0 | 0 | 0 | 0 | 0 | 0 | 0 | 0 | 0 | 0 | 0 | 0 | 0 | 0 | 0 | 0 | 0 | 0 | 0 | 0 | 0 | 0 | 0 | 0 | 0 | 0 | 0 | 0 | 0 | 0 | 0 | 0 | 0 | 0 | 0 | 0 | [8 empty] | 0 | 0
2020 | [6 empty] | 0 | 0 | 0 | 0 | 0 | 0 | 0 | 0 | 0 | 0 | 0 | 0 | 0 | 0 | 0 | 0 | 0 | 0 | 0 | 0 | 0 | 0 | 0 | 0 | 0 | 0 | 0 | 0 | 0 | 0 | 0 | 0 | 0 | 0 | 0 | 0 | 0 | 0 | 0 | 0 | 0 | 0 | 0 | 0 | 0 | 0 | 0 | 0 | 0 | 0 | [7 empty] | 0
2021 | [7 empty] | 0 | 0 | 0 | 0 | 0 | 0 | 0 | 0 | 0 | 0 | 0 | 0 | 0 | 0 | 0 | 0 | 0 | 0 | 0 | 0 | 0 | 0 | 0 | 0 | 0 | 0 | 0 | 0 | 0 | 0 | 0 | 0 | 0 | 0 | 0 | 0 | 0 | 0 | 0 | 0 | 0 | 0 | 0 | 0 | 0 | 0 | 0 | 0 | 0 | 0 | [6 empty] | 0
2022 | [8 empty] | 0 | 0 | 0 | 0 | 0 | 0 | 0 | 0 | 0 | 0 | 0 | 0 | 0 | 0 | 0 | 0 | 0 | 0 | 0 | 0 | 0 | 0 | 0 | 0 | 0 | 0 | 0 | 0 | 0 | 0 | 0 | 0 | 0 | 0 | 0 | 0 | 0 | 0 | 0 | 0 | 0 | 0 | 0 | 0 | 0 | 0 | 0 | 0 | 0 | 0 | [5 empty] | 0
2023 | [9 empty] | 0 | 0 | 0 | 0 | 0 | 0 | 0 | 0 | 0 | 0 | 0 | 0 | 0 | 0 | 0 | 0 | 0 | 0 | 0 | 0 | 0 | 0 | 0 | 0 | 0 | 0 | 0 | 0 | 0 | 0 | 0 | 0 | 0 | 0 | 0 | 0 | 0 | 0 | 0 | 0 | 0 | 0 | 0 | 0 | 0 | 0 | 0 | 0 | 0 | 0 |  |  |  |  | 0
2024 | [10 empty] | 0 | 0 | 0 | 0 | 0 | 0 | 0 | 0 | 0 | 0 | 0 | 0 | 0 | 0 | 0 | 0 | 0 | 0 | 0 | 0 | 0 | 0 | 0 | 0 | 0 | 0 | 0 | 0 | 0 | 0 | 0 | 0 | 0 | 0 | 0 | 0 | 0 | 0 | 0 | 0 | 0 | 0 | 0 | 0 | 0 | 0 | 0 | 0 | 0 | 0 |  |  |  | 0 | 0
2025 | [11 empty] | 0 | 0 | 0 | 0 | 0 | 0 | 0 | 0 | 0 | 0 | 0 | 0 | 0 | 0 | 0 | 0 | 0 | 0 | 0 | 0 | 0 | 0 | 0 | 0 | 0 | 0 | 0 | 0 | 0 | 0 | 0 | 0 | 0 | 0 | 0 | 0 | 0 | 0 | 0 | 0 | 0 | 0 | 0 | 0 | 0 | 0 | 0 | 0 | 0 | 0 |  |  | 0
2026 | [12 empty] | 0 | 0 | 0 | 0 | 0 | 0 | 0 | 0 | 0 | 0 | 0 | 0 | 0 | 0 | 0 | 0 | 0 | 0 | 0 | 0 | 0 | 0 | 0 | 0 | 0 | 0 | 0 | 0 | 0 | 0 | 0 | 0 | 0 | 0 | 0 | 0 | 0 | 0 | 0 | 0 | 0 | 0 | 0 | 0 | 0 | 0 | 0 | 0 | 0 | 0 |  | 0 | 0
| 0 | 0 | 0.076001 | 0.076001 | 0.076001 | 0.076001 | 0.076001 | 0.076001 | 0.076001 | 0.076001 | 0.076001 | 0.076001 | 0.076001 | 0.076001 | 0.076001 | 0.076001 | 0.076001 | 0.076001 | 0.076001 | 0.076001 | 0.076001 | 0.076001 | 0.076001 | 0.076001 | 0.076001 | 0.076001 | 0.076001 | 0.076001 | 0.076001 | 0.076001 | 0.076001 | 0.076001 | 0.076001 | 0.076001 | 0.076001 | 0.076001 | 0.076001 | 0.076001 | 0.076001 | 0.076001 | 0.076001 | 0.076001 | 0.076001 | 0.076001 | 0.076001 | 0.076001 | 0.076001 | 0.076001 | 0.076001 | 0.076001 | 0.076001 | 0.076001 | 0 | 0 | 0 | 0 | 0 | 0 | 0 | 0 | 0 | 0 | 0 | 3.8001
Note on A50: Lee, Betty: rate base does not include CWIP b/c the CapEx dollars include an AFUDC component in it already

## 4a-2026
Project No. | 4a
Project Desc. | Capacitor Installation
Book Life | 50
Tax Life | 20N
Salvage Rate | -25%
| 2014 | 2015 | 2016 | 2017 | 2018 | 2019 | 2020 | 2021 | 2022 | 2023 | 2024 | 2025 | 2026 | 2027 | 2028 | 2029 | 2030 | 2031 | 2032 | 2033 | 2034 | 2035 | 2036 | 2037 | 2038 | 2039 | 2040 | 2041 | 2042 | 2043 | 2044 | 2045 | 2046 | 2047 | 2048 | 2049 | 2050 | 2051 | 2052 | 2053 | 2054 | 2055 | 2056 | 2057 | 2058 | 2059 | 2060 | 2061 | 2062 | 2063 | 2064 | 2065 | 2066 | 2067 | 2068 | 2069 | 2070 | 2071 | 2072 | 2073 | 2074 | 2075 | 2076
Closing to Plant (Y/N) | N | N | Y | N | N | N | N | N | N | N | N | N | N | N | N | N | N | N | N | N | N | N | N | N | N | N | N | N | N | N | N | N | N | N | N | N | N | N | N | N | N | N | N | N | N | N | N | N | N | N | N | N | N | N | N | N | N | N | N | N | N | N | N | Total
CWIP
Beginning of Period | 0 | 0 | 1.8659 | 0 | 0 | 0 | 0 | 0 | 0 | 0 | 0 | 0 | 0 | 0 | 0 | 0 | 0 | 0 | 0 | 0 | 0 | 0 | 0 | 0 | 0 | 0 | 0 | 0 | 0 | 0 | 0 | 0 | 0 | 0 | 0 | 0 | 0 | 0 | 0 | 0 | 0 | 0 | 0 | 0 | 0 | 0 | 0 | 0 | 0 | 0 | 0 | 0 | 0 | 0 | 0 | 0 | 0 | 0 | 0 | 0 | 0 | 0 | 0
Activity
Capex | 0 | 1.8659 | 1.9342 | 0 | 0 | 0 | 0 | 0 | 0 | 0 | 0 | 0 | 0 | [50 empty] | 3.8001
Closings to Plant |  |  | -3.8001 | [60 empty] | -3.8001
End of Period | 0 | 1.8659 | 0 | 0 | 0 | 0 | 0 | 0 | 0 | 0 | 0 | 0 | 0 | 0 | 0 | 0 | 0 | 0 | 0 | 0 | 0 | 0 | 0 | 0 | 0 | 0 | 0 | 0 | 0 | 0 | 0 | 0 | 0 | 0 | 0 | 0 | 0 | 0 | 0 | 0 | 0 | 0 | 0 | 0 | 0 | 0 | 0 | 0 | 0 | 0 | 0 | 0 | 0 | 0 | 0 | 0 | 0 | 0 | 0 | 0 | 0 | 0 | 0
Average | 0 | 0.93294 | 0.93294 | 0 | 0 | 0 | 0 | 0 | 0 | 0 | 0 | 0 | 0 | 0 | 0 | 0 | 0 | 0 | 0 | 0 | 0 | 0 | 0 | 0 | 0 | 0 | 0 | 0 | 0 | 0 | 0 | 0 | 0 | 0 | 0 | 0 | 0 | 0 | 0 | 0 | 0 | 0 | 0 | 0 | 0 | 0 | 0 | 0 | 0 | 0 | 0 | 0 | 0 | 0 | 0 | 0 | 0 | 0 | 0 | 0 | 0 | 0 | 0
Plant in Service
Beginning of Period | 0 | 0 | 0 | 3.8001 | 3.8001 | 3.8001 | 3.8001 | 3.8001 | 3.8001 | 3.8001 | 3.8001 | 3.8001 | 3.8001 | 3.8001 | 3.8001 | 3.8001 | 3.8001 | 3.8001 | 3.8001 | 3.8001 | 3.8001 | 3.8001 | 3.8001 | 3.8001 | 3.8001 | 3.8001 | 3.8001 | 3.8001 | 3.8001 | 3.8001 | 3.8001 | 3.8001 | 3.8001 | 3.8001 | 3.8001 | 3.8001 | 3.8001 | 3.8001 | 3.8001 | 3.8001 | 3.8001 | 3.8001 | 3.8001 | 3.8001 | 3.8001 | 3.8001 | 3.8001 | 3.8001 | 3.8001 | 3.8001 | 3.8001 | 3.8001 | 0 | 0 | 0 | 0 | 0 | 0 | 0 | 0 | 0 | 0 | 0
Activity | 0 | 0 | 3.8001 | 0 | 0 | 0 | 0 | 0 | 0 | 0 | 0 | 0 | 0 | 0 | 0 | 0 | 0 | 0 | 0 | 0 | 0 | 0 | 0 | 0 | 0 | 0 | 0 | 0 | 0 | 0 | 0 | 0 | 0 | 0 | 0 | 0 | 0 | 0 | 0 | 0 | 0 | 0 | 0 | 0 | 0 | 0 | 0 | 0 | 0 | 0 | 0 | -3.8001 | 0 | 0 | 0 | 0 | 0 | 0 | 0 | 0 | 0 | 0 | 0 | 0
End of Period | 0 | 0 | 3.8001 | 3.8001 | 3.8001 | 3.8001 | 3.8001 | 3.8001 | 3.8001 | 3.8001 | 3.8001 | 3.8001 | 3.8001 | 3.8001 | 3.8001 | 3.8001 | 3.8001 | 3.8001 | 3.8001 | 3.8001 | 3.8001 | 3.8001 | 3.8001 | 3.8001 | 3.8001 | 3.8001 | 3.8001 | 3.8001 | 3.8001 | 3.8001 | 3.8001 | 3.8001 | 3.8001 | 3.8001 | 3.8001 | 3.8001 | 3.8001 | 3.8001 | 3.8001 | 3.8001 | 3.8001 | 3.8001 | 3.8001 | 3.8001 | 3.8001 | 3.8001 | 3.8001 | 3.8001 | 3.8001 | 3.8001 | 3.8001 | 0 | 0 | 0 | 0 | 0 | 0 | 0 | 0 | 0 | 0 | 0 | 0
Average | 0 | 0 | 1.9 | 3.8001 | 3.8001 | 3.8001 | 3.8001 | 3.8001 | 3.8001 | 3.8001 | 3.8001 | 3.8001 | 3.8001 | 3.8001 | 3.8001 | 3.8001 | 3.8001 | 3.8001 | 3.8001 | 3.8001 | 3.8001 | 3.8001 | 3.8001 | 3.8001 | 3.8001 | 3.8001 | 3.8001 | 3.8001 | 3.8001 | 3.8001 | 3.8001 | 3.8001 | 3.8001 | 3.8001 | 3.8001 | 3.8001 | 3.8001 | 3.8001 | 3.8001 | 3.8001 | 3.8001 | 3.8001 | 3.8001 | 3.8001 | 3.8001 | 3.8001 | 3.8001 | 3.8001 | 3.8001 | 3.8001 | 3.8001 | 1.9 | 0 | 0 | 0 | 0 | 0 | 0 | 0 | 0 | 0 | 0 | 0
Tax Depreciation
Beginning of Period | 0 | 0 | 0 | 0.285 | 0.83366 | 1.3411 | 1.8106 | 2.2448 | 2.6464 | 3.0179 | 3.3616 | 3.7007 | 4.0398 | 4.379 | 4.7181 | 5.0572 | 5.3963 | 5.7354 | 6.0745 | 6.4137 | 6.7528 | 7.0919 | 7.431 | 7.6006 | 7.6006 | 7.6006 | 7.6006 | 7.6006 | 7.6006 | 7.6006 | 7.6006 | 7.6006 | 7.6006 | 7.6006 | 7.6006 | 7.6006 | 7.6006 | 7.6006 | 7.6006 | 7.6006 | 7.6006 | 7.6006 | 7.6006 | 7.6006 | 7.6006 | 7.6006 | 7.6006 | 7.6006 | 7.6006 | 7.6006 | 7.6006 | 7.6006 | 7.6006 | 7.6006 | 7.6006 | 7.6006 | 7.6006 | 7.6006 | 7.6006 | 7.6006 | 7.6006 | 7.6006 | 7.6006
Federal | 0 | 0 | 0.1425 | 0.27433 | 0.25373 | 0.23473 | 0.2171 | 0.20083 | 0.18575 | 0.17184 | 0.16956 | 0.16956 | 0.16956 | 0.16956 | 0.16956 | 0.16956 | 0.16956 | 0.16956 | 0.16956 | 0.16956 | 0.16956 | 0.16956 | 0.084779 | 0 | 0 | 0 | 0 | 0 | 0 | 0 | 0 | 0 | 0 | 0 | 0 | 0 | 0 | 0 | 0 | 0 | 0 | 0 | 0 | 0 | 0 | 0 | 0 | 0 | 0 | 0 | 0 | 0 | 0 | 0 | 0 | 0 | 0 | 0 | 0 | 0 | 0 | 0 | 0 | 3.8003
State | 0 | 0 | 0.1425 | 0.27433 | 0.25373 | 0.23473 | 0.2171 | 0.20083 | 0.18575 | 0.17184 | 0.16956 | 0.16956 | 0.16956 | 0.16956 | 0.16956 | 0.16956 | 0.16956 | 0.16956 | 0.16956 | 0.16956 | 0.16956 | 0.16956 | 0.084779 | 0 | 0 | 0 | 0 | 0 | 0 | 0 | 0 | 0 | 0 | 0 | 0 | 0 | 0 | 0 | 0 | 0 | 0 | 0 | 0 | 0 | 0 | 0 | 0 | 0 | 0 | 0 | 0 | 0 | 0 | 0 | 0 | 0 | 0 | 0 | 0 | 0 | 0 | 0 | 0 | 3.8003
End of Period | 0 | 0 | 0.285 | 0.83366 | 1.3411 | 1.8106 | 2.2448 | 2.6464 | 3.0179 | 3.3616 | 3.7007 | 4.0398 | 4.379 | 4.7181 | 5.0572 | 5.3963 | 5.7354 | 6.0745 | 6.4137 | 6.7528 | 7.0919 | 7.431 | 7.6006 | 7.6006 | 7.6006 | 7.6006 | 7.6006 | 7.6006 | 7.6006 | 7.6006 | 7.6006 | 7.6006 | 7.6006 | 7.6006 | 7.6006 | 7.6006 | 7.6006 | 7.6006 | 7.6006 | 7.6006 | 7.6006 | 7.6006 | 7.6006 | 7.6006 | 7.6006 | 7.6006 | 7.6006 | 7.6006 | 7.6006 | 7.6006 | 7.6006 | 7.6006 | 7.6006 | 7.6006 | 7.6006 | 7.6006 | 7.6006 | 7.6006 | 7.6006 | 7.6006 | 7.6006 | 7.6006 | 7.6006
Average | 0 | 0 | 0.1425 | 0.55933 | 1.0874 | 1.5758 | 2.0277 | 2.4456 | 2.8322 | 3.1898 | 3.5312 | 3.8703 | 4.2094 | 4.5485 | 4.8876 | 5.2267 | 5.5659 | 5.905 | 6.2441 | 6.5832 | 6.9223 | 7.2614 | 7.5158 | 7.6006 | 7.6006 | 7.6006 | 7.6006 | 7.6006 | 7.6006 | 7.6006 | 7.6006 | 7.6006 | 7.6006 | 7.6006 | 7.6006 | 7.6006 | 7.6006 | 7.6006 | 7.6006 | 7.6006 | 7.6006 | 7.6006 | 7.6006 | 7.6006 | 7.6006 | 7.6006 | 7.6006 | 7.6006 | 7.6006 | 7.6006 | 7.6006 | 7.6006 | 7.6006 | 7.6006 | 7.6006 | 7.6006 | 7.6006 | 7.6006 | 7.6006 | 7.6006 | 7.6006 | 7.6006 | 7.6006
Book Depreciation with COR
Beginning of Period | 0 | 0 | 0 | 0.095001 | 0.19 | 0.285 | 0.38001 | 0.47501 | 0.57001 | 0.66501 | 0.76001 | 0.85501 | 0.95001 | 1.045 | 1.14 | 1.235 | 1.33 | 1.425 | 1.52 | 1.615 | 1.71 | 1.805 | 1.9 | 1.995 | 2.09 | 2.185 | 2.28 | 2.375 | 2.47 | 2.565 | 2.66 | 2.755 | 2.85 | 2.945 | 3.04 | 3.135 | 3.23 | 3.325 | 3.42 | 3.515 | 3.61 | 3.705 | 3.8001 | 3.8951 | 3.9901 | 4.0851 | 4.1801 | 4.2751 | 4.3701 | 4.4651 | 4.5601 | 4.6551 | 0 | 0 | 0 | 0 | 0 | 0 | 0 | 0 | 0 | 0 | 0
Activity | 0 | 0 | 0.095001 | 0.095001 | 0.095001 | 0.095001 | 0.095001 | 0.095001 | 0.095001 | 0.095001 | 0.095001 | 0.095001 | 0.095001 | 0.095001 | 0.095001 | 0.095001 | 0.095001 | 0.095001 | 0.095001 | 0.095001 | 0.095001 | 0.095001 | 0.095001 | 0.095001 | 0.095001 | 0.095001 | 0.095001 | 0.095001 | 0.095001 | 0.095001 | 0.095001 | 0.095001 | 0.095001 | 0.095001 | 0.095001 | 0.095001 | 0.095001 | 0.095001 | 0.095001 | 0.095001 | 0.095001 | 0.095001 | 0.095001 | 0.095001 | 0.095001 | 0.095001 | 0.095001 | 0.095001 | 0.095001 | 0.095001 | 0.095001 | 0.095001 | 0 | 0 | 0 | 0 | 0 | 0 | 0 | 0 | 0 | 0 | 0 | 4.7501
Book Depreciation Related to Retired PIS | [49 empty] | 0 | 0 | -4.7501 | 0 | 0 | 0 | 0 | 0 | 0 | 0 | 0 | 0 | 0 |  | -4.7501
End of Period | 0 | 0 | 0.095001 | 0.19 | 0.285 | 0.38001 | 0.47501 | 0.57001 | 0.66501 | 0.76001 | 0.85501 | 0.95001 | 1.045 | 1.14 | 1.235 | 1.33 | 1.425 | 1.52 | 1.615 | 1.71 | 1.805 | 1.9 | 1.995 | 2.09 | 2.185 | 2.28 | 2.375 | 2.47 | 2.565 | 2.66 | 2.755 | 2.85 | 2.945 | 3.04 | 3.135 | 3.23 | 3.325 | 3.42 | 3.515 | 3.61 | 3.705 | 3.8001 | 3.8951 | 3.9901 | 4.0851 | 4.1801 | 4.2751 | 4.3701 | 4.4651 | 4.5601 | 4.6551 | 0 | 0 | 0 | 0 | 0 | 0 | 0 | 0 | 0 | 0 | 0 | 0
Average | 0 | 0 | 0.047501 | 0.1425 | 0.2375 | 0.3325 | 0.42751 | 0.52251 | 0.61751 | 0.71251 | 0.80751 | 0.90251 | 0.99751 | 1.0925 | 1.1875 | 1.2825 | 1.3775 | 1.4725 | 1.5675 | 1.6625 | 1.7575 | 1.8525 | 1.9475 | 2.0425 | 2.1375 | 2.2325 | 2.3275 | 2.4225 | 2.5175 | 2.6125 | 2.7075 | 2.8025 | 2.8975 | 2.9925 | 3.0875 | 3.1825 | 3.2775 | 3.3725 | 3.4675 | 3.5625 | 3.6575 | 3.7526 | 3.8476 | 3.9426 | 4.0376 | 4.1326 | 4.2276 | 4.3226 | 4.4176 | 4.5126 | 4.6076 | 2.3275 | 0 | 0 | 0 | 0 | 0 | 0 | 0 | 0 | 0 | 0 | 0
Federal Deferred Tax Balance, Net of Tax
Beginning of Period | 0 | 0 | 0 | 0.023275 | 0.092689 | 0.15489 | 0.21045 | 0.25983 | 0.30352 | 0.34193 | 0.37548 | 0.40822 | 0.44097 | 0.47371 | 0.50646 | 0.5392 | 0.57195 | 0.60469 | 0.63744 | 0.67018 | 0.70293 | 0.73567 | 0.76842 | 0.77149 | 0.74489 | 0.71829 | 0.69169 | 0.66509 | 0.63849 | 0.61189 | 0.58529 | 0.55869 | 0.53209 | 0.50549 | 0.47889 | 0.45229 | 0.42569 | 0.39909 | 0.37248 | 0.34588 | 0.31928 | 0.29268 | 0.26608 | 0.23948 | 0.21288 | 0.18628 | 0.15968 | 0.13308 | 0.10648 | 0.079881 | 0.053281 | 0.02668 | 7.9801e-05 | 7.9801e-05 | 7.9801e-05 | 7.9801e-05 | 7.9801e-05 | 7.9801e-05 | 7.9801e-05 | 7.9801e-05 | 7.9801e-05 | 7.9801e-05 | 7.9801e-05
Activity | 0 | 0 | 0.023275 | 0.069414 | 0.062205 | 0.055555 | 0.049384 | 0.043691 | 0.038411 | 0.033543 | 0.032745 | 0.032745 | 0.032745 | 0.032745 | 0.032745 | 0.032745 | 0.032745 | 0.032745 | 0.032745 | 0.032745 | 0.032745 | 0.032745 | 0.0030723 | -0.0266 | -0.0266 | -0.0266 | -0.0266 | -0.0266 | -0.0266 | -0.0266 | -0.0266 | -0.0266 | -0.0266 | -0.0266 | -0.0266 | -0.0266 | -0.0266 | -0.0266 | -0.0266 | -0.0266 | -0.0266 | -0.0266 | -0.0266 | -0.0266 | -0.0266 | -0.0266 | -0.0266 | -0.0266 | -0.0266 | -0.0266 | -0.0266 | -0.0266 | 0 | 0 | 0 | 0 | 0 | 0 | 0 | 0 | 0 | 0 | 0 | 7.9801e-05
End of Period | 0 | 0 | 0.023275 | 0.092689 | 0.15489 | 0.21045 | 0.25983 | 0.30352 | 0.34193 | 0.37548 | 0.40822 | 0.44097 | 0.47371 | 0.50646 | 0.5392 | 0.57195 | 0.60469 | 0.63744 | 0.67018 | 0.70293 | 0.73567 | 0.76842 | 0.77149 | 0.74489 | 0.71829 | 0.69169 | 0.66509 | 0.63849 | 0.61189 | 0.58529 | 0.55869 | 0.53209 | 0.50549 | 0.47889 | 0.45229 | 0.42569 | 0.39909 | 0.37248 | 0.34588 | 0.31928 | 0.29268 | 0.26608 | 0.23948 | 0.21288 | 0.18628 | 0.15968 | 0.13308 | 0.10648 | 0.079881 | 0.053281 | 0.02668 | 7.9801e-05 | 7.9801e-05 | 7.9801e-05 | 7.9801e-05 | 7.9801e-05 | 7.9801e-05 | 7.9801e-05 | 7.9801e-05 | 7.9801e-05 | 7.9801e-05 | 7.9801e-05 | 7.9801e-05
Average | 0 | 0 | 0.011638 | 0.057982 | 0.12379 | 0.18267 | 0.23514 | 0.28168 | 0.32273 | 0.35871 | 0.39185 | 0.42459 | 0.45734 | 0.49009 | 0.52283 | 0.55558 | 0.58832 | 0.62107 | 0.65381 | 0.68656 | 0.7193 | 0.75205 | 0.76995 | 0.75819 | 0.73159 | 0.70499 | 0.67839 | 0.65179 | 0.62519 | 0.59859 | 0.57199 | 0.54539 | 0.51879 | 0.49219 | 0.46559 | 0.43899 | 0.41239 | 0.38578 | 0.35918 | 0.33258 | 0.30598 | 0.27938 | 0.25278 | 0.22618 | 0.19958 | 0.17298 | 0.14638 | 0.11978 | 0.093181 | 0.066581 | 0.03998 | 0.01338 | 7.9801e-05 | 7.9801e-05 | 7.9801e-05 | 7.9801e-05 | 7.9801e-05 | 7.9801e-05 | 7.9801e-05 | 7.9801e-05 | 7.9801e-05 | 7.9801e-05 | 7.9801e-05
State Deferred Tax Balance
Beginning of Period | 0 | 0 | 0 | 0.0043226 | 0.017214 | 0.028766 | 0.039083 | 0.048255 | 0.056369 | 0.063502 | 0.069732 | 0.075813 | 0.081894 | 0.087975 | 0.094056 | 0.10014 | 0.10622 | 0.1123 | 0.11838 | 0.12446 | 0.13054 | 0.13662 | 0.14271 | 0.14328 | 0.13834 | 0.1334 | 0.12846 | 0.12352 | 0.11858 | 0.11364 | 0.1087 | 0.10376 | 0.098816 | 0.093876 | 0.088936 | 0.083996 | 0.079056 | 0.074116 | 0.069176 | 0.064236 | 0.059296 | 0.054356 | 0.049415 | 0.044475 | 0.039535 | 0.034595 | 0.029655 | 0.024715 | 0.019775 | 0.014835 | 0.009895 | 0.0049549 | 1.482e-05 | 1.482e-05 | 1.482e-05 | 1.482e-05 | 1.482e-05 | 1.482e-05 | 1.482e-05 | 1.482e-05 | 1.482e-05 | 1.482e-05 | 1.482e-05
Activity | 0 | 0 | 0.0043226 | 0.012891 | 0.011552 | 0.010317 | 0.0091712 | 0.0081141 | 0.0071335 | 0.0062294 | 0.0060812 | 0.0060812 | 0.0060812 | 0.0060812 | 0.0060812 | 0.0060812 | 0.0060812 | 0.0060812 | 0.0060812 | 0.0060812 | 0.0060812 | 0.0060812 | 0.00057058 | -0.0049401 | -0.0049401 | -0.0049401 | -0.0049401 | -0.0049401 | -0.0049401 | -0.0049401 | -0.0049401 | -0.0049401 | -0.0049401 | -0.0049401 | -0.0049401 | -0.0049401 | -0.0049401 | -0.0049401 | -0.0049401 | -0.0049401 | -0.0049401 | -0.0049401 | -0.0049401 | -0.0049401 | -0.0049401 | -0.0049401 | -0.0049401 | -0.0049401 | -0.0049401 | -0.0049401 | -0.0049401 | -0.0049401 | 0 | 0 | 0 | 0 | 0 | 0 | 0 | 0 | 0 | 0 | 0 | 1.482e-05
End of Period | 0 | 0 | 0.0043226 | 0.017214 | 0.028766 | 0.039083 | 0.048255 | 0.056369 | 0.063502 | 0.069732 | 0.075813 | 0.081894 | 0.087975 | 0.094056 | 0.10014 | 0.10622 | 0.1123 | 0.11838 | 0.12446 | 0.13054 | 0.13662 | 0.14271 | 0.14328 | 0.13834 | 0.1334 | 0.12846 | 0.12352 | 0.11858 | 0.11364 | 0.1087 | 0.10376 | 0.098816 | 0.093876 | 0.088936 | 0.083996 | 0.079056 | 0.074116 | 0.069176 | 0.064236 | 0.059296 | 0.054356 | 0.049415 | 0.044475 | 0.039535 | 0.034595 | 0.029655 | 0.024715 | 0.019775 | 0.014835 | 0.009895 | 0.0049549 | 1.482e-05 | 1.482e-05 | 1.482e-05 | 1.482e-05 | 1.482e-05 | 1.482e-05 | 1.482e-05 | 1.482e-05 | 1.482e-05 | 1.482e-05 | 1.482e-05 | 1.482e-05
Average | 0 | 0 | 0.0021613 | 0.010768 | 0.02299 | 0.033925 | 0.043669 | 0.052312 | 0.059935 | 0.066617 | 0.072772 | 0.078853 | 0.084935 | 0.091016 | 0.097097 | 0.10318 | 0.10926 | 0.11534 | 0.12142 | 0.1275 | 0.13358 | 0.13967 | 0.14299 | 0.14081 | 0.13587 | 0.13093 | 0.12599 | 0.12105 | 0.11611 | 0.11117 | 0.10623 | 0.10129 | 0.096346 | 0.091406 | 0.086466 | 0.081526 | 0.076586 | 0.071646 | 0.066706 | 0.061766 | 0.056826 | 0.051886 | 0.046945 | 0.042005 | 0.037065 | 0.032125 | 0.027185 | 0.022245 | 0.017305 | 0.012365 | 0.0074249 | 0.0024849 | 1.482e-05 | 1.482e-05 | 1.482e-05 | 1.482e-05 | 1.482e-05 | 1.482e-05 | 1.482e-05 | 1.482e-05 | 1.482e-05 | 1.482e-05 | 1.482e-05
Net Rate Base - Average | 0 | 0 | 1.8387 | 3.5888 | 3.4158 | 3.251 | 3.0937 | 2.9436 | 2.7999 | 2.6622 | 2.5279 | 2.3941 | 2.2603 | 2.1264 | 1.9926 | 1.8588 | 1.725 | 1.5911 | 1.4573 | 1.3235 | 1.1896 | 1.0558 | 0.93958 | 0.85853 | 0.79507 | 0.73161 | 0.66814 | 0.60468 | 0.54122 | 0.47776 | 0.4143 | 0.35084 | 0.28738 | 0.22392 | 0.16046 | 0.096997 | 0.033536 | -0.029925 | -0.093386 | -0.15685 | -0.22031 | -0.28377 | -0.34723 | -0.41069 | -0.47415 | -0.53761 | -0.60107 | -0.66453 | -0.72799 | -0.79146 | -0.85492 | -0.44337 | -9.4621e-05 | -9.4621e-05 | -9.4621e-05 | -9.4621e-05 | -9.4621e-05 | -9.4621e-05 | -9.4621e-05 | -9.4621e-05 | -9.4621e-05 | -9.4621e-05 | -9.4621e-05
EXPENSES
Income Tax - Removal Cost | 0 | 0 | 0.012266 | 0.012266 | 0.012266 | 0.012266 | 0.012266 | 0.012266 | 0.012266 | 0.012266 | 0.012266 | 0.012266 | 0.012266 | 0.012266 | 0.012266 | 0.012266 | 0.012266 | 0.012266 | 0.012266 | 0.012266 | 0.012266 | 0.012266 | 0.012266 | 0.012266 | 0.012266 | 0.012266 | 0.012266 | 0.012266 | 0.012266 | 0.012266 | 0.012266 | 0.012266 | 0.012266 | 0.012266 | 0.012266 | 0.012266 | 0.012266 | 0.012266 | 0.012266 | 0.012266 | 0.012266 | 0.012266 | 0.012266 | 0.012266 | 0.012266 | 0.012266 | 0.012266 | 0.012266 | 0.012266 | 0.012266 | 0.012266 | 0.012266 | 0 | 0 | 0 | 0 | 0 | 0 | 0 | 0 | 0 | 0 | 0 | 0.61328
Book Depreciation | 0 | 0 | 0.095001 | 0.095001 | 0.095001 | 0.095001 | 0.095001 | 0.095001 | 0.095001 | 0.095001 | 0.095001 | 0.095001 | 0.095001 | 0.095001 | 0.095001 | 0.095001 | 0.095001 | 0.095001 | 0.095001 | 0.095001 | 0.095001 | 0.095001 | 0.095001 | 0.095001 | 0.095001 | 0.095001 | 0.095001 | 0.095001 | 0.095001 | 0.095001 | 0.095001 | 0.095001 | 0.095001 | 0.095001 | 0.095001 | 0.095001 | 0.095001 | 0.095001 | 0.095001 | 0.095001 | 0.095001 | 0.095001 | 0.095001 | 0.095001 | 0.095001 | 0.095001 | 0.095001 | 0.095001 | 0.095001 | 0.095001 | 0.095001 | 0.095001 | 0 | 0 | 0 | 0 | 0 | 0 | 0 | 0 | 0 | 0 | 0 | 4.7501
Property Taxes | 0 | 0 | 0.19 | 0.19 | 0.19 | 0.19 | 0.19 | 0.19 | 0.19 | 0.19 | 0.19 | 0.19 | 0.19 | 0.19 | 0.19 | 0.19 | 0.19 | 0.19 | 0.19 | 0.19 | 0.19 | 0.19 | 0.19 | 0.19 | 0.19 | 0.19 | 0.19 | 0.19 | 0.19 | 0.19 | 0.19 | 0.19 | 0.19 | 0.19 | 0.19 | 0.19 | 0.19 | 0.19 | 0.19 | 0.19 | 0.19 | 0.19 | 0.19 | 0.19 | 0.19 | 0.19 | 0.19 | 0.19 | 0.19 | 0.19 | 0.19 | 0 | 0 | 0 | 0 | 0 | 0 | 0 | 0 | 0 | 0 | 0 | 0 | 9.3101
Total Expenses | 0 | 0 | 0.29727 | 0.29727 | 0.29727 | 0.29727 | 0.29727 | 0.29727 | 0.29727 | 0.29727 | 0.29727 | 0.29727 | 0.29727 | 0.29727 | 0.29727 | 0.29727 | 0.29727 | 0.29727 | 0.29727 | 0.29727 | 0.29727 | 0.29727 | 0.29727 | 0.29727 | 0.29727 | 0.29727 | 0.29727 | 0.29727 | 0.29727 | 0.29727 | 0.29727 | 0.29727 | 0.29727 | 0.29727 | 0.29727 | 0.29727 | 0.29727 | 0.29727 | 0.29727 | 0.29727 | 0.29727 | 0.29727 | 0.29727 | 0.29727 | 0.29727 | 0.29727 | 0.29727 | 0.29727 | 0.29727 | 0.29727 | 0.29727 | 0.10727 | 0 | 0 | 0 | 0 | 0 | 0 | 0 | 0 | 0 | 0 | 0 | 14.6735
REVENUE REQUIREMENT
Net Rate Base | 0 | 0 | 1.8387 | 3.5888 | 3.4158 | 3.251 | 3.0937 | 2.9436 | 2.7999 | 2.6622 | 2.5279 | 2.3941 | 2.2603 | 2.1264 | 1.9926 | 1.8588 | 1.725 | 1.5911 | 1.4573 | 1.3235 | 1.1896 | 1.0558 | 0.93958 | 0.85853 | 0.79507 | 0.73161 | 0.66814 | 0.60468 | 0.54122 | 0.47776 | 0.4143 | 0.35084 | 0.28738 | 0.22392 | 0.16046 | 0.096997 | 0.033536 | -0.029925 | -0.093386 | -0.15685 | -0.22031 | -0.28377 | -0.34723 | -0.41069 | -0.47415 | -0.53761 | -0.60107 | -0.66453 | -0.72799 | -0.79146 | -0.85492 | -0.44337 | -9.4621e-05 | -9.4621e-05 | -9.4621e-05 | -9.4621e-05 | -9.4621e-05 | -9.4621e-05 | -9.4621e-05 | -9.4621e-05 | -9.4621e-05 | -9.4621e-05 | -9.4621e-05 | 45.6418
ROR | 9.98% | 9.98% | 9.7% | 9.61% | 9.61% | 9.61% | 9.61% | 9.61% | 9.61% | 9.61% | 9.61% | 9.61% | 9.61% | 9.61% | 9.61% | 9.61% | 9.61% | 9.61% | 9.61% | 9.61% | 9.61% | 9.61% | 9.61% | 9.61% | 9.61% | 9.61% | 9.61% | 9.61% | 9.61% | 9.61% | 9.61% | 9.61% | 9.61% | 9.61% | 9.61% | 9.61% | 9.61% | 9.61% | 9.61% | 9.61% | 9.61% | 9.61% | 9.61% | 9.61% | 9.61% | 9.61% | 9.61% | 9.61% | 9.61% | 9.61% | 9.61% | 9.61% | 9.61% | 9.61% | 9.61% | 9.61% | 9.61% | 9.61% | 9.61% | 9.61% | 9.61% | 9.61% | 9.61%
Earnings Base | 0 | 0 | 0.17836 | 0.34488 | 0.32826 | 0.31242 | 0.29731 | 0.28288 | 0.26907 | 0.25584 | 0.24293 | 0.23007 | 0.21721 | 0.20435 | 0.19149 | 0.17863 | 0.16577 | 0.15291 | 0.14005 | 0.12719 | 0.11432 | 0.10146 | 0.090294 | 0.082504 | 0.076406 | 0.070307 | 0.064209 | 0.05811 | 0.052011 | 0.045913 | 0.039814 | 0.033716 | 0.027617 | 0.021519 | 0.01542 | 0.0093214 | 0.0032228 | -0.0028758 | -0.0089744 | -0.015073 | -0.021172 | -0.02727 | -0.033369 | -0.039467 | -0.045566 | -0.051665 | -0.057763 | -0.063862 | -0.06996 | -0.076059 | -0.082157 | -0.042608 | -9.0931e-06 | -9.0931e-06 | -9.0931e-06 | -9.0931e-06 | -9.0931e-06 | -9.0931e-06 | -9.0931e-06 | -9.0931e-06 | -9.0931e-06 | -9.0931e-06 | -9.0931e-06
Earnings - Expense | 0 | 0 | 0.29727 | 0.29727 | 0.29727 | 0.29727 | 0.29727 | 0.29727 | 0.29727 | 0.29727 | 0.29727 | 0.29727 | 0.29727 | 0.29727 | 0.29727 | 0.29727 | 0.29727 | 0.29727 | 0.29727 | 0.29727 | 0.29727 | 0.29727 | 0.29727 | 0.29727 | 0.29727 | 0.29727 | 0.29727 | 0.29727 | 0.29727 | 0.29727 | 0.29727 | 0.29727 | 0.29727 | 0.29727 | 0.29727 | 0.29727 | 0.29727 | 0.29727 | 0.29727 | 0.29727 | 0.29727 | 0.29727 | 0.29727 | 0.29727 | 0.29727 | 0.29727 | 0.29727 | 0.29727 | 0.29727 | 0.29727 | 0.29727 | 0.10727 | 0 | 0 | 0 | 0 | 0 | 0 | 0 | 0 | 0 | 0 | 0 | 14.6735
Total Earnings Effect | 0 | 0 | 0.47563 | 0.64215 | 0.62552 | 0.60969 | 0.59458 | 0.58015 | 0.56634 | 0.55311 | 0.5402 | 0.52734 | 0.51448 | 0.50162 | 0.48876 | 0.4759 | 0.46304 | 0.45018 | 0.43732 | 0.42445 | 0.41159 | 0.39873 | 0.38756 | 0.37977 | 0.37368 | 0.36758 | 0.36148 | 0.35538 | 0.34928 | 0.34318 | 0.33708 | 0.33099 | 0.32489 | 0.31879 | 0.31269 | 0.30659 | 0.30049 | 0.29439 | 0.2883 | 0.2822 | 0.2761 | 0.27 | 0.2639 | 0.2578 | 0.2517 | 0.2456 | 0.23951 | 0.23341 | 0.22731 | 0.22121 | 0.21511 | 0.064659 | -9.0931e-06 | -9.0931e-06 | -9.0931e-06 | -9.0931e-06 | -9.0931e-06 | -9.0931e-06 | -9.0931e-06 | -9.0931e-06 | -9.0931e-06 | -9.0931e-06 | -9.0931e-06
Gross-Up Factor | 1.0354 | 1.0354 | 1.0354 | 1.0298 | 1.0298 | 1.0298 | 1.0298 | 1.0298 | 1.0298 | 1.0298 | 1.0298 | 1.0298 | 1.0298 | 1.0298 | 1.0298 | 1.0298 | 1.0298 | 1.0298 | 1.0298 | 1.0298 | 1.0298 | 1.0298 | 1.0298 | 1.0298 | 1.0298 | 1.0298 | 1.0298 | 1.0298 | 1.0298 | 1.0298 | 1.0298 | 1.0298 | 1.0298 | 1.0298 | 1.0298 | 1.0298 | 1.0298 | 1.0298 | 1.0298 | 1.0298 | 1.0298 | 1.0298 | 1.0298 | 1.0298 | 1.0298 | 1.0298 | 1.0298 | 1.0298 | 1.0298 | 1.0298 | 1.0298 | 1.0298 | 1.0298 | 1.0298 | 1.0298 | 1.0298 | 1.0298 | 1.0298 | 1.0298 | 1.0298 | 1.0298 | 1.0298 | 1.0298
Revenue requirement | 0 | 0 | 0.49244 | 0.66126 | 0.64414 | 0.62783 | 0.61227 | 0.59741 | 0.58319 | 0.56957 | 0.55628 | 0.54304 | 0.52979 | 0.51655 | 0.5033 | 0.49006 | 0.47682 | 0.46357 | 0.45033 | 0.43709 | 0.42384 | 0.4106 | 0.3991 | 0.39108 | 0.3848 | 0.37852 | 0.37224 | 0.36596 | 0.35968 | 0.3534 | 0.34712 | 0.34084 | 0.33456 | 0.32828 | 0.322 | 0.31571 | 0.30943 | 0.30315 | 0.29687 | 0.29059 | 0.28431 | 0.27803 | 0.27175 | 0.26547 | 0.25919 | 0.25291 | 0.24663 | 0.24035 | 0.23407 | 0.22779 | 0.22151 | 0.066583 | -9.3637e-06 | -9.3637e-06 | -9.3637e-06 | -9.3637e-06 | -9.3637e-06 | -9.3637e-06 | -9.3637e-06 | -9.3637e-06 | -9.3637e-06 | -9.3637e-06 | -9.3637e-06 | 19.6312
Depreciation Calculations
Tax Depreciation - Federal
Cost of new equipment in service basis | 0 | 0 | 3.8001 | 0 | 0 | 0 | 0 | 0 | 0 | 0 | 0 | 0 | 0 | 0 | 0 | 0 | 0 | 0 | 0 | 0 | 0 | 0 | 0 | 0 | 0 | 0 | 0 | 0 | 0 | 0 | 0 | 0 | 0 | 0 | 0 | 0 | 0 | 0 | 0 | 0 | 0 | 0 | 0 | 0 | 0 | 0 | 0 | 0 | 0 | 0 | 0 | -3.8001 | 0 | 0 | 0 | 0 | 0 | 0 | 0 | 0 | 0
Bonus Depreciation (N/A) | 0 | 0 | 0 | 0 | 0 | 0 | 0 | 0 | 0 | 0 | 0 | 0 | 0 | 0 | 0 | 0 | 0 | 0 | 0 | 0 | 0 | 0 | 0 | 0 | 0 | 0 | 0 | 0 | 0 | 0 | 0 | 0 | 0 | 0 | 0 | 0 | 0 | 0 | 0 | 0 | 0 | 0 | 0 | 0 | 0 | 0 | 0 | 0 | 0 | 0 | 0 | 0 | 0 | 0 | 0 | 0 | 0 | 0 | 0 | 0 | 0
Regular Depreciation basis (Cumulative) | 0 | 0 | 3.8001 | 3.8001 | 3.8001 | 3.8001 | 3.8001 | 3.8001 | 3.8001 | 3.8001 | 3.8001 | 3.8001 | 3.8001 | 3.8001 | 3.8001 | 3.8001 | 3.8001 | 3.8001 | 3.8001 | 3.8001 | 3.8001 | 3.8001 | 3.8001 | 3.8001 | 3.8001 | 3.8001 | 3.8001 | 3.8001 | 3.8001 | 3.8001 | 3.8001 | 3.8001 | 3.8001 | 3.8001 | 3.8001 | 3.8001 | 3.8001 | 3.8001 | 3.8001 | 3.8001 | 3.8001 | 3.8001 | 3.8001 | 3.8001 | 3.8001 | 3.8001 | 3.8001 | 3.8001 | 3.8001 | 3.8001 | 3.8001 | 0 | 0 | 0 | 0 | 0 | 0 | 0 | 0 | 0 | 0 | 0 | 0
RegularDepreciation |  |  | 0.1425 | 0.27433 | 0.25373 | 0.23473 | 0.2171 | 0.20083 | 0.18575 | 0.17184 | 0.16956 | 0.16956 | 0.16956 | 0.16956 | 0.16956 | 0.16956 | 0.16956 | 0.16956 | 0.16956 | 0.16956 | 0.16956 | 0.16956 | 0.084779 | [40 empty] | 3.8003
Total Depreciation for year | 0 | 0 | 0.1425 | 0.27433 | 0.25373 | 0.23473 | 0.2171 | 0.20083 | 0.18575 | 0.17184 | 0.16956 | 0.16956 | 0.16956 | 0.16956 | 0.16956 | 0.16956 | 0.16956 | 0.16956 | 0.16956 | 0.16956 | 0.16956 | 0.16956 | 0.084779 | 0 | 0 | 0 | 0 | 0 | 0 | 0 | 0 | 0 | 0 | 0 | 0 | 0 | 0 | 0 | 0 | 0 | 0 | 0 | 0 | 0 | 0 | 0 | 0 | 0 | 0 | 0 | 0 | 0 | 0 | 0 | 0 | 0 | 0 | 0 | 0 | 0 | 0
Tax Depreciation - State
Cost of new equipment in service basis | 0 | 0 | 3.8001 | 0 | 0 | 0 | 0 | 0 | 0 | 0 | 0 | 0 | 0 | 0 | 0 | 0 | 0 | 0 | 0 | 0 | 0 | 0 | 0 | 0 | 0 | 0 | 0 | 0 | 0 | 0 | 0 | 0 | 0 | 0 | 0 | 0 | 0 | 0 | 0 | 0 | 0 | 0 | 0 | 0 | 0 | 0 | 0 | 0 | 0 | 0 | 0 | -3.8001 | 0 | 0 | 0 | 0 | 0 | 0 | 0 | 0 | 0 | 0 | 0
Bonus Depreciation (N/A) | 0 | 0 | 0 | 0 | 0 | 0 | 0 | 0 | 0 | 0 | 0 | 0 | 0 | 0 | 0 | 0 | 0 | 0 | 0 | 0 | 0 | 0 | 0 | 0 | 0 | 0 | 0 | 0 | 0 | 0 | 0 | 0 | 0 | 0 | 0 | 0 | 0 | 0 | 0 | 0 | 0 | 0 | 0 | 0 | 0 | 0 | 0 | 0 | 0 | 0 | 0 | 0 | 0 | 0 | 0 | 0 | 0 | 0 | 0 | 0 | 0 | 0 | 0
Regular Depreciation basis (Cumulative) | 0 | 0 | 3.8001 | 3.8001 | 3.8001 | 3.8001 | 3.8001 | 3.8001 | 3.8001 | 3.8001 | 3.8001 | 3.8001 | 3.8001 | 3.8001 | 3.8001 | 3.8001 | 3.8001 | 3.8001 | 3.8001 | 3.8001 | 3.8001 | 3.8001 | 3.8001 | 3.8001 | 3.8001 | 3.8001 | 3.8001 | 3.8001 | 3.8001 | 3.8001 | 3.8001 | 3.8001 | 3.8001 | 3.8001 | 3.8001 | 3.8001 | 3.8001 | 3.8001 | 3.8001 | 3.8001 | 3.8001 | 3.8001 | 3.8001 | 3.8001 | 3.8001 | 3.8001 | 3.8001 | 3.8001 | 3.8001 | 3.8001 | 3.8001 | 0 | 0 | 0 | 0 | 0 | 0 | 0 | 0 | 0 | 0 | 0 | 0
RegularDepreciation | 0 | 0 | 0.1425 | 0.27433 | 0.25373 | 0.23473 | 0.2171 | 0.20083 | 0.18575 | 0.17184 | 0.16956 | 0.16956 | 0.16956 | 0.16956 | 0.16956 | 0.16956 | 0.16956 | 0.16956 | 0.16956 | 0.16956 | 0.16956 | 0.16956 | 0.084779 | 0 | 0 | 0 | 0 | 0 | 0 | 0 | 0 | 0 | 0 | 0 | 0 | 0 | 0 | 0 | 0 | 0 | 0 | 0 | 0 | 0 | 0 | 0 | 0 | 0 | 0 | 0 | 0 | 0 | 0 | 0 | 0 | 0 | 0 | 0 | 0 | 0 | 0 | 0 | 0 | 3.8003
Total Depreciation for year | 0 | 0 | 0.1425 | 0.27433 | 0.25373 | 0.23473 | 0.2171 | 0.20083 | 0.18575 | 0.17184 | 0.16956 | 0.16956 | 0.16956 | 0.16956 | 0.16956 | 0.16956 | 0.16956 | 0.16956 | 0.16956 | 0.16956 | 0.16956 | 0.16956 | 0.084779 | 0 | 0 | 0 | 0 | 0 | 0 | 0 | 0 | 0 | 0 | 0 | 0 | 0 | 0 | 0 | 0 | 0 | 0 | 0 | 0 | 0 | 0 | 0 | 0 | 0 | 0 | 0 | 0 | 0 | 0 | 0 | 0 | 0 | 0 | 0 | 0 | 0 | 0 | 0 | 0
Book Depreciation with COR
2014 | 0 | 0 | 0 | 0 | 0 | 0 | 0 | 0 | 0 | 0 | 0 | 0 | 0 | 0 | 0 | 0 | 0 | 0 | 0 | 0 | 0 | 0 | 0 | 0 | 0 | 0 | 0 | 0 | 0 | 0 | 0 | 0 | 0 | 0 | 0 | 0 | 0 | 0 | 0 | 0 | 0 | 0 | 0 | 0 | 0 | 0 | 0 | 0 | 0 | 0 | [13 empty] | 0
2015 |  | 0 | 0 | 0 | 0 | 0 | 0 | 0 | 0 | 0 | 0 | 0 | 0 | 0 | 0 | 0 | 0 | 0 | 0 | 0 | 0 | 0 | 0 | 0 | 0 | 0 | 0 | 0 | 0 | 0 | 0 | 0 | 0 | 0 | 0 | 0 | 0 | 0 | 0 | 0 | 0 | 0 | 0 | 0 | 0 | 0 | 0 | 0 | 0 | 0 | 0 | [12 empty] | 0 | check - total PIS
2016 |  |  | 0.095001 | 0.095001 | 0.095001 | 0.095001 | 0.095001 | 0.095001 | 0.095001 | 0.095001 | 0.095001 | 0.095001 | 0.095001 | 0.095001 | 0.095001 | 0.095001 | 0.095001 | 0.095001 | 0.095001 | 0.095001 | 0.095001 | 0.095001 | 0.095001 | 0.095001 | 0.095001 | 0.095001 | 0.095001 | 0.095001 | 0.095001 | 0.095001 | 0.095001 | 0.095001 | 0.095001 | 0.095001 | 0.095001 | 0.095001 | 0.095001 | 0.095001 | 0.095001 | 0.095001 | 0.095001 | 0.095001 | 0.095001 | 0.095001 | 0.095001 | 0.095001 | 0.095001 | 0.095001 | 0.095001 | 0.095001 | 0.095001 | 0.095001 | [11 empty] | 4.7501 | 4.7501
2017 |  |  |  | 0 | 0 | 0 | 0 | 0 | 0 | 0 | 0 | 0 | 0 | 0 | 0 | 0 | 0 | 0 | 0 | 0 | 0 | 0 | 0 | 0 | 0 | 0 | 0 | 0 | 0 | 0 | 0 | 0 | 0 | 0 | 0 | 0 | 0 | 0 | 0 | 0 | 0 | 0 | 0 | 0 | 0 | 0 | 0 | 0 | 0 | 0 | 0 | 0 | 0 | [10 empty] | 0 | 0
2018 |  |  |  |  | 0 | 0 | 0 | 0 | 0 | 0 | 0 | 0 | 0 | 0 | 0 | 0 | 0 | 0 | 0 | 0 | 0 | 0 | 0 | 0 | 0 | 0 | 0 | 0 | 0 | 0 | 0 | 0 | 0 | 0 | 0 | 0 | 0 | 0 | 0 | 0 | 0 | 0 | 0 | 0 | 0 | 0 | 0 | 0 | 0 | 0 | 0 | 0 | 0 | 0 | [9 empty] | 0
2019 | [5 empty] | 0 | 0 | 0 | 0 | 0 | 0 | 0 | 0 | 0 | 0 | 0 | 0 | 0 | 0 | 0 | 0 | 0 | 0 | 0 | 0 | 0 | 0 | 0 | 0 | 0 | 0 | 0 | 0 | 0 | 0 | 0 | 0 | 0 | 0 | 0 | 0 | 0 | 0 | 0 | 0 | 0 | 0 | 0 | 0 | 0 | 0 | 0 | 0 | 0 | 0 | [8 empty] | 0 | 0
2020 | [6 empty] | 0 | 0 | 0 | 0 | 0 | 0 | 0 | 0 | 0 | 0 | 0 | 0 | 0 | 0 | 0 | 0 | 0 | 0 | 0 | 0 | 0 | 0 | 0 | 0 | 0 | 0 | 0 | 0 | 0 | 0 | 0 | 0 | 0 | 0 | 0 | 0 | 0 | 0 | 0 | 0 | 0 | 0 | 0 | 0 | 0 | 0 | 0 | 0 | 0 | 0 | [7 empty] | 0
2021 | [7 empty] | 0 | 0 | 0 | 0 | 0 | 0 | 0 | 0 | 0 | 0 | 0 | 0 | 0 | 0 | 0 | 0 | 0 | 0 | 0 | 0 | 0 | 0 | 0 | 0 | 0 | 0 | 0 | 0 | 0 | 0 | 0 | 0 | 0 | 0 | 0 | 0 | 0 | 0 | 0 | 0 | 0 | 0 | 0 | 0 | 0 | 0 | 0 | 0 | 0 | 0 | [6 empty] | 0
2022 | [8 empty] | 0 | 0 | 0 | 0 | 0 | 0 | 0 | 0 | 0 | 0 | 0 | 0 | 0 | 0 | 0 | 0 | 0 | 0 | 0 | 0 | 0 | 0 | 0 | 0 | 0 | 0 | 0 | 0 | 0 | 0 | 0 | 0 | 0 | 0 | 0 | 0 | 0 | 0 | 0 | 0 | 0 | 0 | 0 | 0 | 0 | 0 | 0 | 0 | 0 | 0 | [5 empty] | 0
2023 | [9 empty] | 0 | 0 | 0 | 0 | 0 | 0 | 0 | 0 | 0 | 0 | 0 | 0 | 0 | 0 | 0 | 0 | 0 | 0 | 0 | 0 | 0 | 0 | 0 | 0 | 0 | 0 | 0 | 0 | 0 | 0 | 0 | 0 | 0 | 0 | 0 | 0 | 0 | 0 | 0 | 0 | 0 | 0 | 0 | 0 | 0 | 0 | 0 | 0 | 0 | 0 |  |  |  |  | 0
2024 | [10 empty] | 0 | 0 | 0 | 0 | 0 | 0 | 0 | 0 | 0 | 0 | 0 | 0 | 0 | 0 | 0 | 0 | 0 | 0 | 0 | 0 | 0 | 0 | 0 | 0 | 0 | 0 | 0 | 0 | 0 | 0 | 0 | 0 | 0 | 0 | 0 | 0 | 0 | 0 | 0 | 0 | 0 | 0 | 0 | 0 | 0 | 0 | 0 | 0 | 0 | 0 |  |  |  | 0 | 0
2025 | [11 empty] | 0 | 0 | 0 | 0 | 0 | 0 | 0 | 0 | 0 | 0 | 0 | 0 | 0 | 0 | 0 | 0 | 0 | 0 | 0 | 0 | 0 | 0 | 0 | 0 | 0 | 0 | 0 | 0 | 0 | 0 | 0 | 0 | 0 | 0 | 0 | 0 | 0 | 0 | 0 | 0 | 0 | 0 | 0 | 0 | 0 | 0 | 0 | 0 | 0 | 0 |  |  | 0
2026 | [12 empty] | 0 | 0 | 0 | 0 | 0 | 0 | 0 | 0 | 0 | 0 | 0 | 0 | 0 | 0 | 0 | 0 | 0 | 0 | 0 | 0 | 0 | 0 | 0 | 0 | 0 | 0 | 0 | 0 | 0 | 0 | 0 | 0 | 0 | 0 | 0 | 0 | 0 | 0 | 0 | 0 | 0 | 0 | 0 | 0 | 0 | 0 | 0 | 0 | 0 | 0 |  | 0
| 0 | 0 | 0.095001 | 0.095001 | 0.095001 | 0.095001 | 0.095001 | 0.095001 | 0.095001 | 0.095001 | 0.095001 | 0.095001 | 0.095001 | 0.095001 | 0.095001 | 0.095001 | 0.095001 | 0.095001 | 0.095001 | 0.095001 | 0.095001 | 0.095001 | 0.095001 | 0.095001 | 0.095001 | 0.095001 | 0.095001 | 0.095001 | 0.095001 | 0.095001 | 0.095001 | 0.095001 | 0.095001 | 0.095001 | 0.095001 | 0.095001 | 0.095001 | 0.095001 | 0.095001 | 0.095001 | 0.095001 | 0.095001 | 0.095001 | 0.095001 | 0.095001 | 0.095001 | 0.095001 | 0.095001 | 0.095001 | 0.095001 | 0.095001 | 0.095001 | 0 | 0 | 0 | 0 | 0 | 0 | 0 | 0 | 0 | 0 | 0 | 4.7501
Book Depreciation- excl. Salvage
2014 | 0 | 0 | 0 | 0 | 0 | 0 | 0 | 0 | 0 | 0 | 0 | 0 | 0 | 0 | 0 | 0 | 0 | 0 | 0 | 0 | 0 | 0 | 0 | 0 | 0 |  |  | 0 | 0 | 0 | 0 | 0 | 0 | 0 | 0 | 0 | 0 | 0 | 0 | 0 | 0 | 0 | 0 | 0 | 0 | 0 | 0 | 0 | 0 | 0 | 0 | 0 | [11 empty] | 0
2015 |  | 0 | 0 | 0 | 0 | 0 | 0 | 0 | 0 | 0 | 0 | 0 | 0 | 0 | 0 | 0 | 0 | 0 | 0 | 0 | 0 | 0 | 0 | 0 | 0 | 0 |  | 0 | 0 | 0 | 0 | 0 | 0 | 0 | 0 | 0 | 0 | 0 | 0 | 0 | 0 | 0 | 0 | 0 | 0 | 0 | 0 | 0 | 0 | 0 | 0 | 0 | [11 empty] | 0 | check - total PIS
2016 |  |  | 0.076001 | 0.076001 | 0.076001 | 0.076001 | 0.076001 | 0.076001 | 0.076001 | 0.076001 | 0.076001 | 0.076001 | 0.076001 | 0.076001 | 0.076001 | 0.076001 | 0.076001 | 0.076001 | 0.076001 | 0.076001 | 0.076001 | 0.076001 | 0.076001 | 0.076001 | 0.076001 | 0.076001 | 0.076001 | 0.076001 | 0.076001 | 0.076001 | 0.076001 | 0.076001 | 0.076001 | 0.076001 | 0.076001 | 0.076001 | 0.076001 | 0.076001 | 0.076001 | 0.076001 | 0.076001 | 0.076001 | 0.076001 | 0.076001 | 0.076001 | 0.076001 | 0.076001 | 0.076001 | 0.076001 | 0.076001 | 0.076001 | 0.076001 | [11 empty] | 3.8001 | 3.8001
2017 |  |  |  | 0 | 0 | 0 | 0 | 0 | 0 | 0 | 0 | 0 | 0 | 0 | 0 | 0 | 0 | 0 | 0 | 0 | 0 | 0 | 0 | 0 | 0 | 0 | 0 | 0 | 0 | 0 | 0 | 0 | 0 | 0 | 0 | 0 | 0 | 0 | 0 | 0 | 0 | 0 | 0 | 0 | 0 | 0 | 0 | 0 | 0 | 0 | 0 | 0 | 0 | [10 empty] | 0 | 0
2018 |  |  |  |  | 0 | 0 | 0 | 0 | 0 | 0 | 0 | 0 | 0 | 0 | 0 | 0 | 0 | 0 | 0 | 0 | 0 | 0 | 0 | 0 | 0 | 0 | 0 | 0 | 0 | 0 | 0 | 0 | 0 | 0 | 0 | 0 | 0 | 0 | 0 | 0 | 0 | 0 | 0 | 0 | 0 | 0 | 0 | 0 | 0 | 0 | 0 | 0 | 0 | 0 | [9 empty] | 0
2019 | [5 empty] | 0 | 0 | 0 | 0 | 0 | 0 | 0 | 0 | 0 | 0 | 0 | 0 | 0 | 0 | 0 | 0 | 0 | 0 | 0 | 0 | 0 | 0 | 0 | 0 | 0 | 0 | 0 | 0 | 0 | 0 | 0 | 0 | 0 | 0 | 0 | 0 | 0 | 0 | 0 | 0 | 0 | 0 | 0 | 0 | 0 | 0 | 0 | 0 | 0 | 0 | [8 empty] | 0 | 0
2020 | [6 empty] | 0 | 0 | 0 | 0 | 0 | 0 | 0 | 0 | 0 | 0 | 0 | 0 | 0 | 0 | 0 | 0 | 0 | 0 | 0 | 0 | 0 | 0 | 0 | 0 | 0 | 0 | 0 | 0 | 0 | 0 | 0 | 0 | 0 | 0 | 0 | 0 | 0 | 0 | 0 | 0 | 0 | 0 | 0 | 0 | 0 | 0 | 0 | 0 | 0 | 0 | [7 empty] | 0
2021 | [7 empty] | 0 | 0 | 0 | 0 | 0 | 0 | 0 | 0 | 0 | 0 | 0 | 0 | 0 | 0 | 0 | 0 | 0 | 0 | 0 | 0 | 0 | 0 | 0 | 0 | 0 | 0 | 0 | 0 | 0 | 0 | 0 | 0 | 0 | 0 | 0 | 0 | 0 | 0 | 0 | 0 | 0 | 0 | 0 | 0 | 0 | 0 | 0 | 0 | 0 | 0 | [6 empty] | 0
2022 | [8 empty] | 0 | 0 | 0 | 0 | 0 | 0 | 0 | 0 | 0 | 0 | 0 | 0 | 0 | 0 | 0 | 0 | 0 | 0 | 0 | 0 | 0 | 0 | 0 | 0 | 0 | 0 | 0 | 0 | 0 | 0 | 0 | 0 | 0 | 0 | 0 | 0 | 0 | 0 | 0 | 0 | 0 | 0 | 0 | 0 | 0 | 0 | 0 | 0 | 0 | 0 | [5 empty] | 0
2023 | [9 empty] | 0 | 0 | 0 | 0 | 0 | 0 | 0 | 0 | 0 | 0 | 0 | 0 | 0 | 0 | 0 | 0 | 0 | 0 | 0 | 0 | 0 | 0 | 0 | 0 | 0 | 0 | 0 | 0 | 0 | 0 | 0 | 0 | 0 | 0 | 0 | 0 | 0 | 0 | 0 | 0 | 0 | 0 | 0 | 0 | 0 | 0 | 0 | 0 | 0 | 0 |  |  |  |  | 0
2024 | [10 empty] | 0 | 0 | 0 | 0 | 0 | 0 | 0 | 0 | 0 | 0 | 0 | 0 | 0 | 0 | 0 | 0 | 0 | 0 | 0 | 0 | 0 | 0 | 0 | 0 | 0 | 0 | 0 | 0 | 0 | 0 | 0 | 0 | 0 | 0 | 0 | 0 | 0 | 0 | 0 | 0 | 0 | 0 | 0 | 0 | 0 | 0 | 0 | 0 | 0 | 0 |  |  |  | 0 | 0
2025 | [11 empty] | 0 | 0 | 0 | 0 | 0 | 0 | 0 | 0 | 0 | 0 | 0 | 0 | 0 | 0 | 0 | 0 | 0 | 0 | 0 | 0 | 0 | 0 | 0 | 0 | 0 | 0 | 0 | 0 | 0 | 0 | 0 | 0 | 0 | 0 | 0 | 0 | 0 | 0 | 0 | 0 | 0 | 0 | 0 | 0 | 0 | 0 | 0 | 0 | 0 | 0 |  |  | 0
2026 | [12 empty] | 0 | 0 | 0 | 0 | 0 | 0 | 0 | 0 | 0 | 0 | 0 | 0 | 0 | 0 | 0 | 0 | 0 | 0 | 0 | 0 | 0 | 0 | 0 | 0 | 0 | 0 | 0 | 0 | 0 | 0 | 0 | 0 | 0 | 0 | 0 | 0 | 0 | 0 | 0 | 0 | 0 | 0 | 0 | 0 | 0 | 0 | 0 | 0 | 0 | 0 |  | 0 | 0
| 0 | 0 | 0.076001 | 0.076001 | 0.076001 | 0.076001 | 0.076001 | 0.076001 | 0.076001 | 0.076001 | 0.076001 | 0.076001 | 0.076001 | 0.076001 | 0.076001 | 0.076001 | 0.076001 | 0.076001 | 0.076001 | 0.076001 | 0.076001 | 0.076001 | 0.076001 | 0.076001 | 0.076001 | 0.076001 | 0.076001 | 0.076001 | 0.076001 | 0.076001 | 0.076001 | 0.076001 | 0.076001 | 0.076001 | 0.076001 | 0.076001 | 0.076001 | 0.076001 | 0.076001 | 0.076001 | 0.076001 | 0.076001 | 0.076001 | 0.076001 | 0.076001 | 0.076001 | 0.076001 | 0.076001 | 0.076001 | 0.076001 | 0.076001 | 0.076001 | 0 | 0 | 0 | 0 | 0 | 0 | 0 | 0 | 0 | 0 | 0 | 3.8001
Note on A50: Lee, Betty: rate base does not include CWIP b/c the CapEx dollars include an AFUDC component in it already

## 4b-2017
Project No. | 4b
Project Desc. | Glendale 5th Transformer
Book Life | 50
Tax Life | 20N
Salvage Rate | -25%
| 2014 | 2015 | 2016 | 2017 | 2018 | 2019 | 2020 | 2021 | 2022 | 2023 | 2024 | 2025 | 2026 | 2027 | 2028 | 2029 | 2030 | 2031 | 2032 | 2033 | 2034 | 2035 | 2036 | 2037 | 2038 | 2039 | 2040 | 2041 | 2042 | 2043 | 2044 | 2045 | 2046 | 2047 | 2048 | 2049 | 2050 | 2051 | 2052 | 2053 | 2054 | 2055 | 2056 | 2057 | 2058 | 2059 | 2060 | 2061 | 2062 | 2063 | 2064 | 2065 | 2066 | 2067 | 2068 | 2069 | 2070 | 2071 | 2072 | 2073 | 2074 | 2075 | 2076
Closing to Plant (Y/N) | N | N | N | N | N | Y | N | N | N | N | N | N | N | N | N | N | N | N | N | N | N | N | N | N | N | N | N | N | N | N | N | N | N | N | N | N | N | N | N | N | N | N | N | N | N | N | N | N | N | N | N | N | N | N | N | N | N | N | N | N | N | N | N | Total
CWIP
Beginning of Period | 0 | 0 | 0 | 0 | 0 | 0 | 0 | 0 | 0 | 0 | 0 | 0 | 0 | 0 | 0 | 0 | 0 | 0 | 0 | 0 | 0 | 0 | 0 | 0 | 0 | 0 | 0 | 0 | 0 | 0 | 0 | 0 | 0 | 0 | 0 | 0 | 0 | 0 | 0 | 0 | 0 | 0 | 0 | 0 | 0 | 0 | 0 | 0 | 0 | 0 | 0 | 0 | 0 | 0 | 0 | 0 | 0 | 0 | 0 | 0 | 0 | 0 | 0
Activity
Capex | 0 | 0 | 0 | 0 | 0 | 0 | 0 | 0 | 0 | 0 | 0 | 0 | 0 | [50 empty] | 0
Closings to Plant |  |  | 0 | [60 empty] | 0
End of Period | 0 | 0 | 0 | 0 | 0 | 0 | 0 | 0 | 0 | 0 | 0 | 0 | 0 | 0 | 0 | 0 | 0 | 0 | 0 | 0 | 0 | 0 | 0 | 0 | 0 | 0 | 0 | 0 | 0 | 0 | 0 | 0 | 0 | 0 | 0 | 0 | 0 | 0 | 0 | 0 | 0 | 0 | 0 | 0 | 0 | 0 | 0 | 0 | 0 | 0 | 0 | 0 | 0 | 0 | 0 | 0 | 0 | 0 | 0 | 0 | 0 | 0 | 0
Average | 0 | 0 | 0 | 0 | 0 | 0 | 0 | 0 | 0 | 0 | 0 | 0 | 0 | 0 | 0 | 0 | 0 | 0 | 0 | 0 | 0 | 0 | 0 | 0 | 0 | 0 | 0 | 0 | 0 | 0 | 0 | 0 | 0 | 0 | 0 | 0 | 0 | 0 | 0 | 0 | 0 | 0 | 0 | 0 | 0 | 0 | 0 | 0 | 0 | 0 | 0 | 0 | 0 | 0 | 0 | 0 | 0 | 0 | 0 | 0 | 0 | 0 | 0
Plant in Service
Beginning of Period | 0 | 0 | 0 | 0 | 0 | 0 | 0 | 0 | 0 | 0 | 0 | 0 | 0 | 0 | 0 | 0 | 0 | 0 | 0 | 0 | 0 | 0 | 0 | 0 | 0 | 0 | 0 | 0 | 0 | 0 | 0 | 0 | 0 | 0 | 0 | 0 | 0 | 0 | 0 | 0 | 0 | 0 | 0 | 0 | 0 | 0 | 0 | 0 | 0 | 0 | 0 | 0 | 0 | 0 | 0 | 0 | 0 | 0 | 0 | 0 | 0 | 0 | 0
Activity | 0 | 0 | 0 | 0 | 0 | 0 | 0 | 0 | 0 | 0 | 0 | 0 | 0 | 0 | 0 | 0 | 0 | 0 | 0 | 0 | 0 | 0 | 0 | 0 | 0 | 0 | 0 | 0 | 0 | 0 | 0 | 0 | 0 | 0 | 0 | 0 | 0 | 0 | 0 | 0 | 0 | 0 | 0 | 0 | 0 | 0 | 0 | 0 | 0 | 0 | 0 | 0 | 0 | 0 | 0 | 0 | 0 | 0 | 0 | 0 | 0 | 0 | 0 | 0
End of Period | 0 | 0 | 0 | 0 | 0 | 0 | 0 | 0 | 0 | 0 | 0 | 0 | 0 | 0 | 0 | 0 | 0 | 0 | 0 | 0 | 0 | 0 | 0 | 0 | 0 | 0 | 0 | 0 | 0 | 0 | 0 | 0 | 0 | 0 | 0 | 0 | 0 | 0 | 0 | 0 | 0 | 0 | 0 | 0 | 0 | 0 | 0 | 0 | 0 | 0 | 0 | 0 | 0 | 0 | 0 | 0 | 0 | 0 | 0 | 0 | 0 | 0 | 0
Average | 0 | 0 | 0 | 0 | 0 | 0 | 0 | 0 | 0 | 0 | 0 | 0 | 0 | 0 | 0 | 0 | 0 | 0 | 0 | 0 | 0 | 0 | 0 | 0 | 0 | 0 | 0 | 0 | 0 | 0 | 0 | 0 | 0 | 0 | 0 | 0 | 0 | 0 | 0 | 0 | 0 | 0 | 0 | 0 | 0 | 0 | 0 | 0 | 0 | 0 | 0 | 0 | 0 | 0 | 0 | 0 | 0 | 0 | 0 | 0 | 0 | 0 | 0
Tax Depreciation
Beginning of Period | 0 | 0 | 0 | 0 | 0 | 0 | 0 | 0 | 0 | 0 | 0 | 0 | 0 | 0 | 0 | 0 | 0 | 0 | 0 | 0 | 0 | 0 | 0 | 0 | 0 | 0 | 0 | 0 | 0 | 0 | 0 | 0 | 0 | 0 | 0 | 0 | 0 | 0 | 0 | 0 | 0 | 0 | 0 | 0 | 0 | 0 | 0 | 0 | 0 | 0 | 0 | 0 | 0 | 0 | 0 | 0 | 0 | 0 | 0 | 0 | 0 | 0 | 0
Federal | 0 | 0 | 0 | 0 | 0 | 0 | 0 | 0 | 0 | 0 | 0 | 0 | 0 | 0 | 0 | 0 | 0 | 0 | 0 | 0 | 0 | 0 | 0 | 0 | 0 | 0 | 0 | 0 | 0 | 0 | 0 | 0 | 0 | 0 | 0 | 0 | 0 | 0 | 0 | 0 | 0 | 0 | 0 | 0 | 0 | 0 | 0 | 0 | 0 | 0 | 0 | 0 | 0 | 0 | 0 | 0 | 0 | 0 | 0 | 0 | 0 | 0 | 0 | 0
State | 0 | 0 | 0 | 0 | 0 | 0 | 0 | 0 | 0 | 0 | 0 | 0 | 0 | 0 | 0 | 0 | 0 | 0 | 0 | 0 | 0 | 0 | 0 | 0 | 0 | 0 | 0 | 0 | 0 | 0 | 0 | 0 | 0 | 0 | 0 | 0 | 0 | 0 | 0 | 0 | 0 | 0 | 0 | 0 | 0 | 0 | 0 | 0 | 0 | 0 | 0 | 0 | 0 | 0 | 0 | 0 | 0 | 0 | 0 | 0 | 0 | 0 | 0 | 0
End of Period | 0 | 0 | 0 | 0 | 0 | 0 | 0 | 0 | 0 | 0 | 0 | 0 | 0 | 0 | 0 | 0 | 0 | 0 | 0 | 0 | 0 | 0 | 0 | 0 | 0 | 0 | 0 | 0 | 0 | 0 | 0 | 0 | 0 | 0 | 0 | 0 | 0 | 0 | 0 | 0 | 0 | 0 | 0 | 0 | 0 | 0 | 0 | 0 | 0 | 0 | 0 | 0 | 0 | 0 | 0 | 0 | 0 | 0 | 0 | 0 | 0 | 0 | 0
Average | 0 | 0 | 0 | 0 | 0 | 0 | 0 | 0 | 0 | 0 | 0 | 0 | 0 | 0 | 0 | 0 | 0 | 0 | 0 | 0 | 0 | 0 | 0 | 0 | 0 | 0 | 0 | 0 | 0 | 0 | 0 | 0 | 0 | 0 | 0 | 0 | 0 | 0 | 0 | 0 | 0 | 0 | 0 | 0 | 0 | 0 | 0 | 0 | 0 | 0 | 0 | 0 | 0 | 0 | 0 | 0 | 0 | 0 | 0 | 0 | 0 | 0 | 0
Book Depreciation with COR
Beginning of Period | 0 | 0 | 0 | 0 | 0 | 0 | 0 | 0 | 0 | 0 | 0 | 0 | 0 | 0 | 0 | 0 | 0 | 0 | 0 | 0 | 0 | 0 | 0 | 0 | 0 | 0 | 0 | 0 | 0 | 0 | 0 | 0 | 0 | 0 | 0 | 0 | 0 | 0 | 0 | 0 | 0 | 0 | 0 | 0 | 0 | 0 | 0 | 0 | 0 | 0 | 0 | 0 | 0 | 0 | 0 | 0 | 0 | 0 | 0 | 0 | 0 | 0 | 0
Activity | 0 | 0 | 0 | 0 | 0 | 0 | 0 | 0 | 0 | 0 | 0 | 0 | 0 | 0 | 0 | 0 | 0 | 0 | 0 | 0 | 0 | 0 | 0 | 0 | 0 | 0 | 0 | 0 | 0 | 0 | 0 | 0 | 0 | 0 | 0 | 0 | 0 | 0 | 0 | 0 | 0 | 0 | 0 | 0 | 0 | 0 | 0 | 0 | 0 | 0 | 0 | 0 | 0 | 0 | 0 | 0 | 0 | 0 | 0 | 0 | 0 | 0 | 0 | 0
Book Depreciation Related to Retired PIS | [49 empty] | 0 | 0 | 0 | 0 | 0 | 0 | 0 | 0 | 0 | 0 | 0 | 0 | 0 |  | 0
End of Period | 0 | 0 | 0 | 0 | 0 | 0 | 0 | 0 | 0 | 0 | 0 | 0 | 0 | 0 | 0 | 0 | 0 | 0 | 0 | 0 | 0 | 0 | 0 | 0 | 0 | 0 | 0 | 0 | 0 | 0 | 0 | 0 | 0 | 0 | 0 | 0 | 0 | 0 | 0 | 0 | 0 | 0 | 0 | 0 | 0 | 0 | 0 | 0 | 0 | 0 | 0 | 0 | 0 | 0 | 0 | 0 | 0 | 0 | 0 | 0 | 0 | 0 | 0
Average | 0 | 0 | 0 | 0 | 0 | 0 | 0 | 0 | 0 | 0 | 0 | 0 | 0 | 0 | 0 | 0 | 0 | 0 | 0 | 0 | 0 | 0 | 0 | 0 | 0 | 0 | 0 | 0 | 0 | 0 | 0 | 0 | 0 | 0 | 0 | 0 | 0 | 0 | 0 | 0 | 0 | 0 | 0 | 0 | 0 | 0 | 0 | 0 | 0 | 0 | 0 | 0 | 0 | 0 | 0 | 0 | 0 | 0 | 0 | 0 | 0 | 0 | 0
Federal Deferred Tax Balance, Net of Tax
Beginning of Period | 0 | 0 | 0 | 0 | 0 | 0 | 0 | 0 | 0 | 0 | 0 | 0 | 0 | 0 | 0 | 0 | 0 | 0 | 0 | 0 | 0 | 0 | 0 | 0 | 0 | 0 | 0 | 0 | 0 | 0 | 0 | 0 | 0 | 0 | 0 | 0 | 0 | 0 | 0 | 0 | 0 | 0 | 0 | 0 | 0 | 0 | 0 | 0 | 0 | 0 | 0 | 0 | 0 | 0 | 0 | 0 | 0 | 0 | 0 | 0 | 0 | 0 | 0
Activity | 0 | 0 | 0 | 0 | 0 | 0 | 0 | 0 | 0 | 0 | 0 | 0 | 0 | 0 | 0 | 0 | 0 | 0 | 0 | 0 | 0 | 0 | 0 | 0 | 0 | 0 | 0 | 0 | 0 | 0 | 0 | 0 | 0 | 0 | 0 | 0 | 0 | 0 | 0 | 0 | 0 | 0 | 0 | 0 | 0 | 0 | 0 | 0 | 0 | 0 | 0 | 0 | 0 | 0 | 0 | 0 | 0 | 0 | 0 | 0 | 0 | 0 | 0 | 0
End of Period | 0 | 0 | 0 | 0 | 0 | 0 | 0 | 0 | 0 | 0 | 0 | 0 | 0 | 0 | 0 | 0 | 0 | 0 | 0 | 0 | 0 | 0 | 0 | 0 | 0 | 0 | 0 | 0 | 0 | 0 | 0 | 0 | 0 | 0 | 0 | 0 | 0 | 0 | 0 | 0 | 0 | 0 | 0 | 0 | 0 | 0 | 0 | 0 | 0 | 0 | 0 | 0 | 0 | 0 | 0 | 0 | 0 | 0 | 0 | 0 | 0 | 0 | 0
Average | 0 | 0 | 0 | 0 | 0 | 0 | 0 | 0 | 0 | 0 | 0 | 0 | 0 | 0 | 0 | 0 | 0 | 0 | 0 | 0 | 0 | 0 | 0 | 0 | 0 | 0 | 0 | 0 | 0 | 0 | 0 | 0 | 0 | 0 | 0 | 0 | 0 | 0 | 0 | 0 | 0 | 0 | 0 | 0 | 0 | 0 | 0 | 0 | 0 | 0 | 0 | 0 | 0 | 0 | 0 | 0 | 0 | 0 | 0 | 0 | 0 | 0 | 0
State Deferred Tax Balance
Beginning of Period | 0 | 0 | 0 | 0 | 0 | 0 | 0 | 0 | 0 | 0 | 0 | 0 | 0 | 0 | 0 | 0 | 0 | 0 | 0 | 0 | 0 | 0 | 0 | 0 | 0 | 0 | 0 | 0 | 0 | 0 | 0 | 0 | 0 | 0 | 0 | 0 | 0 | 0 | 0 | 0 | 0 | 0 | 0 | 0 | 0 | 0 | 0 | 0 | 0 | 0 | 0 | 0 | 0 | 0 | 0 | 0 | 0 | 0 | 0 | 0 | 0 | 0 | 0
Activity | 0 | 0 | 0 | 0 | 0 | 0 | 0 | 0 | 0 | 0 | 0 | 0 | 0 | 0 | 0 | 0 | 0 | 0 | 0 | 0 | 0 | 0 | 0 | 0 | 0 | 0 | 0 | 0 | 0 | 0 | 0 | 0 | 0 | 0 | 0 | 0 | 0 | 0 | 0 | 0 | 0 | 0 | 0 | 0 | 0 | 0 | 0 | 0 | 0 | 0 | 0 | 0 | 0 | 0 | 0 | 0 | 0 | 0 | 0 | 0 | 0 | 0 | 0 | 0
End of Period | 0 | 0 | 0 | 0 | 0 | 0 | 0 | 0 | 0 | 0 | 0 | 0 | 0 | 0 | 0 | 0 | 0 | 0 | 0 | 0 | 0 | 0 | 0 | 0 | 0 | 0 | 0 | 0 | 0 | 0 | 0 | 0 | 0 | 0 | 0 | 0 | 0 | 0 | 0 | 0 | 0 | 0 | 0 | 0 | 0 | 0 | 0 | 0 | 0 | 0 | 0 | 0 | 0 | 0 | 0 | 0 | 0 | 0 | 0 | 0 | 0 | 0 | 0
Average | 0 | 0 | 0 | 0 | 0 | 0 | 0 | 0 | 0 | 0 | 0 | 0 | 0 | 0 | 0 | 0 | 0 | 0 | 0 | 0 | 0 | 0 | 0 | 0 | 0 | 0 | 0 | 0 | 0 | 0 | 0 | 0 | 0 | 0 | 0 | 0 | 0 | 0 | 0 | 0 | 0 | 0 | 0 | 0 | 0 | 0 | 0 | 0 | 0 | 0 | 0 | 0 | 0 | 0 | 0 | 0 | 0 | 0 | 0 | 0 | 0 | 0 | 0
Net Rate Base - Average | 0 | 0 | 0 | 0 | 0 | 0 | 0 | 0 | 0 | 0 | 0 | 0 | 0 | 0 | 0 | 0 | 0 | 0 | 0 | 0 | 0 | 0 | 0 | 0 | 0 | 0 | 0 | 0 | 0 | 0 | 0 | 0 | 0 | 0 | 0 | 0 | 0 | 0 | 0 | 0 | 0 | 0 | 0 | 0 | 0 | 0 | 0 | 0 | 0 | 0 | 0 | 0 | 0 | 0 | 0 | 0 | 0 | 0 | 0 | 0 | 0 | 0 | 0
EXPENSES
Income Tax - Removal Cost | 0 | 0 | 0 | 0 | 0 | 0 | 0 | 0 | 0 | 0 | 0 | 0 | 0 | 0 | 0 | 0 | 0 | 0 | 0 | 0 | 0 | 0 | 0 | 0 | 0 | 0 | 0 | 0 | 0 | 0 | 0 | 0 | 0 | 0 | 0 | 0 | 0 | 0 | 0 | 0 | 0 | 0 | 0 | 0 | 0 | 0 | 0 | 0 | 0 | 0 | 0 | 0 | 0 | 0 | 0 | 0 | 0 | 0 | 0 | 0 | 0 | 0 | 0 | 0
Book Depreciation | 0 | 0 | 0 | 0 | 0 | 0 | 0 | 0 | 0 | 0 | 0 | 0 | 0 | 0 | 0 | 0 | 0 | 0 | 0 | 0 | 0 | 0 | 0 | 0 | 0 | 0 | 0 | 0 | 0 | 0 | 0 | 0 | 0 | 0 | 0 | 0 | 0 | 0 | 0 | 0 | 0 | 0 | 0 | 0 | 0 | 0 | 0 | 0 | 0 | 0 | 0 | 0 | 0 | 0 | 0 | 0 | 0 | 0 | 0 | 0 | 0 | 0 | 0 | 0
Property Taxes | 0 | 0 | 0 | 0 | 0 | 0 | 0 | 0 | 0 | 0 | 0 | 0 | 0 | 0 | 0 | 0 | 0 | 0 | 0 | 0 | 0 | 0 | 0 | 0 | 0 | 0 | 0 | 0 | 0 | 0 | 0 | 0 | 0 | 0 | 0 | 0 | 0 | 0 | 0 | 0 | 0 | 0 | 0 | 0 | 0 | 0 | 0 | 0 | 0 | 0 | 0 | 0 | 0 | 0 | 0 | 0 | 0 | 0 | 0 | 0 | 0 | 0 | 0 | 0
Total Expenses | 0 | 0 | 0 | 0 | 0 | 0 | 0 | 0 | 0 | 0 | 0 | 0 | 0 | 0 | 0 | 0 | 0 | 0 | 0 | 0 | 0 | 0 | 0 | 0 | 0 | 0 | 0 | 0 | 0 | 0 | 0 | 0 | 0 | 0 | 0 | 0 | 0 | 0 | 0 | 0 | 0 | 0 | 0 | 0 | 0 | 0 | 0 | 0 | 0 | 0 | 0 | 0 | 0 | 0 | 0 | 0 | 0 | 0 | 0 | 0 | 0 | 0 | 0 | 0
REVENUE REQUIREMENT
Net Rate Base | 0 | 0 | 0 | 0 | 0 | 0 | 0 | 0 | 0 | 0 | 0 | 0 | 0 | 0 | 0 | 0 | 0 | 0 | 0 | 0 | 0 | 0 | 0 | 0 | 0 | 0 | 0 | 0 | 0 | 0 | 0 | 0 | 0 | 0 | 0 | 0 | 0 | 0 | 0 | 0 | 0 | 0 | 0 | 0 | 0 | 0 | 0 | 0 | 0 | 0 | 0 | 0 | 0 | 0 | 0 | 0 | 0 | 0 | 0 | 0 | 0 | 0 | 0 | 0
ROR | 9.98% | 9.98% | 9.7% | 9.61% | 9.61% | 9.61% | 9.61% | 9.61% | 9.61% | 9.61% | 9.61% | 9.61% | 9.61% | 9.61% | 9.61% | 9.61% | 9.61% | 9.61% | 9.61% | 9.61% | 9.61% | 9.61% | 9.61% | 9.61% | 9.61% | 9.61% | 9.61% | 9.61% | 9.61% | 9.61% | 9.61% | 9.61% | 9.61% | 9.61% | 9.61% | 9.61% | 9.61% | 9.61% | 9.61% | 9.61% | 9.61% | 9.61% | 9.61% | 9.61% | 9.61% | 9.61% | 9.61% | 9.61% | 9.61% | 9.61% | 9.61% | 9.61% | 9.61% | 9.61% | 9.61% | 9.61% | 9.61% | 9.61% | 9.61% | 9.61% | 9.61% | 9.61% | 9.61%
Earnings Base | 0 | 0 | 0 | 0 | 0 | 0 | 0 | 0 | 0 | 0 | 0 | 0 | 0 | 0 | 0 | 0 | 0 | 0 | 0 | 0 | 0 | 0 | 0 | 0 | 0 | 0 | 0 | 0 | 0 | 0 | 0 | 0 | 0 | 0 | 0 | 0 | 0 | 0 | 0 | 0 | 0 | 0 | 0 | 0 | 0 | 0 | 0 | 0 | 0 | 0 | 0 | 0 | 0 | 0 | 0 | 0 | 0 | 0 | 0 | 0 | 0 | 0 | 0
Earnings - Expense | 0 | 0 | 0 | 0 | 0 | 0 | 0 | 0 | 0 | 0 | 0 | 0 | 0 | 0 | 0 | 0 | 0 | 0 | 0 | 0 | 0 | 0 | 0 | 0 | 0 | 0 | 0 | 0 | 0 | 0 | 0 | 0 | 0 | 0 | 0 | 0 | 0 | 0 | 0 | 0 | 0 | 0 | 0 | 0 | 0 | 0 | 0 | 0 | 0 | 0 | 0 | 0 | 0 | 0 | 0 | 0 | 0 | 0 | 0 | 0 | 0 | 0 | 0 | 0
Total Earnings Effect | 0 | 0 | 0 | 0 | 0 | 0 | 0 | 0 | 0 | 0 | 0 | 0 | 0 | 0 | 0 | 0 | 0 | 0 | 0 | 0 | 0 | 0 | 0 | 0 | 0 | 0 | 0 | 0 | 0 | 0 | 0 | 0 | 0 | 0 | 0 | 0 | 0 | 0 | 0 | 0 | 0 | 0 | 0 | 0 | 0 | 0 | 0 | 0 | 0 | 0 | 0 | 0 | 0 | 0 | 0 | 0 | 0 | 0 | 0 | 0 | 0 | 0 | 0
Gross-Up Factor | 1.0354 | 1.0354 | 1.0354 | 1.0298 | 1.0298 | 1.0298 | 1.0298 | 1.0298 | 1.0298 | 1.0298 | 1.0298 | 1.0298 | 1.0298 | 1.0298 | 1.0298 | 1.0298 | 1.0298 | 1.0298 | 1.0298 | 1.0298 | 1.0298 | 1.0298 | 1.0298 | 1.0298 | 1.0298 | 1.0298 | 1.0298 | 1.0298 | 1.0298 | 1.0298 | 1.0298 | 1.0298 | 1.0298 | 1.0298 | 1.0298 | 1.0298 | 1.0298 | 1.0298 | 1.0298 | 1.0298 | 1.0298 | 1.0298 | 1.0298 | 1.0298 | 1.0298 | 1.0298 | 1.0298 | 1.0298 | 1.0298 | 1.0298 | 1.0298 | 1.0298 | 1.0298 | 1.0298 | 1.0298 | 1.0298 | 1.0298 | 1.0298 | 1.0298 | 1.0298 | 1.0298 | 1.0298 | 1.0298
Revenue requirement | 0 | 0 | 0 | 0 | 0 | 0 | 0 | 0 | 0 | 0 | 0 | 0 | 0 | 0 | 0 | 0 | 0 | 0 | 0 | 0 | 0 | 0 | 0 | 0 | 0 | 0 | 0 | 0 | 0 | 0 | 0 | 0 | 0 | 0 | 0 | 0 | 0 | 0 | 0 | 0 | 0 | 0 | 0 | 0 | 0 | 0 | 0 | 0 | 0 | 0 | 0 | 0 | 0 | 0 | 0 | 0 | 0 | 0 | 0 | 0 | 0 | 0 | 0 | 0
Depreciation Calculations
Tax Depreciation - Federal
Cost of new equipment in service basis | 0 | 0 | 0 | 0 | 0 | 0 | 0 | 0 | 0 | 0 | 0 | 0 | 0 | 0 | 0 | 0 | 0 | 0 | 0 | 0 | 0 | 0 | 0 | 0 | 0 | 0 | 0 | 0 | 0 | 0 | 0 | 0 | 0 | 0 | 0 | 0 | 0 | 0 | 0 | 0 | 0 | 0 | 0 | 0 | 0 | 0 | 0 | 0 | 0 | 0 | 0 | 0 | 0 | 0 | 0 | 0 | 0 | 0 | 0 | 0 | 0
Bonus Depreciation (N/A) | 0 | 0 | 0 | 0 | 0 | 0 | 0 | 0 | 0 | 0 | 0 | 0 | 0 | 0 | 0 | 0 | 0 | 0 | 0 | 0 | 0 | 0 | 0 | 0 | 0 | 0 | 0 | 0 | 0 | 0 | 0 | 0 | 0 | 0 | 0 | 0 | 0 | 0 | 0 | 0 | 0 | 0 | 0 | 0 | 0 | 0 | 0 | 0 | 0 | 0 | 0 | 0 | 0 | 0 | 0 | 0 | 0 | 0 | 0 | 0 | 0
Regular Depreciation basis (Cumulative) | 0 | 0 | 0 | 0 | 0 | 0 | 0 | 0 | 0 | 0 | 0 | 0 | 0 | 0 | 0 | 0 | 0 | 0 | 0 | 0 | 0 | 0 | 0 | 0 | 0 | 0 | 0 | 0 | 0 | 0 | 0 | 0 | 0 | 0 | 0 | 0 | 0 | 0 | 0 | 0 | 0 | 0 | 0 | 0 | 0 | 0 | 0 | 0 | 0 | 0 | 0 | 0 | 0 | 0 | 0 | 0 | 0 | 0 | 0 | 0 | 0 | 0 | 0
RegularDepreciation |  |  | 0 | 0 | 0 | 0 | 0 | 0 | 0 | 0 | 0 | 0 | 0 | 0 | 0 | 0 | 0 | 0 | 0 | 0 | 0 | 0 | 0 | [40 empty] | 0
Total Depreciation for year | 0 | 0 | 0 | 0 | 0 | 0 | 0 | 0 | 0 | 0 | 0 | 0 | 0 | 0 | 0 | 0 | 0 | 0 | 0 | 0 | 0 | 0 | 0 | 0 | 0 | 0 | 0 | 0 | 0 | 0 | 0 | 0 | 0 | 0 | 0 | 0 | 0 | 0 | 0 | 0 | 0 | 0 | 0 | 0 | 0 | 0 | 0 | 0 | 0 | 0 | 0 | 0 | 0 | 0 | 0 | 0 | 0 | 0 | 0 | 0 | 0
Tax Depreciation - State
Cost of new equipment in service basis | 0 | 0 | 0 | 0 | 0 | 0 | 0 | 0 | 0 | 0 | 0 | 0 | 0 | 0 | 0 | 0 | 0 | 0 | 0 | 0 | 0 | 0 | 0 | 0 | 0 | 0 | 0 | 0 | 0 | 0 | 0 | 0 | 0 | 0 | 0 | 0 | 0 | 0 | 0 | 0 | 0 | 0 | 0 | 0 | 0 | 0 | 0 | 0 | 0 | 0 | 0 | 0 | 0 | 0 | 0 | 0 | 0 | 0 | 0 | 0 | 0 | 0 | 0
Bonus Depreciation (N/A) | 0 | 0 | 0 | 0 | 0 | 0 | 0 | 0 | 0 | 0 | 0 | 0 | 0 | 0 | 0 | 0 | 0 | 0 | 0 | 0 | 0 | 0 | 0 | 0 | 0 | 0 | 0 | 0 | 0 | 0 | 0 | 0 | 0 | 0 | 0 | 0 | 0 | 0 | 0 | 0 | 0 | 0 | 0 | 0 | 0 | 0 | 0 | 0 | 0 | 0 | 0 | 0 | 0 | 0 | 0 | 0 | 0 | 0 | 0 | 0 | 0 | 0 | 0
Regular Depreciation basis (Cumulative) | 0 | 0 | 0 | 0 | 0 | 0 | 0 | 0 | 0 | 0 | 0 | 0 | 0 | 0 | 0 | 0 | 0 | 0 | 0 | 0 | 0 | 0 | 0 | 0 | 0 | 0 | 0 | 0 | 0 | 0 | 0 | 0 | 0 | 0 | 0 | 0 | 0 | 0 | 0 | 0 | 0 | 0 | 0 | 0 | 0 | 0 | 0 | 0 | 0 | 0 | 0 | 0 | 0 | 0 | 0 | 0 | 0 | 0 | 0 | 0 | 0 | 0 | 0
RegularDepreciation | 0 | 0 | 0 | 0 | 0 | 0 | 0 | 0 | 0 | 0 | 0 | 0 | 0 | 0 | 0 | 0 | 0 | 0 | 0 | 0 | 0 | 0 | 0 | 0 | 0 | 0 | 0 | 0 | 0 | 0 | 0 | 0 | 0 | 0 | 0 | 0 | 0 | 0 | 0 | 0 | 0 | 0 | 0 | 0 | 0 | 0 | 0 | 0 | 0 | 0 | 0 | 0 | 0 | 0 | 0 | 0 | 0 | 0 | 0 | 0 | 0 | 0 | 0 | 0
Total Depreciation for year | 0 | 0 | 0 | 0 | 0 | 0 | 0 | 0 | 0 | 0 | 0 | 0 | 0 | 0 | 0 | 0 | 0 | 0 | 0 | 0 | 0 | 0 | 0 | 0 | 0 | 0 | 0 | 0 | 0 | 0 | 0 | 0 | 0 | 0 | 0 | 0 | 0 | 0 | 0 | 0 | 0 | 0 | 0 | 0 | 0 | 0 | 0 | 0 | 0 | 0 | 0 | 0 | 0 | 0 | 0 | 0 | 0 | 0 | 0 | 0 | 0 | 0 | 0
Book Depreciation with COR
2014 | 0 | 0 | 0 | 0 | 0 | 0 | 0 | 0 | 0 | 0 | 0 | 0 | 0 | 0 | 0 | 0 | 0 | 0 | 0 | 0 | 0 | 0 | 0 | 0 | 0 | 0 | 0 | 0 | 0 | 0 | 0 | 0 | 0 | 0 | 0 | 0 | 0 | 0 | 0 | 0 | 0 | 0 | 0 | 0 | 0 | 0 | 0 | 0 | 0 | 0 | [13 empty] | 0
2015 |  | 0 | 0 | 0 | 0 | 0 | 0 | 0 | 0 | 0 | 0 | 0 | 0 | 0 | 0 | 0 | 0 | 0 | 0 | 0 | 0 | 0 | 0 | 0 | 0 | 0 | 0 | 0 | 0 | 0 | 0 | 0 | 0 | 0 | 0 | 0 | 0 | 0 | 0 | 0 | 0 | 0 | 0 | 0 | 0 | 0 | 0 | 0 | 0 | 0 | 0 | [12 empty] | 0 | check - total PIS
2016 |  |  | 0 | 0 | 0 | 0 | 0 | 0 | 0 | 0 | 0 | 0 | 0 | 0 | 0 | 0 | 0 | 0 | 0 | 0 | 0 | 0 | 0 | 0 | 0 | 0 | 0 | 0 | 0 | 0 | 0 | 0 | 0 | 0 | 0 | 0 | 0 | 0 | 0 | 0 | 0 | 0 | 0 | 0 | 0 | 0 | 0 | 0 | 0 | 0 | 0 | 0 | [11 empty] | 0 | 0
2017 |  |  |  | 0 | 0 | 0 | 0 | 0 | 0 | 0 | 0 | 0 | 0 | 0 | 0 | 0 | 0 | 0 | 0 | 0 | 0 | 0 | 0 | 0 | 0 | 0 | 0 | 0 | 0 | 0 | 0 | 0 | 0 | 0 | 0 | 0 | 0 | 0 | 0 | 0 | 0 | 0 | 0 | 0 | 0 | 0 | 0 | 0 | 0 | 0 | 0 | 0 | 0 | [10 empty] | 0 | 0
2018 |  |  |  |  | 0 | 0 | 0 | 0 | 0 | 0 | 0 | 0 | 0 | 0 | 0 | 0 | 0 | 0 | 0 | 0 | 0 | 0 | 0 | 0 | 0 | 0 | 0 | 0 | 0 | 0 | 0 | 0 | 0 | 0 | 0 | 0 | 0 | 0 | 0 | 0 | 0 | 0 | 0 | 0 | 0 | 0 | 0 | 0 | 0 | 0 | 0 | 0 | 0 | 0 | [9 empty] | 0
2019 | [5 empty] | 0 | 0 | 0 | 0 | 0 | 0 | 0 | 0 | 0 | 0 | 0 | 0 | 0 | 0 | 0 | 0 | 0 | 0 | 0 | 0 | 0 | 0 | 0 | 0 | 0 | 0 | 0 | 0 | 0 | 0 | 0 | 0 | 0 | 0 | 0 | 0 | 0 | 0 | 0 | 0 | 0 | 0 | 0 | 0 | 0 | 0 | 0 | 0 | 0 | 0 | [8 empty] | 0 | 0
2020 | [6 empty] | 0 | 0 | 0 | 0 | 0 | 0 | 0 | 0 | 0 | 0 | 0 | 0 | 0 | 0 | 0 | 0 | 0 | 0 | 0 | 0 | 0 | 0 | 0 | 0 | 0 | 0 | 0 | 0 | 0 | 0 | 0 | 0 | 0 | 0 | 0 | 0 | 0 | 0 | 0 | 0 | 0 | 0 | 0 | 0 | 0 | 0 | 0 | 0 | 0 | 0 | [7 empty] | 0
2021 | [7 empty] | 0 | 0 | 0 | 0 | 0 | 0 | 0 | 0 | 0 | 0 | 0 | 0 | 0 | 0 | 0 | 0 | 0 | 0 | 0 | 0 | 0 | 0 | 0 | 0 | 0 | 0 | 0 | 0 | 0 | 0 | 0 | 0 | 0 | 0 | 0 | 0 | 0 | 0 | 0 | 0 | 0 | 0 | 0 | 0 | 0 | 0 | 0 | 0 | 0 | 0 | [6 empty] | 0
2022 | [8 empty] | 0 | 0 | 0 | 0 | 0 | 0 | 0 | 0 | 0 | 0 | 0 | 0 | 0 | 0 | 0 | 0 | 0 | 0 | 0 | 0 | 0 | 0 | 0 | 0 | 0 | 0 | 0 | 0 | 0 | 0 | 0 | 0 | 0 | 0 | 0 | 0 | 0 | 0 | 0 | 0 | 0 | 0 | 0 | 0 | 0 | 0 | 0 | 0 | 0 | 0 | [5 empty] | 0
2023 | [9 empty] | 0 | 0 | 0 | 0 | 0 | 0 | 0 | 0 | 0 | 0 | 0 | 0 | 0 | 0 | 0 | 0 | 0 | 0 | 0 | 0 | 0 | 0 | 0 | 0 | 0 | 0 | 0 | 0 | 0 | 0 | 0 | 0 | 0 | 0 | 0 | 0 | 0 | 0 | 0 | 0 | 0 | 0 | 0 | 0 | 0 | 0 | 0 | 0 | 0 | 0 |  |  |  |  | 0
2024 | [10 empty] | 0 | 0 | 0 | 0 | 0 | 0 | 0 | 0 | 0 | 0 | 0 | 0 | 0 | 0 | 0 | 0 | 0 | 0 | 0 | 0 | 0 | 0 | 0 | 0 | 0 | 0 | 0 | 0 | 0 | 0 | 0 | 0 | 0 | 0 | 0 | 0 | 0 | 0 | 0 | 0 | 0 | 0 | 0 | 0 | 0 | 0 | 0 | 0 | 0 | 0 |  |  |  | 0 | 0
2025 | [11 empty] | 0 | 0 | 0 | 0 | 0 | 0 | 0 | 0 | 0 | 0 | 0 | 0 | 0 | 0 | 0 | 0 | 0 | 0 | 0 | 0 | 0 | 0 | 0 | 0 | 0 | 0 | 0 | 0 | 0 | 0 | 0 | 0 | 0 | 0 | 0 | 0 | 0 | 0 | 0 | 0 | 0 | 0 | 0 | 0 | 0 | 0 | 0 | 0 | 0 | 0 |  |  | 0
2026 | [12 empty] | 0 | 0 | 0 | 0 | 0 | 0 | 0 | 0 | 0 | 0 | 0 | 0 | 0 | 0 | 0 | 0 | 0 | 0 | 0 | 0 | 0 | 0 | 0 | 0 | 0 | 0 | 0 | 0 | 0 | 0 | 0 | 0 | 0 | 0 | 0 | 0 | 0 | 0 | 0 | 0 | 0 | 0 | 0 | 0 | 0 | 0 | 0 | 0 | 0 | 0 |  | 0
| 0 | 0 | 0 | 0 | 0 | 0 | 0 | 0 | 0 | 0 | 0 | 0 | 0 | 0 | 0 | 0 | 0 | 0 | 0 | 0 | 0 | 0 | 0 | 0 | 0 | 0 | 0 | 0 | 0 | 0 | 0 | 0 | 0 | 0 | 0 | 0 | 0 | 0 | 0 | 0 | 0 | 0 | 0 | 0 | 0 | 0 | 0 | 0 | 0 | 0 | 0 | 0 | 0 | 0 | 0 | 0 | 0 | 0 | 0 | 0 | 0 | 0 | 0 | 0
Book Depreciation- excl. Salvage
2014 | 0 | 0 | 0 | 0 | 0 | 0 | 0 | 0 | 0 | 0 | 0 | 0 | 0 | 0 | 0 | 0 | 0 | 0 | 0 | 0 | 0 | 0 | 0 | 0 | 0 |  |  | 0 | 0 | 0 | 0 | 0 | 0 | 0 | 0 | 0 | 0 | 0 | 0 | 0 | 0 | 0 | 0 | 0 | 0 | 0 | 0 | 0 | 0 | 0 | 0 | 0 | [11 empty] | 0
2015 |  | 0 | 0 | 0 | 0 | 0 | 0 | 0 | 0 | 0 | 0 | 0 | 0 | 0 | 0 | 0 | 0 | 0 | 0 | 0 | 0 | 0 | 0 | 0 | 0 | 0 |  | 0 | 0 | 0 | 0 | 0 | 0 | 0 | 0 | 0 | 0 | 0 | 0 | 0 | 0 | 0 | 0 | 0 | 0 | 0 | 0 | 0 | 0 | 0 | 0 | 0 | [11 empty] | 0 | check - total PIS
2016 |  |  | 0 | 0 | 0 | 0 | 0 | 0 | 0 | 0 | 0 | 0 | 0 | 0 | 0 | 0 | 0 | 0 | 0 | 0 | 0 | 0 | 0 | 0 | 0 | 0 | 0 | 0 | 0 | 0 | 0 | 0 | 0 | 0 | 0 | 0 | 0 | 0 | 0 | 0 | 0 | 0 | 0 | 0 | 0 | 0 | 0 | 0 | 0 | 0 | 0 | 0 | [11 empty] | 0 | 0
2017 |  |  |  | 0 | 0 | 0 | 0 | 0 | 0 | 0 | 0 | 0 | 0 | 0 | 0 | 0 | 0 | 0 | 0 | 0 | 0 | 0 | 0 | 0 | 0 | 0 | 0 | 0 | 0 | 0 | 0 | 0 | 0 | 0 | 0 | 0 | 0 | 0 | 0 | 0 | 0 | 0 | 0 | 0 | 0 | 0 | 0 | 0 | 0 | 0 | 0 | 0 | 0 | [10 empty] | 0 | 0
2018 |  |  |  |  | 0 | 0 | 0 | 0 | 0 | 0 | 0 | 0 | 0 | 0 | 0 | 0 | 0 | 0 | 0 | 0 | 0 | 0 | 0 | 0 | 0 | 0 | 0 | 0 | 0 | 0 | 0 | 0 | 0 | 0 | 0 | 0 | 0 | 0 | 0 | 0 | 0 | 0 | 0 | 0 | 0 | 0 | 0 | 0 | 0 | 0 | 0 | 0 | 0 | 0 | [9 empty] | 0
2019 | [5 empty] | 0 | 0 | 0 | 0 | 0 | 0 | 0 | 0 | 0 | 0 | 0 | 0 | 0 | 0 | 0 | 0 | 0 | 0 | 0 | 0 | 0 | 0 | 0 | 0 | 0 | 0 | 0 | 0 | 0 | 0 | 0 | 0 | 0 | 0 | 0 | 0 | 0 | 0 | 0 | 0 | 0 | 0 | 0 | 0 | 0 | 0 | 0 | 0 | 0 | 0 | [8 empty] | 0 | 0
2020 | [6 empty] | 0 | 0 | 0 | 0 | 0 | 0 | 0 | 0 | 0 | 0 | 0 | 0 | 0 | 0 | 0 | 0 | 0 | 0 | 0 | 0 | 0 | 0 | 0 | 0 | 0 | 0 | 0 | 0 | 0 | 0 | 0 | 0 | 0 | 0 | 0 | 0 | 0 | 0 | 0 | 0 | 0 | 0 | 0 | 0 | 0 | 0 | 0 | 0 | 0 | 0 | [7 empty] | 0
2021 | [7 empty] | 0 | 0 | 0 | 0 | 0 | 0 | 0 | 0 | 0 | 0 | 0 | 0 | 0 | 0 | 0 | 0 | 0 | 0 | 0 | 0 | 0 | 0 | 0 | 0 | 0 | 0 | 0 | 0 | 0 | 0 | 0 | 0 | 0 | 0 | 0 | 0 | 0 | 0 | 0 | 0 | 0 | 0 | 0 | 0 | 0 | 0 | 0 | 0 | 0 | 0 | [6 empty] | 0
2022 | [8 empty] | 0 | 0 | 0 | 0 | 0 | 0 | 0 | 0 | 0 | 0 | 0 | 0 | 0 | 0 | 0 | 0 | 0 | 0 | 0 | 0 | 0 | 0 | 0 | 0 | 0 | 0 | 0 | 0 | 0 | 0 | 0 | 0 | 0 | 0 | 0 | 0 | 0 | 0 | 0 | 0 | 0 | 0 | 0 | 0 | 0 | 0 | 0 | 0 | 0 | 0 | [5 empty] | 0
2023 | [9 empty] | 0 | 0 | 0 | 0 | 0 | 0 | 0 | 0 | 0 | 0 | 0 | 0 | 0 | 0 | 0 | 0 | 0 | 0 | 0 | 0 | 0 | 0 | 0 | 0 | 0 | 0 | 0 | 0 | 0 | 0 | 0 | 0 | 0 | 0 | 0 | 0 | 0 | 0 | 0 | 0 | 0 | 0 | 0 | 0 | 0 | 0 | 0 | 0 | 0 | 0 |  |  |  |  | 0
2024 | [10 empty] | 0 | 0 | 0 | 0 | 0 | 0 | 0 | 0 | 0 | 0 | 0 | 0 | 0 | 0 | 0 | 0 | 0 | 0 | 0 | 0 | 0 | 0 | 0 | 0 | 0 | 0 | 0 | 0 | 0 | 0 | 0 | 0 | 0 | 0 | 0 | 0 | 0 | 0 | 0 | 0 | 0 | 0 | 0 | 0 | 0 | 0 | 0 | 0 | 0 | 0 |  |  |  | 0 | 0
2025 | [11 empty] | 0 | 0 | 0 | 0 | 0 | 0 | 0 | 0 | 0 | 0 | 0 | 0 | 0 | 0 | 0 | 0 | 0 | 0 | 0 | 0 | 0 | 0 | 0 | 0 | 0 | 0 | 0 | 0 | 0 | 0 | 0 | 0 | 0 | 0 | 0 | 0 | 0 | 0 | 0 | 0 | 0 | 0 | 0 | 0 | 0 | 0 | 0 | 0 | 0 | 0 |  |  | 0
2026 | [12 empty] | 0 | 0 | 0 | 0 | 0 | 0 | 0 | 0 | 0 | 0 | 0 | 0 | 0 | 0 | 0 | 0 | 0 | 0 | 0 | 0 | 0 | 0 | 0 | 0 | 0 | 0 | 0 | 0 | 0 | 0 | 0 | 0 | 0 | 0 | 0 | 0 | 0 | 0 | 0 | 0 | 0 | 0 | 0 | 0 | 0 | 0 | 0 | 0 | 0 | 0 |  | 0 | 0
| 0 | 0 | 0 | 0 | 0 | 0 | 0 | 0 | 0 | 0 | 0 | 0 | 0 | 0 | 0 | 0 | 0 | 0 | 0 | 0 | 0 | 0 | 0 | 0 | 0 | 0 | 0 | 0 | 0 | 0 | 0 | 0 | 0 | 0 | 0 | 0 | 0 | 0 | 0 | 0 | 0 | 0 | 0 | 0 | 0 | 0 | 0 | 0 | 0 | 0 | 0 | 0 | 0 | 0 | 0 | 0 | 0 | 0 | 0 | 0 | 0 | 0 | 0 | 0
Note on A50: Lee, Betty: rate base does not include CWIP b/c the CapEx dollars include an AFUDC component in it already

## 4b-2026
Project No. | 4b
Project Desc. | Glendale 5th Transformer
Book Life | 50
Tax Life | 20N
Salvage Rate | -25%
| 2014 | 2015 | 2016 | 2017 | 2018 | 2019 | 2020 | 2021 | 2022 | 2023 | 2024 | 2025 | 2026 | 2027 | 2028 | 2029 | 2030 | 2031 | 2032 | 2033 | 2034 | 2035 | 2036 | 2037 | 2038 | 2039 | 2040 | 2041 | 2042 | 2043 | 2044 | 2045 | 2046 | 2047 | 2048 | 2049 | 2050 | 2051 | 2052 | 2053 | 2054 | 2055 | 2056 | 2057 | 2058 | 2059 | 2060 | 2061 | 2062 | 2063 | 2064 | 2065 | 2066 | 2067 | 2068 | 2069 | 2070 | 2071 | 2072 | 2073 | 2074 | 2075 | 2076
Closing to Plant (Y/N) | N | N | N | N | N | Y | N | N | N | N | N | N | N | N | N | N | N | N | N | N | N | N | N | N | N | N | N | N | N | N | N | N | N | N | N | N | N | N | N | N | N | N | N | N | N | N | N | N | N | N | N | N | N | N | N | N | N | N | N | N | N | N | N | Total
CWIP
Beginning of Period | 0 | 0 | 0 | 20.9535 | 107.8352 | 197.8968 | 0 | 0 | 0 | 0 | 0 | 0 | 0 | 0 | 0 | 0 | 0 | 0 | 0 | 0 | 0 | 0 | 0 | 0 | 0 | 0 | 0 | 0 | 0 | 0 | 0 | 0 | 0 | 0 | 0 | 0 | 0 | 0 | 0 | 0 | 0 | 0 | 0 | 0 | 0 | 0 | 0 | 0 | 0 | 0 | 0 | 0 | 0 | 0 | 0 | 0 | 0 | 0 | 0 | 0 | 0 | 0 | 0
Activity
Capex | 0 | 0 | 20.9535 | 86.8817 | 90.0616 | 23.3395 | 0 | 0 | 0 | 0 | 0 | 0 | 0 | [50 empty] | 221.2362
Closings to Plant | [5 empty] | -221.2362 | [57 empty] | -221.2362
End of Period | 0 | 0 | 20.9535 | 107.8352 | 197.8968 | 0 | 0 | 0 | 0 | 0 | 0 | 0 | 0 | 0 | 0 | 0 | 0 | 0 | 0 | 0 | 0 | 0 | 0 | 0 | 0 | 0 | 0 | 0 | 0 | 0 | 0 | 0 | 0 | 0 | 0 | 0 | 0 | 0 | 0 | 0 | 0 | 0 | 0 | 0 | 0 | 0 | 0 | 0 | 0 | 0 | 0 | 0 | 0 | 0 | 0 | 0 | 0 | 0 | 0 | 0 | 0 | 0 | 0
Average | 0 | 0 | 10.4768 | 64.3944 | 152.866 | 98.9484 | 0 | 0 | 0 | 0 | 0 | 0 | 0 | 0 | 0 | 0 | 0 | 0 | 0 | 0 | 0 | 0 | 0 | 0 | 0 | 0 | 0 | 0 | 0 | 0 | 0 | 0 | 0 | 0 | 0 | 0 | 0 | 0 | 0 | 0 | 0 | 0 | 0 | 0 | 0 | 0 | 0 | 0 | 0 | 0 | 0 | 0 | 0 | 0 | 0 | 0 | 0 | 0 | 0 | 0 | 0 | 0 | 0
Plant in Service
Beginning of Period | 0 | 0 | 0 | 0 | 0 | 0 | 221.2362 | 221.2362 | 221.2362 | 221.2362 | 221.2362 | 221.2362 | 221.2362 | 221.2362 | 221.2362 | 221.2362 | 221.2362 | 221.2362 | 221.2362 | 221.2362 | 221.2362 | 221.2362 | 221.2362 | 221.2362 | 221.2362 | 221.2362 | 221.2362 | 221.2362 | 221.2362 | 221.2362 | 221.2362 | 221.2362 | 221.2362 | 221.2362 | 221.2362 | 221.2362 | 221.2362 | 221.2362 | 221.2362 | 221.2362 | 221.2362 | 221.2362 | 221.2362 | 221.2362 | 221.2362 | 221.2362 | 221.2362 | 221.2362 | 221.2362 | 221.2362 | 221.2362 | 221.2362 | 221.2362 | 221.2362 | 221.2362 | 0 | 0 | 0 | 0 | 0 | 0 | 0 | 0
Activity | 0 | 0 | 0 | 0 | 0 | 221.2362 | 0 | 0 | 0 | 0 | 0 | 0 | 0 | 0 | 0 | 0 | 0 | 0 | 0 | 0 | 0 | 0 | 0 | 0 | 0 | 0 | 0 | 0 | 0 | 0 | 0 | 0 | 0 | 0 | 0 | 0 | 0 | 0 | 0 | 0 | 0 | 0 | 0 | 0 | 0 | 0 | 0 | 0 | 0 | 0 | 0 | 0 | 0 | 0 | -221.2362 | 0 | 0 | 0 | 0 | 0 | 0 | 0 | 0 | 0
End of Period | 0 | 0 | 0 | 0 | 0 | 221.2362 | 221.2362 | 221.2362 | 221.2362 | 221.2362 | 221.2362 | 221.2362 | 221.2362 | 221.2362 | 221.2362 | 221.2362 | 221.2362 | 221.2362 | 221.2362 | 221.2362 | 221.2362 | 221.2362 | 221.2362 | 221.2362 | 221.2362 | 221.2362 | 221.2362 | 221.2362 | 221.2362 | 221.2362 | 221.2362 | 221.2362 | 221.2362 | 221.2362 | 221.2362 | 221.2362 | 221.2362 | 221.2362 | 221.2362 | 221.2362 | 221.2362 | 221.2362 | 221.2362 | 221.2362 | 221.2362 | 221.2362 | 221.2362 | 221.2362 | 221.2362 | 221.2362 | 221.2362 | 221.2362 | 221.2362 | 221.2362 | 0 | 0 | 0 | 0 | 0 | 0 | 0 | 0 | 0
Average | 0 | 0 | 0 | 0 | 0 | 110.6181 | 221.2362 | 221.2362 | 221.2362 | 221.2362 | 221.2362 | 221.2362 | 221.2362 | 221.2362 | 221.2362 | 221.2362 | 221.2362 | 221.2362 | 221.2362 | 221.2362 | 221.2362 | 221.2362 | 221.2362 | 221.2362 | 221.2362 | 221.2362 | 221.2362 | 221.2362 | 221.2362 | 221.2362 | 221.2362 | 221.2362 | 221.2362 | 221.2362 | 221.2362 | 221.2362 | 221.2362 | 221.2362 | 221.2362 | 221.2362 | 221.2362 | 221.2362 | 221.2362 | 221.2362 | 221.2362 | 221.2362 | 221.2362 | 221.2362 | 221.2362 | 221.2362 | 221.2362 | 221.2362 | 221.2362 | 221.2362 | 110.6181 | 0 | 0 | 0 | 0 | 0 | 0 | 0 | 0
Tax Depreciation
Beginning of Period | 0 | 0 | 0 | 0 | 0 | 0 | 16.5927 | 48.5348 | 78.0787 | 105.4102 | 130.6887 | 154.0733 | 175.7014 | 195.71 | 215.4531 | 235.1962 | 254.9393 | 274.6824 | 294.4256 | 314.1687 | 333.9118 | 353.6549 | 373.398 | 393.1412 | 412.8843 | 432.6274 | 442.499 | 442.499 | 442.499 | 442.499 | 442.499 | 442.499 | 442.499 | 442.499 | 442.499 | 442.499 | 442.499 | 442.499 | 442.499 | 442.499 | 442.499 | 442.499 | 442.499 | 442.499 | 442.499 | 442.499 | 442.499 | 442.499 | 442.499 | 442.499 | 442.499 | 442.499 | 442.499 | 442.499 | 442.499 | 442.499 | 442.499 | 442.499 | 442.499 | 442.499 | 442.499 | 442.499 | 442.499
Federal | 0 | 0 | 0 | 0 | 0 | 8.2964 | 15.971 | 14.7719 | 13.6658 | 12.6392 | 11.6923 | 10.814 | 10.0043 | 9.8716 | 9.8716 | 9.8716 | 9.8716 | 9.8716 | 9.8716 | 9.8716 | 9.8716 | 9.8716 | 9.8716 | 9.8716 | 9.8716 | 4.9358 | 0 | 0 | 0 | 0 | 0 | 0 | 0 | 0 | 0 | 0 | 0 | 0 | 0 | 0 | 0 | 0 | 0 | 0 | 0 | 0 | 0 | 0 | 0 | 0 | 0 | 0 | 0 | 0 | 0 | 0 | 0 | 0 | 0 | 0 | 0 | 0 | 0 | 221.2495
State | 0 | 0 | 0 | 0 | 0 | 8.2964 | 15.971 | 14.7719 | 13.6658 | 12.6392 | 11.6923 | 10.814 | 10.0043 | 9.8716 | 9.8716 | 9.8716 | 9.8716 | 9.8716 | 9.8716 | 9.8716 | 9.8716 | 9.8716 | 9.8716 | 9.8716 | 9.8716 | 4.9358 | 0 | 0 | 0 | 0 | 0 | 0 | 0 | 0 | 0 | 0 | 0 | 0 | 0 | 0 | 0 | 0 | 0 | 0 | 0 | 0 | 0 | 0 | 0 | 0 | 0 | 0 | 0 | 0 | 0 | 0 | 0 | 0 | 0 | 0 | 0 | 0 | 0 | 221.2495
End of Period | 0 | 0 | 0 | 0 | 0 | 16.5927 | 48.5348 | 78.0787 | 105.4102 | 130.6887 | 154.0733 | 175.7014 | 195.71 | 215.4531 | 235.1962 | 254.9393 | 274.6824 | 294.4256 | 314.1687 | 333.9118 | 353.6549 | 373.398 | 393.1412 | 412.8843 | 432.6274 | 442.499 | 442.499 | 442.499 | 442.499 | 442.499 | 442.499 | 442.499 | 442.499 | 442.499 | 442.499 | 442.499 | 442.499 | 442.499 | 442.499 | 442.499 | 442.499 | 442.499 | 442.499 | 442.499 | 442.499 | 442.499 | 442.499 | 442.499 | 442.499 | 442.499 | 442.499 | 442.499 | 442.499 | 442.499 | 442.499 | 442.499 | 442.499 | 442.499 | 442.499 | 442.499 | 442.499 | 442.499 | 442.499
Average | 0 | 0 | 0 | 0 | 0 | 8.2964 | 32.5638 | 63.3067 | 91.7444 | 118.0494 | 142.381 | 164.8873 | 185.7057 | 205.5815 | 225.3246 | 245.0678 | 264.8109 | 284.554 | 304.2971 | 324.0402 | 343.7834 | 363.5265 | 383.2696 | 403.0127 | 422.7558 | 437.5632 | 442.499 | 442.499 | 442.499 | 442.499 | 442.499 | 442.499 | 442.499 | 442.499 | 442.499 | 442.499 | 442.499 | 442.499 | 442.499 | 442.499 | 442.499 | 442.499 | 442.499 | 442.499 | 442.499 | 442.499 | 442.499 | 442.499 | 442.499 | 442.499 | 442.499 | 442.499 | 442.499 | 442.499 | 442.499 | 442.499 | 442.499 | 442.499 | 442.499 | 442.499 | 442.499 | 442.499 | 442.499
Book Depreciation with COR
Beginning of Period | 0 | 0 | 0 | 0 | 0 | 0 | 5.5309 | 11.0618 | 16.5927 | 22.1236 | 27.6545 | 33.1854 | 38.7163 | 44.2472 | 49.7781 | 55.3091 | 60.84 | 66.3709 | 71.9018 | 77.4327 | 82.9636 | 88.4945 | 94.0254 | 99.5563 | 105.0872 | 110.6181 | 116.149 | 121.6799 | 127.2108 | 132.7417 | 138.2726 | 143.8035 | 149.3344 | 154.8653 | 160.3962 | 165.9272 | 171.4581 | 176.989 | 182.5199 | 188.0508 | 193.5817 | 199.1126 | 204.6435 | 210.1744 | 215.7053 | 221.2362 | 226.7671 | 232.298 | 237.8289 | 243.3598 | 248.8907 | 254.4216 | 259.9525 | 265.4834 | 271.0144 | 0 | 0 | 0 | 0 | 0 | 0 | 0 | 0
Activity | 0 | 0 | 0 | 0 | 0 | 5.5309 | 5.5309 | 5.5309 | 5.5309 | 5.5309 | 5.5309 | 5.5309 | 5.5309 | 5.5309 | 5.5309 | 5.5309 | 5.5309 | 5.5309 | 5.5309 | 5.5309 | 5.5309 | 5.5309 | 5.5309 | 5.5309 | 5.5309 | 5.5309 | 5.5309 | 5.5309 | 5.5309 | 5.5309 | 5.5309 | 5.5309 | 5.5309 | 5.5309 | 5.5309 | 5.5309 | 5.5309 | 5.5309 | 5.5309 | 5.5309 | 5.5309 | 5.5309 | 5.5309 | 5.5309 | 5.5309 | 5.5309 | 5.5309 | 5.5309 | 5.5309 | 5.5309 | 5.5309 | 5.5309 | 5.5309 | 5.5309 | 5.5309 | 0 | 0 | 0 | 0 | 0 | 0 | 0 | 0 | 276.5453
Book Depreciation Related to Retired PIS | [49 empty] | 0 | 0 | 0 | 0 | 0 | -276.5453 | 0 | 0 | 0 | 0 | 0 | 0 | 0 |  | -276.5453
End of Period | 0 | 0 | 0 | 0 | 0 | 5.5309 | 11.0618 | 16.5927 | 22.1236 | 27.6545 | 33.1854 | 38.7163 | 44.2472 | 49.7781 | 55.3091 | 60.84 | 66.3709 | 71.9018 | 77.4327 | 82.9636 | 88.4945 | 94.0254 | 99.5563 | 105.0872 | 110.6181 | 116.149 | 121.6799 | 127.2108 | 132.7417 | 138.2726 | 143.8035 | 149.3344 | 154.8653 | 160.3962 | 165.9272 | 171.4581 | 176.989 | 182.5199 | 188.0508 | 193.5817 | 199.1126 | 204.6435 | 210.1744 | 215.7053 | 221.2362 | 226.7671 | 232.298 | 237.8289 | 243.3598 | 248.8907 | 254.4216 | 259.9525 | 265.4834 | 271.0144 | 0 | 0 | 0 | 0 | 0 | 0 | 0 | 0 | 0
Average | 0 | 0 | 0 | 0 | 0 | 2.7655 | 8.2964 | 13.8273 | 19.3582 | 24.8891 | 30.42 | 35.9509 | 41.4818 | 47.0127 | 52.5436 | 58.0745 | 63.6054 | 69.1363 | 74.6672 | 80.1981 | 85.729 | 91.2599 | 96.7908 | 102.3217 | 107.8526 | 113.3836 | 118.9145 | 124.4454 | 129.9763 | 135.5072 | 141.0381 | 146.569 | 152.0999 | 157.6308 | 163.1617 | 168.6926 | 174.2235 | 179.7544 | 185.2853 | 190.8162 | 196.3471 | 201.878 | 207.4089 | 212.9398 | 218.4708 | 224.0017 | 229.5326 | 235.0635 | 240.5944 | 246.1253 | 251.6562 | 257.1871 | 262.718 | 268.2489 | 135.5072 | 0 | 0 | 0 | 0 | 0 | 0 | 0 | 0
Federal Deferred Tax Balance, Net of Tax
Beginning of Period | 0 | 0 | 0 | 0 | 0 | 0 | 1.3551 | 5.3963 | 9.0178 | 12.2522 | 15.1272 | 17.6709 | 19.9072 | 21.86 | 23.7664 | 25.6728 | 27.5792 | 29.4856 | 31.392 | 33.2984 | 35.2048 | 37.1112 | 39.0175 | 40.9239 | 42.8303 | 44.7367 | 44.9156 | 43.3669 | 41.8183 | 40.2696 | 38.721 | 37.1723 | 35.6237 | 34.075 | 32.5264 | 30.9777 | 29.4291 | 27.8804 | 26.3318 | 24.7831 | 23.2344 | 21.6858 | 20.1371 | 18.5885 | 17.0398 | 15.4912 | 13.9425 | 12.3939 | 10.8452 | 9.2966 | 7.7479 | 6.1993 | 4.6506 | 3.102 | 1.5533 | 0.004646 | 0.004646 | 0.004646 | 0.004646 | 0.004646 | 0.004646 | 0.004646 | 0.004646
Activity | 0 | 0 | 0 | 0 | 0 | 1.3551 | 4.0412 | 3.6215 | 3.2344 | 2.8751 | 2.5437 | 2.2363 | 1.9529 | 1.9064 | 1.9064 | 1.9064 | 1.9064 | 1.9064 | 1.9064 | 1.9064 | 1.9064 | 1.9064 | 1.9064 | 1.9064 | 1.9064 | 0.17887 | -1.5487 | -1.5487 | -1.5487 | -1.5487 | -1.5487 | -1.5487 | -1.5487 | -1.5487 | -1.5487 | -1.5487 | -1.5487 | -1.5487 | -1.5487 | -1.5487 | -1.5487 | -1.5487 | -1.5487 | -1.5487 | -1.5487 | -1.5487 | -1.5487 | -1.5487 | -1.5487 | -1.5487 | -1.5487 | -1.5487 | -1.5487 | -1.5487 | -1.5487 | 0 | 0 | 0 | 0 | 0 | 0 | 0 | 0 | 0.004646
End of Period | 0 | 0 | 0 | 0 | 0 | 1.3551 | 5.3963 | 9.0178 | 12.2522 | 15.1272 | 17.6709 | 19.9072 | 21.86 | 23.7664 | 25.6728 | 27.5792 | 29.4856 | 31.392 | 33.2984 | 35.2048 | 37.1112 | 39.0175 | 40.9239 | 42.8303 | 44.7367 | 44.9156 | 43.3669 | 41.8183 | 40.2696 | 38.721 | 37.1723 | 35.6237 | 34.075 | 32.5264 | 30.9777 | 29.4291 | 27.8804 | 26.3318 | 24.7831 | 23.2344 | 21.6858 | 20.1371 | 18.5885 | 17.0398 | 15.4912 | 13.9425 | 12.3939 | 10.8452 | 9.2966 | 7.7479 | 6.1993 | 4.6506 | 3.102 | 1.5533 | 0.004646 | 0.004646 | 0.004646 | 0.004646 | 0.004646 | 0.004646 | 0.004646 | 0.004646 | 0.004646
Average | 0 | 0 | 0 | 0 | 0 | 0.67754 | 3.3757 | 7.207 | 10.635 | 13.6897 | 16.3991 | 18.789 | 20.8836 | 22.8132 | 24.7196 | 26.626 | 28.5324 | 30.4388 | 32.3452 | 34.2516 | 36.158 | 38.0644 | 39.9707 | 41.8771 | 43.7835 | 44.8262 | 44.1413 | 42.5926 | 41.044 | 39.4953 | 37.9467 | 36.398 | 34.8493 | 33.3007 | 31.752 | 30.2034 | 28.6547 | 27.1061 | 25.5574 | 24.0088 | 22.4601 | 20.9115 | 19.3628 | 17.8142 | 16.2655 | 14.7169 | 13.1682 | 11.6195 | 10.0709 | 8.5222 | 6.9736 | 5.4249 | 3.8763 | 2.3276 | 0.77897 | 0.004646 | 0.004646 | 0.004646 | 0.004646 | 0.004646 | 0.004646 | 0.004646 | 0.004646
State Deferred Tax Balance
Beginning of Period | 0 | 0 | 0 | 0 | 0 | 0 | 0.25166 | 1.0022 | 1.6747 | 2.2754 | 2.8093 | 3.2817 | 3.697 | 4.0597 | 4.4138 | 4.7678 | 5.1219 | 5.4759 | 5.8299 | 6.184 | 6.538 | 6.8921 | 7.2461 | 7.6002 | 7.9542 | 8.3082 | 8.3415 | 8.0539 | 7.7663 | 7.4786 | 7.191 | 6.9034 | 6.6158 | 6.3282 | 6.0406 | 5.753 | 5.4654 | 5.1778 | 4.8902 | 4.6026 | 4.315 | 4.0274 | 3.7398 | 3.4521 | 3.1645 | 2.8769 | 2.5893 | 2.3017 | 2.0141 | 1.7265 | 1.4389 | 1.1513 | 0.86368 | 0.57608 | 0.28847 | 0.00086282 | 0.00086282 | 0.00086282 | 0.00086282 | 0.00086282 | 0.00086282 | 0.00086282 | 0.00086282
Activity | 0 | 0 | 0 | 0 | 0 | 0.25166 | 0.75051 | 0.67257 | 0.60067 | 0.53394 | 0.47239 | 0.4153 | 0.36267 | 0.35404 | 0.35404 | 0.35404 | 0.35404 | 0.35404 | 0.35404 | 0.35404 | 0.35404 | 0.35404 | 0.35404 | 0.35404 | 0.35404 | 0.033219 | -0.28761 | -0.28761 | -0.28761 | -0.28761 | -0.28761 | -0.28761 | -0.28761 | -0.28761 | -0.28761 | -0.28761 | -0.28761 | -0.28761 | -0.28761 | -0.28761 | -0.28761 | -0.28761 | -0.28761 | -0.28761 | -0.28761 | -0.28761 | -0.28761 | -0.28761 | -0.28761 | -0.28761 | -0.28761 | -0.28761 | -0.28761 | -0.28761 | -0.28761 | 0 | 0 | 0 | 0 | 0 | 0 | 0 | 0 | 0.00086282
End of Period | 0 | 0 | 0 | 0 | 0 | 0.25166 | 1.0022 | 1.6747 | 2.2754 | 2.8093 | 3.2817 | 3.697 | 4.0597 | 4.4138 | 4.7678 | 5.1219 | 5.4759 | 5.8299 | 6.184 | 6.538 | 6.8921 | 7.2461 | 7.6002 | 7.9542 | 8.3082 | 8.3415 | 8.0539 | 7.7663 | 7.4786 | 7.191 | 6.9034 | 6.6158 | 6.3282 | 6.0406 | 5.753 | 5.4654 | 5.1778 | 4.8902 | 4.6026 | 4.315 | 4.0274 | 3.7398 | 3.4521 | 3.1645 | 2.8769 | 2.5893 | 2.3017 | 2.0141 | 1.7265 | 1.4389 | 1.1513 | 0.86368 | 0.57608 | 0.28847 | 0.00086282 | 0.00086282 | 0.00086282 | 0.00086282 | 0.00086282 | 0.00086282 | 0.00086282 | 0.00086282 | 0.00086282
Average | 0 | 0 | 0 | 0 | 0 | 0.12583 | 0.62691 | 1.3385 | 1.9751 | 2.5424 | 3.0455 | 3.4894 | 3.8784 | 4.2367 | 4.5908 | 4.9448 | 5.2989 | 5.6529 | 6.007 | 6.361 | 6.715 | 7.0691 | 7.4231 | 7.7772 | 8.1312 | 8.3249 | 8.1977 | 7.9101 | 7.6225 | 7.3348 | 7.0472 | 6.7596 | 6.472 | 6.1844 | 5.8968 | 5.6092 | 5.3216 | 5.034 | 4.7464 | 4.4588 | 4.1712 | 3.8836 | 3.596 | 3.3083 | 3.0207 | 2.7331 | 2.4455 | 2.1579 | 1.8703 | 1.5827 | 1.2951 | 1.0075 | 0.71988 | 0.43227 | 0.14467 | 0.00086282 | 0.00086282 | 0.00086282 | 0.00086282 | 0.00086282 | 0.00086282 | 0.00086282 | 0.00086282
Net Rate Base - Average | 0 | 0 | 0 | 0 | 0 | 107.0493 | 208.9373 | 198.8634 | 189.268 | 180.115 | 171.3716 | 163.0069 | 154.9924 | 147.1736 | 139.3822 | 131.5909 | 123.7995 | 116.0082 | 108.2168 | 100.4255 | 92.6342 | 84.8428 | 77.0515 | 69.2601 | 61.4688 | 54.7016 | 49.9828 | 46.2882 | 42.5935 | 38.8989 | 35.2042 | 31.5096 | 27.8149 | 24.1203 | 20.4257 | 16.731 | 13.0364 | 9.3417 | 5.6471 | 1.9524 | -1.7422 | -5.4369 | -9.1315 | -12.8261 | -16.5208 | -20.2154 | -23.9101 | -27.6047 | -31.2994 | -34.994 | -38.6887 | -42.3833 | -46.0779 | -49.7726 | -25.8127 | -0.0055088 | -0.0055088 | -0.0055088 | -0.0055088 | -0.0055088 | -0.0055088 | -0.0055088 | -0.0055088
EXPENSES
Income Tax - Removal Cost | 0 | 0 | 0 | 0 | 0 | 0.71409 | 0.71409 | 0.71409 | 0.71409 | 0.71409 | 0.71409 | 0.71409 | 0.71409 | 0.71409 | 0.71409 | 0.71409 | 0.71409 | 0.71409 | 0.71409 | 0.71409 | 0.71409 | 0.71409 | 0.71409 | 0.71409 | 0.71409 | 0.71409 | 0.71409 | 0.71409 | 0.71409 | 0.71409 | 0.71409 | 0.71409 | 0.71409 | 0.71409 | 0.71409 | 0.71409 | 0.71409 | 0.71409 | 0.71409 | 0.71409 | 0.71409 | 0.71409 | 0.71409 | 0.71409 | 0.71409 | 0.71409 | 0.71409 | 0.71409 | 0.71409 | 0.71409 | 0.71409 | 0.71409 | 0.71409 | 0.71409 | 0.71409 | 0 | 0 | 0 | 0 | 0 | 0 | 0 | 0 | 35.7047
Book Depreciation | 0 | 0 | 0 | 0 | 0 | 5.5309 | 5.5309 | 5.5309 | 5.5309 | 5.5309 | 5.5309 | 5.5309 | 5.5309 | 5.5309 | 5.5309 | 5.5309 | 5.5309 | 5.5309 | 5.5309 | 5.5309 | 5.5309 | 5.5309 | 5.5309 | 5.5309 | 5.5309 | 5.5309 | 5.5309 | 5.5309 | 5.5309 | 5.5309 | 5.5309 | 5.5309 | 5.5309 | 5.5309 | 5.5309 | 5.5309 | 5.5309 | 5.5309 | 5.5309 | 5.5309 | 5.5309 | 5.5309 | 5.5309 | 5.5309 | 5.5309 | 5.5309 | 5.5309 | 5.5309 | 5.5309 | 5.5309 | 5.5309 | 5.5309 | 5.5309 | 5.5309 | 5.5309 | 0 | 0 | 0 | 0 | 0 | 0 | 0 | 0 | 276.5453
Property Taxes | 0 | 0 | 0 | 0 | 0 | 11.0618 | 11.0618 | 11.0618 | 11.0618 | 11.0618 | 11.0618 | 11.0618 | 11.0618 | 11.0618 | 11.0618 | 11.0618 | 11.0618 | 11.0618 | 11.0618 | 11.0618 | 11.0618 | 11.0618 | 11.0618 | 11.0618 | 11.0618 | 11.0618 | 11.0618 | 11.0618 | 11.0618 | 11.0618 | 11.0618 | 11.0618 | 11.0618 | 11.0618 | 11.0618 | 11.0618 | 11.0618 | 11.0618 | 11.0618 | 11.0618 | 11.0618 | 11.0618 | 11.0618 | 11.0618 | 11.0618 | 11.0618 | 11.0618 | 11.0618 | 11.0618 | 11.0618 | 11.0618 | 11.0618 | 11.0618 | 11.0618 | 0 | 0 | 0 | 0 | 0 | 0 | 0 | 0 | 0 | 542.0287
Total Expenses | 0 | 0 | 0 | 0 | 0 | 17.3068 | 17.3068 | 17.3068 | 17.3068 | 17.3068 | 17.3068 | 17.3068 | 17.3068 | 17.3068 | 17.3068 | 17.3068 | 17.3068 | 17.3068 | 17.3068 | 17.3068 | 17.3068 | 17.3068 | 17.3068 | 17.3068 | 17.3068 | 17.3068 | 17.3068 | 17.3068 | 17.3068 | 17.3068 | 17.3068 | 17.3068 | 17.3068 | 17.3068 | 17.3068 | 17.3068 | 17.3068 | 17.3068 | 17.3068 | 17.3068 | 17.3068 | 17.3068 | 17.3068 | 17.3068 | 17.3068 | 17.3068 | 17.3068 | 17.3068 | 17.3068 | 17.3068 | 17.3068 | 17.3068 | 17.3068 | 17.3068 | 6.245 | 0 | 0 | 0 | 0 | 0 | 0 | 0 | 0 | 854.2786
REVENUE REQUIREMENT
Net Rate Base | 0 | 0 | 0 | 0 | 0 | 107.0493 | 208.9373 | 198.8634 | 189.268 | 180.115 | 171.3716 | 163.0069 | 154.9924 | 147.1736 | 139.3822 | 131.5909 | 123.7995 | 116.0082 | 108.2168 | 100.4255 | 92.6342 | 84.8428 | 77.0515 | 69.2601 | 61.4688 | 54.7016 | 49.9828 | 46.2882 | 42.5935 | 38.8989 | 35.2042 | 31.5096 | 27.8149 | 24.1203 | 20.4257 | 16.731 | 13.0364 | 9.3417 | 5.6471 | 1.9524 | -1.7422 | -5.4369 | -9.1315 | -12.8261 | -16.5208 | -20.2154 | -23.9101 | -27.6047 | -31.2994 | -34.994 | -38.6887 | -42.3833 | -46.0779 | -49.7726 | -25.8127 | -0.0055088 | -0.0055088 | -0.0055088 | -0.0055088 | -0.0055088 | -0.0055088 | -0.0055088 | -0.0055088 | 2657.246
ROR | 9.98% | 9.98% | 9.7% | 9.61% | 9.61% | 9.61% | 9.61% | 9.61% | 9.61% | 9.61% | 9.61% | 9.61% | 9.61% | 9.61% | 9.61% | 9.61% | 9.61% | 9.61% | 9.61% | 9.61% | 9.61% | 9.61% | 9.61% | 9.61% | 9.61% | 9.61% | 9.61% | 9.61% | 9.61% | 9.61% | 9.61% | 9.61% | 9.61% | 9.61% | 9.61% | 9.61% | 9.61% | 9.61% | 9.61% | 9.61% | 9.61% | 9.61% | 9.61% | 9.61% | 9.61% | 9.61% | 9.61% | 9.61% | 9.61% | 9.61% | 9.61% | 9.61% | 9.61% | 9.61% | 9.61% | 9.61% | 9.61% | 9.61% | 9.61% | 9.61% | 9.61% | 9.61% | 9.61%
Earnings Base | 0 | 0 | 0 | 0 | 0 | 10.2874 | 20.0789 | 19.1108 | 18.1887 | 17.3091 | 16.4688 | 15.665 | 14.8948 | 14.1434 | 13.3946 | 12.6459 | 11.8971 | 11.1484 | 10.3996 | 9.6509 | 8.9021 | 8.1534 | 7.4046 | 6.6559 | 5.9072 | 5.2568 | 4.8033 | 4.4483 | 4.0932 | 3.7382 | 3.3831 | 3.0281 | 2.673 | 2.318 | 1.9629 | 1.6079 | 1.2528 | 0.89774 | 0.54268 | 0.18763 | -0.16743 | -0.52248 | -0.87754 | -1.2326 | -1.5876 | -1.9427 | -2.2978 | -2.6528 | -3.0079 | -3.3629 | -3.718 | -4.073 | -4.4281 | -4.7831 | -2.4806 | -0.00052939 | -0.00052939 | -0.00052939 | -0.00052939 | -0.00052939 | -0.00052939 | -0.00052939 | -0.00052939
Earnings - Expense | 0 | 0 | 0 | 0 | 0 | 17.3068 | 17.3068 | 17.3068 | 17.3068 | 17.3068 | 17.3068 | 17.3068 | 17.3068 | 17.3068 | 17.3068 | 17.3068 | 17.3068 | 17.3068 | 17.3068 | 17.3068 | 17.3068 | 17.3068 | 17.3068 | 17.3068 | 17.3068 | 17.3068 | 17.3068 | 17.3068 | 17.3068 | 17.3068 | 17.3068 | 17.3068 | 17.3068 | 17.3068 | 17.3068 | 17.3068 | 17.3068 | 17.3068 | 17.3068 | 17.3068 | 17.3068 | 17.3068 | 17.3068 | 17.3068 | 17.3068 | 17.3068 | 17.3068 | 17.3068 | 17.3068 | 17.3068 | 17.3068 | 17.3068 | 17.3068 | 17.3068 | 6.245 | 0 | 0 | 0 | 0 | 0 | 0 | 0 | 0 | 854.2786
Total Earnings Effect | 0 | 0 | 0 | 0 | 0 | 27.5942 | 37.3857 | 36.4176 | 35.4955 | 34.6159 | 33.7756 | 32.9718 | 32.2016 | 31.4502 | 30.7014 | 29.9527 | 29.2039 | 28.4552 | 27.7064 | 26.9577 | 26.209 | 25.4602 | 24.7115 | 23.9627 | 23.214 | 22.5636 | 22.1102 | 21.7551 | 21.4 | 21.045 | 20.6899 | 20.3349 | 19.9798 | 19.6248 | 19.2697 | 18.9147 | 18.5596 | 18.2045 | 17.8495 | 17.4944 | 17.1394 | 16.7843 | 16.4293 | 16.0742 | 15.7192 | 15.3641 | 15.0091 | 14.654 | 14.2989 | 13.9439 | 13.5888 | 13.2338 | 12.8787 | 12.5237 | 3.7644 | -0.00052939 | -0.00052939 | -0.00052939 | -0.00052939 | -0.00052939 | -0.00052939 | -0.00052939 | -0.00052939
Gross-Up Factor | 1.0354 | 1.0354 | 1.0354 | 1.0298 | 1.0298 | 1.0298 | 1.0298 | 1.0298 | 1.0298 | 1.0298 | 1.0298 | 1.0298 | 1.0298 | 1.0298 | 1.0298 | 1.0298 | 1.0298 | 1.0298 | 1.0298 | 1.0298 | 1.0298 | 1.0298 | 1.0298 | 1.0298 | 1.0298 | 1.0298 | 1.0298 | 1.0298 | 1.0298 | 1.0298 | 1.0298 | 1.0298 | 1.0298 | 1.0298 | 1.0298 | 1.0298 | 1.0298 | 1.0298 | 1.0298 | 1.0298 | 1.0298 | 1.0298 | 1.0298 | 1.0298 | 1.0298 | 1.0298 | 1.0298 | 1.0298 | 1.0298 | 1.0298 | 1.0298 | 1.0298 | 1.0298 | 1.0298 | 1.0298 | 1.0298 | 1.0298 | 1.0298 | 1.0298 | 1.0298 | 1.0298 | 1.0298 | 1.0298
Revenue requirement | 0 | 0 | 0 | 0 | 0 | 28.4155 | 38.4983 | 37.5014 | 36.5518 | 35.646 | 34.7808 | 33.953 | 33.1599 | 32.3861 | 31.6151 | 30.8441 | 30.0731 | 29.302 | 28.531 | 27.76 | 26.9889 | 26.2179 | 25.4469 | 24.6758 | 23.9048 | 23.2351 | 22.7682 | 22.4025 | 22.0369 | 21.6713 | 21.3057 | 20.94 | 20.5744 | 20.2088 | 19.8432 | 19.4776 | 19.1119 | 18.7463 | 18.3807 | 18.0151 | 17.6495 | 17.2838 | 16.9182 | 16.5526 | 16.187 | 15.8213 | 15.4557 | 15.0901 | 14.7245 | 14.3589 | 13.9932 | 13.6276 | 13.262 | 12.8964 | 3.8764 | -0.00054515 | -0.00054515 | -0.00054515 | -0.00054515 | -0.00054515 | -0.00054515 | -0.00054515 | -0.00054515 | 1142.6629
Depreciation Calculations
Tax Depreciation - Federal
Cost of new equipment in service basis | 0 | 0 | 0 | 0 | 0 | 221.2362 | 0 | 0 | 0 | 0 | 0 | 0 | 0 | 0 | 0 | 0 | 0 | 0 | 0 | 0 | 0 | 0 | 0 | 0 | 0 | 0 | 0 | 0 | 0 | 0 | 0 | 0 | 0 | 0 | 0 | 0 | 0 | 0 | 0 | 0 | 0 | 0 | 0 | 0 | 0 | 0 | 0 | 0 | 0 | 0 | 0 | 0 | 0 | 0 | -221.2362 | 0 | 0 | 0 | 0 | 0 | 0
Bonus Depreciation (N/A) | 0 | 0 | 0 | 0 | 0 | 0 | 0 | 0 | 0 | 0 | 0 | 0 | 0 | 0 | 0 | 0 | 0 | 0 | 0 | 0 | 0 | 0 | 0 | 0 | 0 | 0 | 0 | 0 | 0 | 0 | 0 | 0 | 0 | 0 | 0 | 0 | 0 | 0 | 0 | 0 | 0 | 0 | 0 | 0 | 0 | 0 | 0 | 0 | 0 | 0 | 0 | 0 | 0 | 0 | 0 | 0 | 0 | 0 | 0 | 0 | 0
Regular Depreciation basis (Cumulative) | 0 | 0 | 0 | 0 | 0 | 221.2362 | 221.2362 | 221.2362 | 221.2362 | 221.2362 | 221.2362 | 221.2362 | 221.2362 | 221.2362 | 221.2362 | 221.2362 | 221.2362 | 221.2362 | 221.2362 | 221.2362 | 221.2362 | 221.2362 | 221.2362 | 221.2362 | 221.2362 | 221.2362 | 221.2362 | 221.2362 | 221.2362 | 221.2362 | 221.2362 | 221.2362 | 221.2362 | 221.2362 | 221.2362 | 221.2362 | 221.2362 | 221.2362 | 221.2362 | 221.2362 | 221.2362 | 221.2362 | 221.2362 | 221.2362 | 221.2362 | 221.2362 | 221.2362 | 221.2362 | 221.2362 | 221.2362 | 221.2362 | 221.2362 | 221.2362 | 221.2362 | 0 | 0 | 0 | 0 | 0 | 0 | 0 | 0 | 0
RegularDepreciation | [5 empty] | 8.2964 | 15.971 | 14.7719 | 13.6658 | 12.6392 | 11.6923 | 10.814 | 10.0043 | 9.8716 | 9.8716 | 9.8716 | 9.8716 | 9.8716 | 9.8716 | 9.8716 | 9.8716 | 9.8716 | 9.8716 | 9.8716 | 9.8716 | 4.9358 | [37 empty] | 221.2495
Total Depreciation for year | 0 | 0 | 0 | 0 | 0 | 8.2964 | 15.971 | 14.7719 | 13.6658 | 12.6392 | 11.6923 | 10.814 | 10.0043 | 9.8716 | 9.8716 | 9.8716 | 9.8716 | 9.8716 | 9.8716 | 9.8716 | 9.8716 | 9.8716 | 9.8716 | 9.8716 | 9.8716 | 4.9358 | 0 | 0 | 0 | 0 | 0 | 0 | 0 | 0 | 0 | 0 | 0 | 0 | 0 | 0 | 0 | 0 | 0 | 0 | 0 | 0 | 0 | 0 | 0 | 0 | 0 | 0 | 0 | 0 | 0 | 0 | 0 | 0 | 0 | 0 | 0
Tax Depreciation - State
Cost of new equipment in service basis | 0 | 0 | 0 | 0 | 0 | 221.2362 | 0 | 0 | 0 | 0 | 0 | 0 | 0 | 0 | 0 | 0 | 0 | 0 | 0 | 0 | 0 | 0 | 0 | 0 | 0 | 0 | 0 | 0 | 0 | 0 | 0 | 0 | 0 | 0 | 0 | 0 | 0 | 0 | 0 | 0 | 0 | 0 | 0 | 0 | 0 | 0 | 0 | 0 | 0 | 0 | 0 | 0 | 0 | 0 | -221.2362 | 0 | 0 | 0 | 0 | 0 | 0 | 0 | 0
Bonus Depreciation (N/A) | 0 | 0 | 0 | 0 | 0 | 0 | 0 | 0 | 0 | 0 | 0 | 0 | 0 | 0 | 0 | 0 | 0 | 0 | 0 | 0 | 0 | 0 | 0 | 0 | 0 | 0 | 0 | 0 | 0 | 0 | 0 | 0 | 0 | 0 | 0 | 0 | 0 | 0 | 0 | 0 | 0 | 0 | 0 | 0 | 0 | 0 | 0 | 0 | 0 | 0 | 0 | 0 | 0 | 0 | 0 | 0 | 0 | 0 | 0 | 0 | 0 | 0 | 0
Regular Depreciation basis (Cumulative) | 0 | 0 | 0 | 0 | 0 | 221.2362 | 221.2362 | 221.2362 | 221.2362 | 221.2362 | 221.2362 | 221.2362 | 221.2362 | 221.2362 | 221.2362 | 221.2362 | 221.2362 | 221.2362 | 221.2362 | 221.2362 | 221.2362 | 221.2362 | 221.2362 | 221.2362 | 221.2362 | 221.2362 | 221.2362 | 221.2362 | 221.2362 | 221.2362 | 221.2362 | 221.2362 | 221.2362 | 221.2362 | 221.2362 | 221.2362 | 221.2362 | 221.2362 | 221.2362 | 221.2362 | 221.2362 | 221.2362 | 221.2362 | 221.2362 | 221.2362 | 221.2362 | 221.2362 | 221.2362 | 221.2362 | 221.2362 | 221.2362 | 221.2362 | 221.2362 | 221.2362 | 0 | 0 | 0 | 0 | 0 | 0 | 0 | 0 | 0
RegularDepreciation | 0 | 0 | 0 | 0 | 0 | 8.2964 | 15.971 | 14.7719 | 13.6658 | 12.6392 | 11.6923 | 10.814 | 10.0043 | 9.8716 | 9.8716 | 9.8716 | 9.8716 | 9.8716 | 9.8716 | 9.8716 | 9.8716 | 9.8716 | 9.8716 | 9.8716 | 9.8716 | 4.9358 | 0 | 0 | 0 | 0 | 0 | 0 | 0 | 0 | 0 | 0 | 0 | 0 | 0 | 0 | 0 | 0 | 0 | 0 | 0 | 0 | 0 | 0 | 0 | 0 | 0 | 0 | 0 | 0 | 0 | 0 | 0 | 0 | 0 | 0 | 0 | 0 | 0 | 221.2495
Total Depreciation for year | 0 | 0 | 0 | 0 | 0 | 8.2964 | 15.971 | 14.7719 | 13.6658 | 12.6392 | 11.6923 | 10.814 | 10.0043 | 9.8716 | 9.8716 | 9.8716 | 9.8716 | 9.8716 | 9.8716 | 9.8716 | 9.8716 | 9.8716 | 9.8716 | 9.8716 | 9.8716 | 4.9358 | 0 | 0 | 0 | 0 | 0 | 0 | 0 | 0 | 0 | 0 | 0 | 0 | 0 | 0 | 0 | 0 | 0 | 0 | 0 | 0 | 0 | 0 | 0 | 0 | 0 | 0 | 0 | 0 | 0 | 0 | 0 | 0 | 0 | 0 | 0 | 0 | 0
Book Depreciation with COR
2014 | 0 | 0 | 0 | 0 | 0 | 0 | 0 | 0 | 0 | 0 | 0 | 0 | 0 | 0 | 0 | 0 | 0 | 0 | 0 | 0 | 0 | 0 | 0 | 0 | 0 | 0 | 0 | 0 | 0 | 0 | 0 | 0 | 0 | 0 | 0 | 0 | 0 | 0 | 0 | 0 | 0 | 0 | 0 | 0 | 0 | 0 | 0 | 0 | 0 | 0 | [13 empty] | 0
2015 |  | 0 | 0 | 0 | 0 | 0 | 0 | 0 | 0 | 0 | 0 | 0 | 0 | 0 | 0 | 0 | 0 | 0 | 0 | 0 | 0 | 0 | 0 | 0 | 0 | 0 | 0 | 0 | 0 | 0 | 0 | 0 | 0 | 0 | 0 | 0 | 0 | 0 | 0 | 0 | 0 | 0 | 0 | 0 | 0 | 0 | 0 | 0 | 0 | 0 | 0 | [12 empty] | 0 | check - total PIS
2016 |  |  | 0 | 0 | 0 | 0 | 0 | 0 | 0 | 0 | 0 | 0 | 0 | 0 | 0 | 0 | 0 | 0 | 0 | 0 | 0 | 0 | 0 | 0 | 0 | 0 | 0 | 0 | 0 | 0 | 0 | 0 | 0 | 0 | 0 | 0 | 0 | 0 | 0 | 0 | 0 | 0 | 0 | 0 | 0 | 0 | 0 | 0 | 0 | 0 | 0 | 0 | [11 empty] | 0 | 0
2017 |  |  |  | 0 | 0 | 0 | 0 | 0 | 0 | 0 | 0 | 0 | 0 | 0 | 0 | 0 | 0 | 0 | 0 | 0 | 0 | 0 | 0 | 0 | 0 | 0 | 0 | 0 | 0 | 0 | 0 | 0 | 0 | 0 | 0 | 0 | 0 | 0 | 0 | 0 | 0 | 0 | 0 | 0 | 0 | 0 | 0 | 0 | 0 | 0 | 0 | 0 | 0 | [10 empty] | 0 | 0
2018 |  |  |  |  | 0 | 0 | 0 | 0 | 0 | 0 | 0 | 0 | 0 | 0 | 0 | 0 | 0 | 0 | 0 | 0 | 0 | 0 | 0 | 0 | 0 | 0 | 0 | 0 | 0 | 0 | 0 | 0 | 0 | 0 | 0 | 0 | 0 | 0 | 0 | 0 | 0 | 0 | 0 | 0 | 0 | 0 | 0 | 0 | 0 | 0 | 0 | 0 | 0 | 0 | [9 empty] | 0
2019 | [5 empty] | 5.5309 | 5.5309 | 5.5309 | 5.5309 | 5.5309 | 5.5309 | 5.5309 | 5.5309 | 5.5309 | 5.5309 | 5.5309 | 5.5309 | 5.5309 | 5.5309 | 5.5309 | 5.5309 | 5.5309 | 5.5309 | 5.5309 | 5.5309 | 5.5309 | 5.5309 | 5.5309 | 5.5309 | 5.5309 | 5.5309 | 5.5309 | 5.5309 | 5.5309 | 5.5309 | 5.5309 | 5.5309 | 5.5309 | 5.5309 | 5.5309 | 5.5309 | 5.5309 | 5.5309 | 5.5309 | 5.5309 | 5.5309 | 5.5309 | 5.5309 | 5.5309 | 5.5309 | 5.5309 | 5.5309 | 5.5309 | 5.5309 | 5.5309 | [8 empty] | 276.5453 | 276.5453
2020 | [6 empty] | 0 | 0 | 0 | 0 | 0 | 0 | 0 | 0 | 0 | 0 | 0 | 0 | 0 | 0 | 0 | 0 | 0 | 0 | 0 | 0 | 0 | 0 | 0 | 0 | 0 | 0 | 0 | 0 | 0 | 0 | 0 | 0 | 0 | 0 | 0 | 0 | 0 | 0 | 0 | 0 | 0 | 0 | 0 | 0 | 0 | 0 | 0 | 0 | 0 | 0 | [7 empty] | 0
2021 | [7 empty] | 0 | 0 | 0 | 0 | 0 | 0 | 0 | 0 | 0 | 0 | 0 | 0 | 0 | 0 | 0 | 0 | 0 | 0 | 0 | 0 | 0 | 0 | 0 | 0 | 0 | 0 | 0 | 0 | 0 | 0 | 0 | 0 | 0 | 0 | 0 | 0 | 0 | 0 | 0 | 0 | 0 | 0 | 0 | 0 | 0 | 0 | 0 | 0 | 0 | 0 | [6 empty] | 0
2022 | [8 empty] | 0 | 0 | 0 | 0 | 0 | 0 | 0 | 0 | 0 | 0 | 0 | 0 | 0 | 0 | 0 | 0 | 0 | 0 | 0 | 0 | 0 | 0 | 0 | 0 | 0 | 0 | 0 | 0 | 0 | 0 | 0 | 0 | 0 | 0 | 0 | 0 | 0 | 0 | 0 | 0 | 0 | 0 | 0 | 0 | 0 | 0 | 0 | 0 | 0 | 0 | [5 empty] | 0
2023 | [9 empty] | 0 | 0 | 0 | 0 | 0 | 0 | 0 | 0 | 0 | 0 | 0 | 0 | 0 | 0 | 0 | 0 | 0 | 0 | 0 | 0 | 0 | 0 | 0 | 0 | 0 | 0 | 0 | 0 | 0 | 0 | 0 | 0 | 0 | 0 | 0 | 0 | 0 | 0 | 0 | 0 | 0 | 0 | 0 | 0 | 0 | 0 | 0 | 0 | 0 | 0 |  |  |  |  | 0
2024 | [10 empty] | 0 | 0 | 0 | 0 | 0 | 0 | 0 | 0 | 0 | 0 | 0 | 0 | 0 | 0 | 0 | 0 | 0 | 0 | 0 | 0 | 0 | 0 | 0 | 0 | 0 | 0 | 0 | 0 | 0 | 0 | 0 | 0 | 0 | 0 | 0 | 0 | 0 | 0 | 0 | 0 | 0 | 0 | 0 | 0 | 0 | 0 | 0 | 0 | 0 | 0 |  |  |  | 0 | 0
2025 | [11 empty] | 0 | 0 | 0 | 0 | 0 | 0 | 0 | 0 | 0 | 0 | 0 | 0 | 0 | 0 | 0 | 0 | 0 | 0 | 0 | 0 | 0 | 0 | 0 | 0 | 0 | 0 | 0 | 0 | 0 | 0 | 0 | 0 | 0 | 0 | 0 | 0 | 0 | 0 | 0 | 0 | 0 | 0 | 0 | 0 | 0 | 0 | 0 | 0 | 0 | 0 |  |  | 0
2026 | [12 empty] | 0 | 0 | 0 | 0 | 0 | 0 | 0 | 0 | 0 | 0 | 0 | 0 | 0 | 0 | 0 | 0 | 0 | 0 | 0 | 0 | 0 | 0 | 0 | 0 | 0 | 0 | 0 | 0 | 0 | 0 | 0 | 0 | 0 | 0 | 0 | 0 | 0 | 0 | 0 | 0 | 0 | 0 | 0 | 0 | 0 | 0 | 0 | 0 | 0 | 0 |  | 0
| 0 | 0 | 0 | 0 | 0 | 5.5309 | 5.5309 | 5.5309 | 5.5309 | 5.5309 | 5.5309 | 5.5309 | 5.5309 | 5.5309 | 5.5309 | 5.5309 | 5.5309 | 5.5309 | 5.5309 | 5.5309 | 5.5309 | 5.5309 | 5.5309 | 5.5309 | 5.5309 | 5.5309 | 5.5309 | 5.5309 | 5.5309 | 5.5309 | 5.5309 | 5.5309 | 5.5309 | 5.5309 | 5.5309 | 5.5309 | 5.5309 | 5.5309 | 5.5309 | 5.5309 | 5.5309 | 5.5309 | 5.5309 | 5.5309 | 5.5309 | 5.5309 | 5.5309 | 5.5309 | 5.5309 | 5.5309 | 5.5309 | 5.5309 | 5.5309 | 5.5309 | 5.5309 | 0 | 0 | 0 | 0 | 0 | 0 | 0 | 0 | 276.5453
Book Depreciation- excl. Salvage
2014 | 0 | 0 | 0 | 0 | 0 | 0 | 0 | 0 | 0 | 0 | 0 | 0 | 0 | 0 | 0 | 0 | 0 | 0 | 0 | 0 | 0 | 0 | 0 | 0 | 0 |  |  | 0 | 0 | 0 | 0 | 0 | 0 | 0 | 0 | 0 | 0 | 0 | 0 | 0 | 0 | 0 | 0 | 0 | 0 | 0 | 0 | 0 | 0 | 0 | 0 | 0 | [11 empty] | 0
2015 |  | 0 | 0 | 0 | 0 | 0 | 0 | 0 | 0 | 0 | 0 | 0 | 0 | 0 | 0 | 0 | 0 | 0 | 0 | 0 | 0 | 0 | 0 | 0 | 0 | 0 |  | 0 | 0 | 0 | 0 | 0 | 0 | 0 | 0 | 0 | 0 | 0 | 0 | 0 | 0 | 0 | 0 | 0 | 0 | 0 | 0 | 0 | 0 | 0 | 0 | 0 | [11 empty] | 0 | check - total PIS
2016 |  |  | 0 | 0 | 0 | 0 | 0 | 0 | 0 | 0 | 0 | 0 | 0 | 0 | 0 | 0 | 0 | 0 | 0 | 0 | 0 | 0 | 0 | 0 | 0 | 0 | 0 | 0 | 0 | 0 | 0 | 0 | 0 | 0 | 0 | 0 | 0 | 0 | 0 | 0 | 0 | 0 | 0 | 0 | 0 | 0 | 0 | 0 | 0 | 0 | 0 | 0 | [11 empty] | 0 | 0
2017 |  |  |  | 0 | 0 | 0 | 0 | 0 | 0 | 0 | 0 | 0 | 0 | 0 | 0 | 0 | 0 | 0 | 0 | 0 | 0 | 0 | 0 | 0 | 0 | 0 | 0 | 0 | 0 | 0 | 0 | 0 | 0 | 0 | 0 | 0 | 0 | 0 | 0 | 0 | 0 | 0 | 0 | 0 | 0 | 0 | 0 | 0 | 0 | 0 | 0 | 0 | 0 | [10 empty] | 0 | 0
2018 |  |  |  |  | 0 | 0 | 0 | 0 | 0 | 0 | 0 | 0 | 0 | 0 | 0 | 0 | 0 | 0 | 0 | 0 | 0 | 0 | 0 | 0 | 0 | 0 | 0 | 0 | 0 | 0 | 0 | 0 | 0 | 0 | 0 | 0 | 0 | 0 | 0 | 0 | 0 | 0 | 0 | 0 | 0 | 0 | 0 | 0 | 0 | 0 | 0 | 0 | 0 | 0 | [9 empty] | 0
2019 | [5 empty] | 4.4247 | 4.4247 | 4.4247 | 4.4247 | 4.4247 | 4.4247 | 4.4247 | 4.4247 | 4.4247 | 4.4247 | 4.4247 | 4.4247 | 4.4247 | 4.4247 | 4.4247 | 4.4247 | 4.4247 | 4.4247 | 4.4247 | 4.4247 | 4.4247 | 4.4247 | 4.4247 | 4.4247 | 4.4247 | 4.4247 | 4.4247 | 4.4247 | 4.4247 | 4.4247 | 4.4247 | 4.4247 | 4.4247 | 4.4247 | 4.4247 | 4.4247 | 4.4247 | 4.4247 | 4.4247 | 4.4247 | 4.4247 | 4.4247 | 4.4247 | 4.4247 | 4.4247 | 4.4247 | 4.4247 | 4.4247 | 4.4247 | 4.4247 | [8 empty] | 221.2362 | 221.2362
2020 | [6 empty] | 0 | 0 | 0 | 0 | 0 | 0 | 0 | 0 | 0 | 0 | 0 | 0 | 0 | 0 | 0 | 0 | 0 | 0 | 0 | 0 | 0 | 0 | 0 | 0 | 0 | 0 | 0 | 0 | 0 | 0 | 0 | 0 | 0 | 0 | 0 | 0 | 0 | 0 | 0 | 0 | 0 | 0 | 0 | 0 | 0 | 0 | 0 | 0 | 0 | 0 | [7 empty] | 0
2021 | [7 empty] | 0 | 0 | 0 | 0 | 0 | 0 | 0 | 0 | 0 | 0 | 0 | 0 | 0 | 0 | 0 | 0 | 0 | 0 | 0 | 0 | 0 | 0 | 0 | 0 | 0 | 0 | 0 | 0 | 0 | 0 | 0 | 0 | 0 | 0 | 0 | 0 | 0 | 0 | 0 | 0 | 0 | 0 | 0 | 0 | 0 | 0 | 0 | 0 | 0 | 0 | [6 empty] | 0
2022 | [8 empty] | 0 | 0 | 0 | 0 | 0 | 0 | 0 | 0 | 0 | 0 | 0 | 0 | 0 | 0 | 0 | 0 | 0 | 0 | 0 | 0 | 0 | 0 | 0 | 0 | 0 | 0 | 0 | 0 | 0 | 0 | 0 | 0 | 0 | 0 | 0 | 0 | 0 | 0 | 0 | 0 | 0 | 0 | 0 | 0 | 0 | 0 | 0 | 0 | 0 | 0 | [5 empty] | 0
2023 | [9 empty] | 0 | 0 | 0 | 0 | 0 | 0 | 0 | 0 | 0 | 0 | 0 | 0 | 0 | 0 | 0 | 0 | 0 | 0 | 0 | 0 | 0 | 0 | 0 | 0 | 0 | 0 | 0 | 0 | 0 | 0 | 0 | 0 | 0 | 0 | 0 | 0 | 0 | 0 | 0 | 0 | 0 | 0 | 0 | 0 | 0 | 0 | 0 | 0 | 0 | 0 |  |  |  |  | 0
2024 | [10 empty] | 0 | 0 | 0 | 0 | 0 | 0 | 0 | 0 | 0 | 0 | 0 | 0 | 0 | 0 | 0 | 0 | 0 | 0 | 0 | 0 | 0 | 0 | 0 | 0 | 0 | 0 | 0 | 0 | 0 | 0 | 0 | 0 | 0 | 0 | 0 | 0 | 0 | 0 | 0 | 0 | 0 | 0 | 0 | 0 | 0 | 0 | 0 | 0 | 0 | 0 |  |  |  | 0 | 0
2025 | [11 empty] | 0 | 0 | 0 | 0 | 0 | 0 | 0 | 0 | 0 | 0 | 0 | 0 | 0 | 0 | 0 | 0 | 0 | 0 | 0 | 0 | 0 | 0 | 0 | 0 | 0 | 0 | 0 | 0 | 0 | 0 | 0 | 0 | 0 | 0 | 0 | 0 | 0 | 0 | 0 | 0 | 0 | 0 | 0 | 0 | 0 | 0 | 0 | 0 | 0 | 0 |  |  | 0
2026 | [12 empty] | 0 | 0 | 0 | 0 | 0 | 0 | 0 | 0 | 0 | 0 | 0 | 0 | 0 | 0 | 0 | 0 | 0 | 0 | 0 | 0 | 0 | 0 | 0 | 0 | 0 | 0 | 0 | 0 | 0 | 0 | 0 | 0 | 0 | 0 | 0 | 0 | 0 | 0 | 0 | 0 | 0 | 0 | 0 | 0 | 0 | 0 | 0 | 0 | 0 | 0 |  | 0 | 0
| 0 | 0 | 0 | 0 | 0 | 4.4247 | 4.4247 | 4.4247 | 4.4247 | 4.4247 | 4.4247 | 4.4247 | 4.4247 | 4.4247 | 4.4247 | 4.4247 | 4.4247 | 4.4247 | 4.4247 | 4.4247 | 4.4247 | 4.4247 | 4.4247 | 4.4247 | 4.4247 | 4.4247 | 4.4247 | 4.4247 | 4.4247 | 4.4247 | 4.4247 | 4.4247 | 4.4247 | 4.4247 | 4.4247 | 4.4247 | 4.4247 | 4.4247 | 4.4247 | 4.4247 | 4.4247 | 4.4247 | 4.4247 | 4.4247 | 4.4247 | 4.4247 | 4.4247 | 4.4247 | 4.4247 | 4.4247 | 4.4247 | 4.4247 | 4.4247 | 4.4247 | 4.4247 | 0 | 0 | 0 | 0 | 0 | 0 | 0 | 0 | 221.2362
Note on A50: Lee, Betty: rate base does not include CWIP b/c the CapEx dollars include an AFUDC component in it already

## 4c-2017
Project No. | 4c
Project Desc. | NEW Gateway Park SS
Book Life | 50
Tax Life | 20N
Salvage Rate | -25%
| 2014 | 2015 | 2016 | 2017 | 2018 | 2019 | 2020 | 2021 | 2022 | 2023 | 2024 | 2025 | 2026 | 2027 | 2028 | 2029 | 2030 | 2031 | 2032 | 2033 | 2034 | 2035 | 2036 | 2037 | 2038 | 2039 | 2040 | 2041 | 2042 | 2043 | 2044 | 2045 | 2046 | 2047 | 2048 | 2049 | 2050 | 2051 | 2052 | 2053 | 2054 | 2055 | 2056 | 2057 | 2058 | 2059 | 2060 | 2061 | 2062 | 2063 | 2064 | 2065 | 2066 | 2067 | 2068 | 2069 | 2070 | 2071 | 2072 | 2073 | 2074 | 2075 | 2076
Closing to Plant (Y/N) | N | N | N | N | N | N | N | N | N | N | N | N | N | N | N | N | N | N | N | N | N | N | N | N | N | N | N | N | N | N | N | N | N | N | N | N | N | N | N | N | N | N | N | N | N | N | N | N | N | N | N | N | N | N | N | N | N | N | N | N | N | N | N | Total
CWIP
Beginning of Period | 0 | 0 | 185.6551 | 506.4051 | 0 | 0 | 0 | 0 | 0 | 0 | 0 | 0 | 0 | 0 | 0 | 0 | 0 | 0 | 0 | 0 | 0 | 0 | 0 | 0 | 0 | 0 | 0 | 0 | 0 | 0 | 0 | 0 | 0 | 0 | 0 | 0 | 0 | 0 | 0 | 0 | 0 | 0 | 0 | 0 | 0 | 0 | 0 | 0 | 0 | 0 | 0 | 0 | 0 | 0 | 0 | 0 | 0 | 0 | 0 | 0 | 0 | 0 | 0
Activity
Capex | 0 | 185.6551 | 320.7501 | 132.9958 | 0 | 0 | 0 | 0 | 0 | 0 | 0 | 0 | 0 | [50 empty] | 639.4009
Closings to Plant |  |  |  | -639.4009 | [59 empty] | -639.4009
End of Period | 0 | 185.6551 | 506.4051 | 0 | 0 | 0 | 0 | 0 | 0 | 0 | 0 | 0 | 0 | 0 | 0 | 0 | 0 | 0 | 0 | 0 | 0 | 0 | 0 | 0 | 0 | 0 | 0 | 0 | 0 | 0 | 0 | 0 | 0 | 0 | 0 | 0 | 0 | 0 | 0 | 0 | 0 | 0 | 0 | 0 | 0 | 0 | 0 | 0 | 0 | 0 | 0 | 0 | 0 | 0 | 0 | 0 | 0 | 0 | 0 | 0 | 0 | 0 | 0
Average | 0 | 92.8275 | 346.0301 | 253.2026 | 0 | 0 | 0 | 0 | 0 | 0 | 0 | 0 | 0 | 0 | 0 | 0 | 0 | 0 | 0 | 0 | 0 | 0 | 0 | 0 | 0 | 0 | 0 | 0 | 0 | 0 | 0 | 0 | 0 | 0 | 0 | 0 | 0 | 0 | 0 | 0 | 0 | 0 | 0 | 0 | 0 | 0 | 0 | 0 | 0 | 0 | 0 | 0 | 0 | 0 | 0 | 0 | 0 | 0 | 0 | 0 | 0 | 0 | 0
Plant in Service
Beginning of Period | 0 | 0 | 0 | 0 | 639.4009 | 639.4009 | 639.4009 | 639.4009 | 639.4009 | 639.4009 | 639.4009 | 639.4009 | 639.4009 | 639.4009 | 639.4009 | 639.4009 | 639.4009 | 639.4009 | 639.4009 | 639.4009 | 639.4009 | 639.4009 | 639.4009 | 639.4009 | 639.4009 | 639.4009 | 639.4009 | 639.4009 | 639.4009 | 639.4009 | 639.4009 | 639.4009 | 639.4009 | 639.4009 | 639.4009 | 639.4009 | 639.4009 | 639.4009 | 639.4009 | 639.4009 | 639.4009 | 639.4009 | 639.4009 | 639.4009 | 639.4009 | 639.4009 | 639.4009 | 639.4009 | 639.4009 | 639.4009 | 639.4009 | 639.4009 | 639.4009 | 0 | 0 | 0 | 0 | 0 | 0 | 0 | 0 | 0 | 0
Activity | 0 | 0 | 0 | 639.4009 | 0 | 0 | 0 | 0 | 0 | 0 | 0 | 0 | 0 | 0 | 0 | 0 | 0 | 0 | 0 | 0 | 0 | 0 | 0 | 0 | 0 | 0 | 0 | 0 | 0 | 0 | 0 | 0 | 0 | 0 | 0 | 0 | 0 | 0 | 0 | 0 | 0 | 0 | 0 | 0 | 0 | 0 | 0 | 0 | 0 | 0 | 0 | 0 | -639.4009 | 0 | 0 | 0 | 0 | 0 | 0 | 0 | 0 | 0 | 0 | 0
End of Period | 0 | 0 | 0 | 639.4009 | 639.4009 | 639.4009 | 639.4009 | 639.4009 | 639.4009 | 639.4009 | 639.4009 | 639.4009 | 639.4009 | 639.4009 | 639.4009 | 639.4009 | 639.4009 | 639.4009 | 639.4009 | 639.4009 | 639.4009 | 639.4009 | 639.4009 | 639.4009 | 639.4009 | 639.4009 | 639.4009 | 639.4009 | 639.4009 | 639.4009 | 639.4009 | 639.4009 | 639.4009 | 639.4009 | 639.4009 | 639.4009 | 639.4009 | 639.4009 | 639.4009 | 639.4009 | 639.4009 | 639.4009 | 639.4009 | 639.4009 | 639.4009 | 639.4009 | 639.4009 | 639.4009 | 639.4009 | 639.4009 | 639.4009 | 639.4009 | 0 | 0 | 0 | 0 | 0 | 0 | 0 | 0 | 0 | 0 | 0
Average | 0 | 0 | 0 | 319.7005 | 639.4009 | 639.4009 | 639.4009 | 639.4009 | 639.4009 | 639.4009 | 639.4009 | 639.4009 | 639.4009 | 639.4009 | 639.4009 | 639.4009 | 639.4009 | 639.4009 | 639.4009 | 639.4009 | 639.4009 | 639.4009 | 639.4009 | 639.4009 | 639.4009 | 639.4009 | 639.4009 | 639.4009 | 639.4009 | 639.4009 | 639.4009 | 639.4009 | 639.4009 | 639.4009 | 639.4009 | 639.4009 | 639.4009 | 639.4009 | 639.4009 | 639.4009 | 639.4009 | 639.4009 | 639.4009 | 639.4009 | 639.4009 | 639.4009 | 639.4009 | 639.4009 | 639.4009 | 639.4009 | 639.4009 | 639.4009 | 319.7005 | 0 | 0 | 0 | 0 | 0 | 0 | 0 | 0 | 0 | 0
Tax Depreciation
Beginning of Period | 0 | 0 | 0 | 0 | 47.9551 | 140.2718 | 225.6574 | 304.649 | 377.7069 | 445.2916 | 507.7994 | 565.6268 | 622.687 | 679.7471 | 736.8073 | 793.8674 | 850.9275 | 907.9877 | 965.0478 | 1022.108 | 1079.1681 | 1136.2282 | 1193.2884 | 1250.3485 | 1278.8786 | 1278.8786 | 1278.8786 | 1278.8786 | 1278.8786 | 1278.8786 | 1278.8786 | 1278.8786 | 1278.8786 | 1278.8786 | 1278.8786 | 1278.8786 | 1278.8786 | 1278.8786 | 1278.8786 | 1278.8786 | 1278.8786 | 1278.8786 | 1278.8786 | 1278.8786 | 1278.8786 | 1278.8786 | 1278.8786 | 1278.8786 | 1278.8786 | 1278.8786 | 1278.8786 | 1278.8786 | 1278.8786 | 1278.8786 | 1278.8786 | 1278.8786 | 1278.8786 | 1278.8786 | 1278.8786 | 1278.8786 | 1278.8786 | 1278.8786 | 1278.8786
Federal | 0 | 0 | 0 | 23.9775 | 46.1584 | 42.6928 | 39.4958 | 36.529 | 33.7923 | 31.2539 | 28.9137 | 28.5301 | 28.5301 | 28.5301 | 28.5301 | 28.5301 | 28.5301 | 28.5301 | 28.5301 | 28.5301 | 28.5301 | 28.5301 | 28.5301 | 14.265 | 0 | 0 | 0 | 0 | 0 | 0 | 0 | 0 | 0 | 0 | 0 | 0 | 0 | 0 | 0 | 0 | 0 | 0 | 0 | 0 | 0 | 0 | 0 | 0 | 0 | 0 | 0 | 0 | 0 | 0 | 0 | 0 | 0 | 0 | 0 | 0 | 0 | 0 | 0 | 639.4393
State | 0 | 0 | 0 | 23.9775 | 46.1584 | 42.6928 | 39.4958 | 36.529 | 33.7923 | 31.2539 | 28.9137 | 28.5301 | 28.5301 | 28.5301 | 28.5301 | 28.5301 | 28.5301 | 28.5301 | 28.5301 | 28.5301 | 28.5301 | 28.5301 | 28.5301 | 14.265 | 0 | 0 | 0 | 0 | 0 | 0 | 0 | 0 | 0 | 0 | 0 | 0 | 0 | 0 | 0 | 0 | 0 | 0 | 0 | 0 | 0 | 0 | 0 | 0 | 0 | 0 | 0 | 0 | 0 | 0 | 0 | 0 | 0 | 0 | 0 | 0 | 0 | 0 | 0 | 639.4393
End of Period | 0 | 0 | 0 | 47.9551 | 140.2718 | 225.6574 | 304.649 | 377.7069 | 445.2916 | 507.7994 | 565.6268 | 622.687 | 679.7471 | 736.8073 | 793.8674 | 850.9275 | 907.9877 | 965.0478 | 1022.108 | 1079.1681 | 1136.2282 | 1193.2884 | 1250.3485 | 1278.8786 | 1278.8786 | 1278.8786 | 1278.8786 | 1278.8786 | 1278.8786 | 1278.8786 | 1278.8786 | 1278.8786 | 1278.8786 | 1278.8786 | 1278.8786 | 1278.8786 | 1278.8786 | 1278.8786 | 1278.8786 | 1278.8786 | 1278.8786 | 1278.8786 | 1278.8786 | 1278.8786 | 1278.8786 | 1278.8786 | 1278.8786 | 1278.8786 | 1278.8786 | 1278.8786 | 1278.8786 | 1278.8786 | 1278.8786 | 1278.8786 | 1278.8786 | 1278.8786 | 1278.8786 | 1278.8786 | 1278.8786 | 1278.8786 | 1278.8786 | 1278.8786 | 1278.8786
Average | 0 | 0 | 0 | 23.9775 | 94.1134 | 182.9646 | 265.1532 | 341.1779 | 411.4993 | 476.5455 | 536.7131 | 594.1569 | 651.2171 | 708.2772 | 765.3373 | 822.3975 | 879.4576 | 936.5177 | 993.5779 | 1050.638 | 1107.6982 | 1164.7583 | 1221.8184 | 1264.6135 | 1278.8786 | 1278.8786 | 1278.8786 | 1278.8786 | 1278.8786 | 1278.8786 | 1278.8786 | 1278.8786 | 1278.8786 | 1278.8786 | 1278.8786 | 1278.8786 | 1278.8786 | 1278.8786 | 1278.8786 | 1278.8786 | 1278.8786 | 1278.8786 | 1278.8786 | 1278.8786 | 1278.8786 | 1278.8786 | 1278.8786 | 1278.8786 | 1278.8786 | 1278.8786 | 1278.8786 | 1278.8786 | 1278.8786 | 1278.8786 | 1278.8786 | 1278.8786 | 1278.8786 | 1278.8786 | 1278.8786 | 1278.8786 | 1278.8786 | 1278.8786 | 1278.8786
Book Depreciation with COR
Beginning of Period | 0 | 0 | 0 | 0 | 15.985 | 31.97 | 47.9551 | 63.9401 | 79.9251 | 95.9101 | 111.8952 | 127.8802 | 143.8652 | 159.8502 | 175.8353 | 191.8203 | 207.8053 | 223.7903 | 239.7753 | 255.7604 | 271.7454 | 287.7304 | 303.7154 | 319.7005 | 335.6855 | 351.6705 | 367.6555 | 383.6406 | 399.6256 | 415.6106 | 431.5956 | 447.5806 | 463.5657 | 479.5507 | 495.5357 | 511.5207 | 527.5058 | 543.4908 | 559.4758 | 575.4608 | 591.4459 | 607.4309 | 623.4159 | 639.4009 | 655.3859 | 671.371 | 687.356 | 703.341 | 719.326 | 735.3111 | 751.2961 | 767.2811 | 783.2661 | 0 | 0 | 0 | 0 | 0 | 0 | 0 | 0 | 0 | 0
Activity | 0 | 0 | 0 | 15.985 | 15.985 | 15.985 | 15.985 | 15.985 | 15.985 | 15.985 | 15.985 | 15.985 | 15.985 | 15.985 | 15.985 | 15.985 | 15.985 | 15.985 | 15.985 | 15.985 | 15.985 | 15.985 | 15.985 | 15.985 | 15.985 | 15.985 | 15.985 | 15.985 | 15.985 | 15.985 | 15.985 | 15.985 | 15.985 | 15.985 | 15.985 | 15.985 | 15.985 | 15.985 | 15.985 | 15.985 | 15.985 | 15.985 | 15.985 | 15.985 | 15.985 | 15.985 | 15.985 | 15.985 | 15.985 | 15.985 | 15.985 | 15.985 | 15.985 | 0 | 0 | 0 | 0 | 0 | 0 | 0 | 0 | 0 | 0 | 799.2512
Book Depreciation Related to Retired PIS | [49 empty] | 0 | 0 | 0 | -799.2512 | 0 | 0 | 0 | 0 | 0 | 0 | 0 | 0 | 0 |  | -799.2512
End of Period | 0 | 0 | 0 | 15.985 | 31.97 | 47.9551 | 63.9401 | 79.9251 | 95.9101 | 111.8952 | 127.8802 | 143.8652 | 159.8502 | 175.8353 | 191.8203 | 207.8053 | 223.7903 | 239.7753 | 255.7604 | 271.7454 | 287.7304 | 303.7154 | 319.7005 | 335.6855 | 351.6705 | 367.6555 | 383.6406 | 399.6256 | 415.6106 | 431.5956 | 447.5806 | 463.5657 | 479.5507 | 495.5357 | 511.5207 | 527.5058 | 543.4908 | 559.4758 | 575.4608 | 591.4459 | 607.4309 | 623.4159 | 639.4009 | 655.3859 | 671.371 | 687.356 | 703.341 | 719.326 | 735.3111 | 751.2961 | 767.2811 | 783.2661 | 0 | 0 | 0 | 0 | 0 | 0 | 0 | 0 | 0 | 0 | 0
Average | 0 | 0 | 0 | 7.9925 | 23.9775 | 39.9626 | 55.9476 | 71.9326 | 87.9176 | 103.9026 | 119.8877 | 135.8727 | 151.8577 | 167.8427 | 183.8278 | 199.8128 | 215.7978 | 231.7828 | 247.7679 | 263.7529 | 279.7379 | 295.7229 | 311.7079 | 327.693 | 343.678 | 359.663 | 375.648 | 391.6331 | 407.6181 | 423.6031 | 439.5881 | 455.5732 | 471.5582 | 487.5432 | 503.5282 | 519.5132 | 535.4983 | 551.4833 | 567.4683 | 583.4533 | 599.4384 | 615.4234 | 631.4084 | 647.3934 | 663.3785 | 679.3635 | 695.3485 | 711.3335 | 727.3185 | 743.3036 | 759.2886 | 775.2736 | 391.6331 | 0 | 0 | 0 | 0 | 0 | 0 | 0 | 0 | 0 | 0
Federal Deferred Tax Balance, Net of Tax
Beginning of Period | 0 | 0 | 0 | 0 | 3.9163 | 15.5959 | 26.0626 | 35.4103 | 43.7197 | 51.0712 | 57.5343 | 63.1782 | 68.688 | 74.1977 | 79.7074 | 85.2171 | 90.7268 | 96.2366 | 101.7463 | 107.256 | 112.7657 | 118.2754 | 123.7851 | 129.2949 | 129.8118 | 125.336 | 120.8602 | 116.3844 | 111.9086 | 107.4328 | 102.957 | 98.4812 | 94.0054 | 89.5296 | 85.0538 | 80.5779 | 76.1021 | 71.6263 | 67.1505 | 62.6747 | 58.1989 | 53.7231 | 49.2473 | 44.7715 | 40.2957 | 35.8199 | 31.3441 | 26.8683 | 22.3925 | 17.9167 | 13.4408 | 8.965 | 4.4892 | 0.013427 | 0.013427 | 0.013427 | 0.013427 | 0.013427 | 0.013427 | 0.013427 | 0.013427 | 0.013427 | 0.013427
Activity | 0 | 0 | 0 | 3.9163 | 11.6796 | 10.4667 | 9.3477 | 8.3093 | 7.3515 | 6.4631 | 5.644 | 5.5097 | 5.5097 | 5.5097 | 5.5097 | 5.5097 | 5.5097 | 5.5097 | 5.5097 | 5.5097 | 5.5097 | 5.5097 | 5.5097 | 0.51696 | -4.4758 | -4.4758 | -4.4758 | -4.4758 | -4.4758 | -4.4758 | -4.4758 | -4.4758 | -4.4758 | -4.4758 | -4.4758 | -4.4758 | -4.4758 | -4.4758 | -4.4758 | -4.4758 | -4.4758 | -4.4758 | -4.4758 | -4.4758 | -4.4758 | -4.4758 | -4.4758 | -4.4758 | -4.4758 | -4.4758 | -4.4758 | -4.4758 | -4.4758 | 0 | 0 | 0 | 0 | 0 | 0 | 0 | 0 | 0 | 0 | 0.013427
End of Period | 0 | 0 | 0 | 3.9163 | 15.5959 | 26.0626 | 35.4103 | 43.7197 | 51.0712 | 57.5343 | 63.1782 | 68.688 | 74.1977 | 79.7074 | 85.2171 | 90.7268 | 96.2366 | 101.7463 | 107.256 | 112.7657 | 118.2754 | 123.7851 | 129.2949 | 129.8118 | 125.336 | 120.8602 | 116.3844 | 111.9086 | 107.4328 | 102.957 | 98.4812 | 94.0054 | 89.5296 | 85.0538 | 80.5779 | 76.1021 | 71.6263 | 67.1505 | 62.6747 | 58.1989 | 53.7231 | 49.2473 | 44.7715 | 40.2957 | 35.8199 | 31.3441 | 26.8683 | 22.3925 | 17.9167 | 13.4408 | 8.965 | 4.4892 | 0.013427 | 0.013427 | 0.013427 | 0.013427 | 0.013427 | 0.013427 | 0.013427 | 0.013427 | 0.013427 | 0.013427 | 0.013427
Average | 0 | 0 | 0 | 1.9582 | 9.7561 | 20.8293 | 30.7365 | 39.565 | 47.3954 | 54.3027 | 60.3563 | 65.9331 | 71.4428 | 76.9525 | 82.4623 | 87.972 | 93.4817 | 98.9914 | 104.5011 | 110.0108 | 115.5206 | 121.0303 | 126.54 | 129.5533 | 127.5739 | 123.0981 | 118.6223 | 114.1465 | 109.6707 | 105.1949 | 100.7191 | 96.2433 | 91.7675 | 87.2917 | 82.8158 | 78.34 | 73.8642 | 69.3884 | 64.9126 | 60.4368 | 55.961 | 51.4852 | 47.0094 | 42.5336 | 38.0578 | 33.582 | 29.1062 | 24.6304 | 20.1546 | 15.6788 | 11.2029 | 6.7271 | 2.2513 | 0.013427 | 0.013427 | 0.013427 | 0.013427 | 0.013427 | 0.013427 | 0.013427 | 0.013427 | 0.013427 | 0.013427
State Deferred Tax Balance
Beginning of Period | 0 | 0 | 0 | 0 | 0.72732 | 2.8964 | 4.8402 | 6.5762 | 8.1194 | 9.4846 | 10.6849 | 11.7331 | 12.7563 | 13.7796 | 14.8028 | 15.826 | 16.8493 | 17.8725 | 18.8957 | 19.919 | 20.9422 | 21.9654 | 22.9887 | 24.0119 | 24.1079 | 23.2767 | 22.4455 | 21.6142 | 20.783 | 19.9518 | 19.1206 | 18.2894 | 17.4581 | 16.6269 | 15.7957 | 14.9645 | 14.1333 | 13.302 | 12.4708 | 11.6396 | 10.8084 | 9.9771 | 9.1459 | 8.3147 | 7.4835 | 6.6523 | 5.821 | 4.9898 | 4.1586 | 3.3274 | 2.4962 | 1.6649 | 0.83371 | 0.0024937 | 0.0024937 | 0.0024937 | 0.0024937 | 0.0024937 | 0.0024937 | 0.0024937 | 0.0024937 | 0.0024937 | 0.0024937
Activity | 0 | 0 | 0 | 0.72732 | 2.1691 | 1.9438 | 1.736 | 1.5432 | 1.3653 | 1.2003 | 1.0482 | 1.0232 | 1.0232 | 1.0232 | 1.0232 | 1.0232 | 1.0232 | 1.0232 | 1.0232 | 1.0232 | 1.0232 | 1.0232 | 1.0232 | 0.096006 | -0.83122 | -0.83122 | -0.83122 | -0.83122 | -0.83122 | -0.83122 | -0.83122 | -0.83122 | -0.83122 | -0.83122 | -0.83122 | -0.83122 | -0.83122 | -0.83122 | -0.83122 | -0.83122 | -0.83122 | -0.83122 | -0.83122 | -0.83122 | -0.83122 | -0.83122 | -0.83122 | -0.83122 | -0.83122 | -0.83122 | -0.83122 | -0.83122 | -0.83122 | 0 | 0 | 0 | 0 | 0 | 0 | 0 | 0 | 0 | 0 | 0.0024937
End of Period | 0 | 0 | 0 | 0.72732 | 2.8964 | 4.8402 | 6.5762 | 8.1194 | 9.4846 | 10.6849 | 11.7331 | 12.7563 | 13.7796 | 14.8028 | 15.826 | 16.8493 | 17.8725 | 18.8957 | 19.919 | 20.9422 | 21.9654 | 22.9887 | 24.0119 | 24.1079 | 23.2767 | 22.4455 | 21.6142 | 20.783 | 19.9518 | 19.1206 | 18.2894 | 17.4581 | 16.6269 | 15.7957 | 14.9645 | 14.1333 | 13.302 | 12.4708 | 11.6396 | 10.8084 | 9.9771 | 9.1459 | 8.3147 | 7.4835 | 6.6523 | 5.821 | 4.9898 | 4.1586 | 3.3274 | 2.4962 | 1.6649 | 0.83371 | 0.0024937 | 0.0024937 | 0.0024937 | 0.0024937 | 0.0024937 | 0.0024937 | 0.0024937 | 0.0024937 | 0.0024937 | 0.0024937 | 0.0024937
Average | 0 | 0 | 0 | 0.36366 | 1.8119 | 3.8683 | 5.7082 | 7.3478 | 8.802 | 10.0848 | 11.209 | 12.2447 | 13.268 | 14.2912 | 15.3144 | 16.3377 | 17.3609 | 18.3841 | 19.4074 | 20.4306 | 21.4538 | 22.4771 | 23.5003 | 24.0599 | 23.6923 | 22.8611 | 22.0299 | 21.1986 | 20.3674 | 19.5362 | 18.705 | 17.8737 | 17.0425 | 16.2113 | 15.3801 | 14.5489 | 13.7176 | 12.8864 | 12.0552 | 11.224 | 10.3928 | 9.5615 | 8.7303 | 7.8991 | 7.0679 | 6.2367 | 5.4054 | 4.5742 | 3.743 | 2.9118 | 2.0805 | 1.2493 | 0.4181 | 0.0024937 | 0.0024937 | 0.0024937 | 0.0024937 | 0.0024937 | 0.0024937 | 0.0024937 | 0.0024937 | 0.0024937 | 0.0024937
Net Rate Base - Average | 0 | 0 | 0 | 309.3861 | 603.8554 | 574.7408 | 547.0087 | 520.5555 | 495.2859 | 471.1108 | 447.948 | 425.3504 | 402.8324 | 380.3145 | 357.7965 | 335.2785 | 312.7605 | 290.2426 | 267.7246 | 245.2066 | 222.6886 | 200.1707 | 177.6527 | 158.0947 | 144.4567 | 133.7787 | 123.1007 | 112.4227 | 101.7447 | 91.0667 | 80.3887 | 69.7107 | 59.0328 | 48.3548 | 37.6768 | 26.9988 | 16.3208 | 5.6428 | -5.0352 | -15.7132 | -26.3912 | -37.0692 | -47.7472 | -58.4252 | -69.1032 | -79.7812 | -90.4592 | -101.1372 | -111.8152 | -122.4932 | -133.1712 | -143.8492 | -74.602 | -0.015921 | -0.015921 | -0.015921 | -0.015921 | -0.015921 | -0.015921 | -0.015921 | -0.015921 | -0.015921 | -0.015921
EXPENSES
Income Tax - Removal Cost | 0 | 0 | 0 | 2.0638 | 2.0638 | 2.0638 | 2.0638 | 2.0638 | 2.0638 | 2.0638 | 2.0638 | 2.0638 | 2.0638 | 2.0638 | 2.0638 | 2.0638 | 2.0638 | 2.0638 | 2.0638 | 2.0638 | 2.0638 | 2.0638 | 2.0638 | 2.0638 | 2.0638 | 2.0638 | 2.0638 | 2.0638 | 2.0638 | 2.0638 | 2.0638 | 2.0638 | 2.0638 | 2.0638 | 2.0638 | 2.0638 | 2.0638 | 2.0638 | 2.0638 | 2.0638 | 2.0638 | 2.0638 | 2.0638 | 2.0638 | 2.0638 | 2.0638 | 2.0638 | 2.0638 | 2.0638 | 2.0638 | 2.0638 | 2.0638 | 2.0638 | 0 | 0 | 0 | 0 | 0 | 0 | 0 | 0 | 0 | 0 | 103.1911
Book Depreciation | 0 | 0 | 0 | 15.985 | 15.985 | 15.985 | 15.985 | 15.985 | 15.985 | 15.985 | 15.985 | 15.985 | 15.985 | 15.985 | 15.985 | 15.985 | 15.985 | 15.985 | 15.985 | 15.985 | 15.985 | 15.985 | 15.985 | 15.985 | 15.985 | 15.985 | 15.985 | 15.985 | 15.985 | 15.985 | 15.985 | 15.985 | 15.985 | 15.985 | 15.985 | 15.985 | 15.985 | 15.985 | 15.985 | 15.985 | 15.985 | 15.985 | 15.985 | 15.985 | 15.985 | 15.985 | 15.985 | 15.985 | 15.985 | 15.985 | 15.985 | 15.985 | 15.985 | 0 | 0 | 0 | 0 | 0 | 0 | 0 | 0 | 0 | 0 | 799.2512
Property Taxes | 0 | 0 | 0 | 31.97 | 31.97 | 31.97 | 31.97 | 31.97 | 31.97 | 31.97 | 31.97 | 31.97 | 31.97 | 31.97 | 31.97 | 31.97 | 31.97 | 31.97 | 31.97 | 31.97 | 31.97 | 31.97 | 31.97 | 31.97 | 31.97 | 31.97 | 31.97 | 31.97 | 31.97 | 31.97 | 31.97 | 31.97 | 31.97 | 31.97 | 31.97 | 31.97 | 31.97 | 31.97 | 31.97 | 31.97 | 31.97 | 31.97 | 31.97 | 31.97 | 31.97 | 31.97 | 31.97 | 31.97 | 31.97 | 31.97 | 31.97 | 31.97 | 0 | 0 | 0 | 0 | 0 | 0 | 0 | 0 | 0 | 0 | 0 | 1566.5323
Total Expenses | 0 | 0 | 0 | 50.0189 | 50.0189 | 50.0189 | 50.0189 | 50.0189 | 50.0189 | 50.0189 | 50.0189 | 50.0189 | 50.0189 | 50.0189 | 50.0189 | 50.0189 | 50.0189 | 50.0189 | 50.0189 | 50.0189 | 50.0189 | 50.0189 | 50.0189 | 50.0189 | 50.0189 | 50.0189 | 50.0189 | 50.0189 | 50.0189 | 50.0189 | 50.0189 | 50.0189 | 50.0189 | 50.0189 | 50.0189 | 50.0189 | 50.0189 | 50.0189 | 50.0189 | 50.0189 | 50.0189 | 50.0189 | 50.0189 | 50.0189 | 50.0189 | 50.0189 | 50.0189 | 50.0189 | 50.0189 | 50.0189 | 50.0189 | 50.0189 | 18.0488 | 0 | 0 | 0 | 0 | 0 | 0 | 0 | 0 | 0 | 0 | 2468.9745
REVENUE REQUIREMENT
Net Rate Base | 0 | 0 | 0 | 309.3861 | 603.8554 | 574.7408 | 547.0087 | 520.5555 | 495.2859 | 471.1108 | 447.948 | 425.3504 | 402.8324 | 380.3145 | 357.7965 | 335.2785 | 312.7605 | 290.2426 | 267.7246 | 245.2066 | 222.6886 | 200.1707 | 177.6527 | 158.0947 | 144.4567 | 133.7787 | 123.1007 | 112.4227 | 101.7447 | 91.0667 | 80.3887 | 69.7107 | 59.0328 | 48.3548 | 37.6768 | 26.9988 | 16.3208 | 5.6428 | -5.0352 | -15.7132 | -26.3912 | -37.0692 | -47.7472 | -58.4252 | -69.1032 | -79.7812 | -90.4592 | -101.1372 | -111.8152 | -122.4932 | -133.1712 | -143.8492 | -74.602 | -0.015921 | -0.015921 | -0.015921 | -0.015921 | -0.015921 | -0.015921 | -0.015921 | -0.015921 | -0.015921 | -0.015921 | 7679.7489
ROR | 9.98% | 9.98% | 9.7% | 9.61% | 9.61% | 9.61% | 9.61% | 9.61% | 9.61% | 9.61% | 9.61% | 9.61% | 9.61% | 9.61% | 9.61% | 9.61% | 9.61% | 9.61% | 9.61% | 9.61% | 9.61% | 9.61% | 9.61% | 9.61% | 9.61% | 9.61% | 9.61% | 9.61% | 9.61% | 9.61% | 9.61% | 9.61% | 9.61% | 9.61% | 9.61% | 9.61% | 9.61% | 9.61% | 9.61% | 9.61% | 9.61% | 9.61% | 9.61% | 9.61% | 9.61% | 9.61% | 9.61% | 9.61% | 9.61% | 9.61% | 9.61% | 9.61% | 9.61% | 9.61% | 9.61% | 9.61% | 9.61% | 9.61% | 9.61% | 9.61% | 9.61% | 9.61% | 9.61%
Earnings Base | 0 | 0 | 0 | 29.732 | 58.0305 | 55.2326 | 52.5675 | 50.0254 | 47.597 | 45.2737 | 43.0478 | 40.8762 | 38.7122 | 36.5482 | 34.3842 | 32.2203 | 30.0563 | 27.8923 | 25.7283 | 23.5644 | 21.4004 | 19.2364 | 17.0724 | 15.1929 | 13.8823 | 12.8561 | 11.83 | 10.8038 | 9.7777 | 8.7515 | 7.7254 | 6.6992 | 5.673 | 4.6469 | 3.6207 | 2.5946 | 1.5684 | 0.54227 | -0.48388 | -1.51 | -2.5362 | -3.5624 | -4.5885 | -5.6147 | -6.6408 | -7.667 | -8.6931 | -9.7193 | -10.7454 | -11.7716 | -12.7977 | -13.8239 | -7.1693 | -0.00153 | -0.00153 | -0.00153 | -0.00153 | -0.00153 | -0.00153 | -0.00153 | -0.00153 | -0.00153 | -0.00153
Earnings - Expense | 0 | 0 | 0 | 50.0189 | 50.0189 | 50.0189 | 50.0189 | 50.0189 | 50.0189 | 50.0189 | 50.0189 | 50.0189 | 50.0189 | 50.0189 | 50.0189 | 50.0189 | 50.0189 | 50.0189 | 50.0189 | 50.0189 | 50.0189 | 50.0189 | 50.0189 | 50.0189 | 50.0189 | 50.0189 | 50.0189 | 50.0189 | 50.0189 | 50.0189 | 50.0189 | 50.0189 | 50.0189 | 50.0189 | 50.0189 | 50.0189 | 50.0189 | 50.0189 | 50.0189 | 50.0189 | 50.0189 | 50.0189 | 50.0189 | 50.0189 | 50.0189 | 50.0189 | 50.0189 | 50.0189 | 50.0189 | 50.0189 | 50.0189 | 50.0189 | 18.0488 | 0 | 0 | 0 | 0 | 0 | 0 | 0 | 0 | 0 | 0 | 2468.9745
Total Earnings Effect | 0 | 0 | 0 | 79.7509 | 108.0494 | 105.2515 | 102.5864 | 100.0443 | 97.6159 | 95.2926 | 93.0667 | 90.8951 | 88.7311 | 86.5671 | 84.4031 | 82.2392 | 80.0752 | 77.9112 | 75.7472 | 73.5832 | 71.4193 | 69.2553 | 67.0913 | 65.2118 | 63.9012 | 62.875 | 61.8489 | 60.8227 | 59.7966 | 58.7704 | 57.7443 | 56.7181 | 55.6919 | 54.6658 | 53.6396 | 52.6135 | 51.5873 | 50.5612 | 49.535 | 48.5089 | 47.4827 | 46.4565 | 45.4304 | 44.4042 | 43.3781 | 42.3519 | 41.3258 | 40.2996 | 39.2735 | 38.2473 | 37.2211 | 36.195 | 10.8796 | -0.00153 | -0.00153 | -0.00153 | -0.00153 | -0.00153 | -0.00153 | -0.00153 | -0.00153 | -0.00153 | -0.00153
Gross-Up Factor | 1.0354 | 1.0354 | 1.0354 | 1.0298 | 1.0298 | 1.0298 | 1.0298 | 1.0298 | 1.0298 | 1.0298 | 1.0298 | 1.0298 | 1.0298 | 1.0298 | 1.0298 | 1.0298 | 1.0298 | 1.0298 | 1.0298 | 1.0298 | 1.0298 | 1.0298 | 1.0298 | 1.0298 | 1.0298 | 1.0298 | 1.0298 | 1.0298 | 1.0298 | 1.0298 | 1.0298 | 1.0298 | 1.0298 | 1.0298 | 1.0298 | 1.0298 | 1.0298 | 1.0298 | 1.0298 | 1.0298 | 1.0298 | 1.0298 | 1.0298 | 1.0298 | 1.0298 | 1.0298 | 1.0298 | 1.0298 | 1.0298 | 1.0298 | 1.0298 | 1.0298 | 1.0298 | 1.0298 | 1.0298 | 1.0298 | 1.0298 | 1.0298 | 1.0298 | 1.0298 | 1.0298 | 1.0298 | 1.0298
Revenue requirement | 0 | 0 | 0 | 82.1243 | 111.265 | 108.3838 | 105.6394 | 103.0216 | 100.5209 | 98.1286 | 95.8364 | 93.6001 | 91.3717 | 89.1434 | 86.915 | 84.6866 | 82.4582 | 80.2298 | 78.0015 | 75.7731 | 73.5447 | 71.3163 | 69.088 | 67.1525 | 65.8029 | 64.7462 | 63.6895 | 62.6328 | 61.5761 | 60.5194 | 59.4627 | 58.406 | 57.3493 | 56.2926 | 55.2359 | 54.1793 | 53.1226 | 52.0659 | 51.0092 | 49.9525 | 48.8958 | 47.8391 | 46.7824 | 45.7257 | 44.669 | 43.6123 | 42.5556 | 41.4989 | 40.4422 | 39.3855 | 38.3288 | 37.2722 | 11.2034 | -0.0015755 | -0.0015755 | -0.0015755 | -0.0015755 | -0.0015755 | -0.0015755 | -0.0015755 | -0.0015755 | -0.0015755 | -0.0015755 | 3302.4389
Depreciation Calculations
Tax Depreciation - Federal
Cost of new equipment in service basis | 0 | 0 | 0 | 639.4009 | 0 | 0 | 0 | 0 | 0 | 0 | 0 | 0 | 0 | 0 | 0 | 0 | 0 | 0 | 0 | 0 | 0 | 0 | 0 | 0 | 0 | 0 | 0 | 0 | 0 | 0 | 0 | 0 | 0 | 0 | 0 | 0 | 0 | 0 | 0 | 0 | 0 | 0 | 0 | 0 | 0 | 0 | 0 | 0 | 0 | 0 | 0 | 0 | -639.4009 | 0 | 0 | 0 | 0 | 0 | 0 | 0 | 0
Bonus Depreciation (N/A) | 0 | 0 | 0 | 0 | 0 | 0 | 0 | 0 | 0 | 0 | 0 | 0 | 0 | 0 | 0 | 0 | 0 | 0 | 0 | 0 | 0 | 0 | 0 | 0 | 0 | 0 | 0 | 0 | 0 | 0 | 0 | 0 | 0 | 0 | 0 | 0 | 0 | 0 | 0 | 0 | 0 | 0 | 0 | 0 | 0 | 0 | 0 | 0 | 0 | 0 | 0 | 0 | 0 | 0 | 0 | 0 | 0 | 0 | 0 | 0 | 0
Regular Depreciation basis (Cumulative) | 0 | 0 | 0 | 639.4009 | 639.4009 | 639.4009 | 639.4009 | 639.4009 | 639.4009 | 639.4009 | 639.4009 | 639.4009 | 639.4009 | 639.4009 | 639.4009 | 639.4009 | 639.4009 | 639.4009 | 639.4009 | 639.4009 | 639.4009 | 639.4009 | 639.4009 | 639.4009 | 639.4009 | 639.4009 | 639.4009 | 639.4009 | 639.4009 | 639.4009 | 639.4009 | 639.4009 | 639.4009 | 639.4009 | 639.4009 | 639.4009 | 639.4009 | 639.4009 | 639.4009 | 639.4009 | 639.4009 | 639.4009 | 639.4009 | 639.4009 | 639.4009 | 639.4009 | 639.4009 | 639.4009 | 639.4009 | 639.4009 | 639.4009 | 639.4009 | 0 | 0 | 0 | 0 | 0 | 0 | 0 | 0 | 0 | 0 | 0
RegularDepreciation |  |  |  | 23.9775 | 46.1584 | 42.6928 | 39.4958 | 36.529 | 33.7923 | 31.2539 | 28.9137 | 28.5301 | 28.5301 | 28.5301 | 28.5301 | 28.5301 | 28.5301 | 28.5301 | 28.5301 | 28.5301 | 28.5301 | 28.5301 | 28.5301 | 14.265 | [39 empty] | 639.4393
Total Depreciation for year | 0 | 0 | 0 | 23.9775 | 46.1584 | 42.6928 | 39.4958 | 36.529 | 33.7923 | 31.2539 | 28.9137 | 28.5301 | 28.5301 | 28.5301 | 28.5301 | 28.5301 | 28.5301 | 28.5301 | 28.5301 | 28.5301 | 28.5301 | 28.5301 | 28.5301 | 14.265 | 0 | 0 | 0 | 0 | 0 | 0 | 0 | 0 | 0 | 0 | 0 | 0 | 0 | 0 | 0 | 0 | 0 | 0 | 0 | 0 | 0 | 0 | 0 | 0 | 0 | 0 | 0 | 0 | 0 | 0 | 0 | 0 | 0 | 0 | 0 | 0 | 0
Tax Depreciation - State
Cost of new equipment in service basis | 0 | 0 | 0 | 639.4009 | 0 | 0 | 0 | 0 | 0 | 0 | 0 | 0 | 0 | 0 | 0 | 0 | 0 | 0 | 0 | 0 | 0 | 0 | 0 | 0 | 0 | 0 | 0 | 0 | 0 | 0 | 0 | 0 | 0 | 0 | 0 | 0 | 0 | 0 | 0 | 0 | 0 | 0 | 0 | 0 | 0 | 0 | 0 | 0 | 0 | 0 | 0 | 0 | -639.4009 | 0 | 0 | 0 | 0 | 0 | 0 | 0 | 0 | 0 | 0
Bonus Depreciation (N/A) | 0 | 0 | 0 | 0 | 0 | 0 | 0 | 0 | 0 | 0 | 0 | 0 | 0 | 0 | 0 | 0 | 0 | 0 | 0 | 0 | 0 | 0 | 0 | 0 | 0 | 0 | 0 | 0 | 0 | 0 | 0 | 0 | 0 | 0 | 0 | 0 | 0 | 0 | 0 | 0 | 0 | 0 | 0 | 0 | 0 | 0 | 0 | 0 | 0 | 0 | 0 | 0 | 0 | 0 | 0 | 0 | 0 | 0 | 0 | 0 | 0 | 0 | 0
Regular Depreciation basis (Cumulative) | 0 | 0 | 0 | 639.4009 | 639.4009 | 639.4009 | 639.4009 | 639.4009 | 639.4009 | 639.4009 | 639.4009 | 639.4009 | 639.4009 | 639.4009 | 639.4009 | 639.4009 | 639.4009 | 639.4009 | 639.4009 | 639.4009 | 639.4009 | 639.4009 | 639.4009 | 639.4009 | 639.4009 | 639.4009 | 639.4009 | 639.4009 | 639.4009 | 639.4009 | 639.4009 | 639.4009 | 639.4009 | 639.4009 | 639.4009 | 639.4009 | 639.4009 | 639.4009 | 639.4009 | 639.4009 | 639.4009 | 639.4009 | 639.4009 | 639.4009 | 639.4009 | 639.4009 | 639.4009 | 639.4009 | 639.4009 | 639.4009 | 639.4009 | 639.4009 | 0 | 0 | 0 | 0 | 0 | 0 | 0 | 0 | 0 | 0 | 0
RegularDepreciation | 0 | 0 | 0 | 23.9775 | 46.1584 | 42.6928 | 39.4958 | 36.529 | 33.7923 | 31.2539 | 28.9137 | 28.5301 | 28.5301 | 28.5301 | 28.5301 | 28.5301 | 28.5301 | 28.5301 | 28.5301 | 28.5301 | 28.5301 | 28.5301 | 28.5301 | 14.265 | 0 | 0 | 0 | 0 | 0 | 0 | 0 | 0 | 0 | 0 | 0 | 0 | 0 | 0 | 0 | 0 | 0 | 0 | 0 | 0 | 0 | 0 | 0 | 0 | 0 | 0 | 0 | 0 | 0 | 0 | 0 | 0 | 0 | 0 | 0 | 0 | 0 | 0 | 0 | 639.4393
Total Depreciation for year | 0 | 0 | 0 | 23.9775 | 46.1584 | 42.6928 | 39.4958 | 36.529 | 33.7923 | 31.2539 | 28.9137 | 28.5301 | 28.5301 | 28.5301 | 28.5301 | 28.5301 | 28.5301 | 28.5301 | 28.5301 | 28.5301 | 28.5301 | 28.5301 | 28.5301 | 14.265 | 0 | 0 | 0 | 0 | 0 | 0 | 0 | 0 | 0 | 0 | 0 | 0 | 0 | 0 | 0 | 0 | 0 | 0 | 0 | 0 | 0 | 0 | 0 | 0 | 0 | 0 | 0 | 0 | 0 | 0 | 0 | 0 | 0 | 0 | 0 | 0 | 0 | 0 | 0
Book Depreciation with COR
2014 | 0 | 0 | 0 | 0 | 0 | 0 | 0 | 0 | 0 | 0 | 0 | 0 | 0 | 0 | 0 | 0 | 0 | 0 | 0 | 0 | 0 | 0 | 0 | 0 | 0 | 0 | 0 | 0 | 0 | 0 | 0 | 0 | 0 | 0 | 0 | 0 | 0 | 0 | 0 | 0 | 0 | 0 | 0 | 0 | 0 | 0 | 0 | 0 | 0 | 0 | [13 empty] | 0
2015 |  | 0 | 0 | 0 | 0 | 0 | 0 | 0 | 0 | 0 | 0 | 0 | 0 | 0 | 0 | 0 | 0 | 0 | 0 | 0 | 0 | 0 | 0 | 0 | 0 | 0 | 0 | 0 | 0 | 0 | 0 | 0 | 0 | 0 | 0 | 0 | 0 | 0 | 0 | 0 | 0 | 0 | 0 | 0 | 0 | 0 | 0 | 0 | 0 | 0 | 0 | [12 empty] | 0 | check - total PIS
2016 |  |  | 0 | 0 | 0 | 0 | 0 | 0 | 0 | 0 | 0 | 0 | 0 | 0 | 0 | 0 | 0 | 0 | 0 | 0 | 0 | 0 | 0 | 0 | 0 | 0 | 0 | 0 | 0 | 0 | 0 | 0 | 0 | 0 | 0 | 0 | 0 | 0 | 0 | 0 | 0 | 0 | 0 | 0 | 0 | 0 | 0 | 0 | 0 | 0 | 0 | 0 | [11 empty] | 0 | 0
2017 |  |  |  | 15.985 | 15.985 | 15.985 | 15.985 | 15.985 | 15.985 | 15.985 | 15.985 | 15.985 | 15.985 | 15.985 | 15.985 | 15.985 | 15.985 | 15.985 | 15.985 | 15.985 | 15.985 | 15.985 | 15.985 | 15.985 | 15.985 | 15.985 | 15.985 | 15.985 | 15.985 | 15.985 | 15.985 | 15.985 | 15.985 | 15.985 | 15.985 | 15.985 | 15.985 | 15.985 | 15.985 | 15.985 | 15.985 | 15.985 | 15.985 | 15.985 | 15.985 | 15.985 | 15.985 | 15.985 | 15.985 | 15.985 | 15.985 | 15.985 | 15.985 | [10 empty] | 799.2512 | 799.2512
2018 |  |  |  |  | 0 | 0 | 0 | 0 | 0 | 0 | 0 | 0 | 0 | 0 | 0 | 0 | 0 | 0 | 0 | 0 | 0 | 0 | 0 | 0 | 0 | 0 | 0 | 0 | 0 | 0 | 0 | 0 | 0 | 0 | 0 | 0 | 0 | 0 | 0 | 0 | 0 | 0 | 0 | 0 | 0 | 0 | 0 | 0 | 0 | 0 | 0 | 0 | 0 | 0 | [9 empty] | 0
2019 | [5 empty] | 0 | 0 | 0 | 0 | 0 | 0 | 0 | 0 | 0 | 0 | 0 | 0 | 0 | 0 | 0 | 0 | 0 | 0 | 0 | 0 | 0 | 0 | 0 | 0 | 0 | 0 | 0 | 0 | 0 | 0 | 0 | 0 | 0 | 0 | 0 | 0 | 0 | 0 | 0 | 0 | 0 | 0 | 0 | 0 | 0 | 0 | 0 | 0 | 0 | 0 | [8 empty] | 0 | 0
2020 | [6 empty] | 0 | 0 | 0 | 0 | 0 | 0 | 0 | 0 | 0 | 0 | 0 | 0 | 0 | 0 | 0 | 0 | 0 | 0 | 0 | 0 | 0 | 0 | 0 | 0 | 0 | 0 | 0 | 0 | 0 | 0 | 0 | 0 | 0 | 0 | 0 | 0 | 0 | 0 | 0 | 0 | 0 | 0 | 0 | 0 | 0 | 0 | 0 | 0 | 0 | 0 | [7 empty] | 0
2021 | [7 empty] | 0 | 0 | 0 | 0 | 0 | 0 | 0 | 0 | 0 | 0 | 0 | 0 | 0 | 0 | 0 | 0 | 0 | 0 | 0 | 0 | 0 | 0 | 0 | 0 | 0 | 0 | 0 | 0 | 0 | 0 | 0 | 0 | 0 | 0 | 0 | 0 | 0 | 0 | 0 | 0 | 0 | 0 | 0 | 0 | 0 | 0 | 0 | 0 | 0 | 0 | [6 empty] | 0
2022 | [8 empty] | 0 | 0 | 0 | 0 | 0 | 0 | 0 | 0 | 0 | 0 | 0 | 0 | 0 | 0 | 0 | 0 | 0 | 0 | 0 | 0 | 0 | 0 | 0 | 0 | 0 | 0 | 0 | 0 | 0 | 0 | 0 | 0 | 0 | 0 | 0 | 0 | 0 | 0 | 0 | 0 | 0 | 0 | 0 | 0 | 0 | 0 | 0 | 0 | 0 | 0 | [5 empty] | 0
2023 | [9 empty] | 0 | 0 | 0 | 0 | 0 | 0 | 0 | 0 | 0 | 0 | 0 | 0 | 0 | 0 | 0 | 0 | 0 | 0 | 0 | 0 | 0 | 0 | 0 | 0 | 0 | 0 | 0 | 0 | 0 | 0 | 0 | 0 | 0 | 0 | 0 | 0 | 0 | 0 | 0 | 0 | 0 | 0 | 0 | 0 | 0 | 0 | 0 | 0 | 0 | 0 |  |  |  |  | 0
2024 | [10 empty] | 0 | 0 | 0 | 0 | 0 | 0 | 0 | 0 | 0 | 0 | 0 | 0 | 0 | 0 | 0 | 0 | 0 | 0 | 0 | 0 | 0 | 0 | 0 | 0 | 0 | 0 | 0 | 0 | 0 | 0 | 0 | 0 | 0 | 0 | 0 | 0 | 0 | 0 | 0 | 0 | 0 | 0 | 0 | 0 | 0 | 0 | 0 | 0 | 0 | 0 |  |  |  | 0 | 0
2025 | [11 empty] | 0 | 0 | 0 | 0 | 0 | 0 | 0 | 0 | 0 | 0 | 0 | 0 | 0 | 0 | 0 | 0 | 0 | 0 | 0 | 0 | 0 | 0 | 0 | 0 | 0 | 0 | 0 | 0 | 0 | 0 | 0 | 0 | 0 | 0 | 0 | 0 | 0 | 0 | 0 | 0 | 0 | 0 | 0 | 0 | 0 | 0 | 0 | 0 | 0 | 0 |  |  | 0
2026 | [12 empty] | 0 | 0 | 0 | 0 | 0 | 0 | 0 | 0 | 0 | 0 | 0 | 0 | 0 | 0 | 0 | 0 | 0 | 0 | 0 | 0 | 0 | 0 | 0 | 0 | 0 | 0 | 0 | 0 | 0 | 0 | 0 | 0 | 0 | 0 | 0 | 0 | 0 | 0 | 0 | 0 | 0 | 0 | 0 | 0 | 0 | 0 | 0 | 0 | 0 | 0 |  | 0
| 0 | 0 | 0 | 15.985 | 15.985 | 15.985 | 15.985 | 15.985 | 15.985 | 15.985 | 15.985 | 15.985 | 15.985 | 15.985 | 15.985 | 15.985 | 15.985 | 15.985 | 15.985 | 15.985 | 15.985 | 15.985 | 15.985 | 15.985 | 15.985 | 15.985 | 15.985 | 15.985 | 15.985 | 15.985 | 15.985 | 15.985 | 15.985 | 15.985 | 15.985 | 15.985 | 15.985 | 15.985 | 15.985 | 15.985 | 15.985 | 15.985 | 15.985 | 15.985 | 15.985 | 15.985 | 15.985 | 15.985 | 15.985 | 15.985 | 15.985 | 15.985 | 15.985 | 0 | 0 | 0 | 0 | 0 | 0 | 0 | 0 | 0 | 0 | 799.2512
Book Depreciation- excl. Salvage
2014 | 0 | 0 | 0 | 0 | 0 | 0 | 0 | 0 | 0 | 0 | 0 | 0 | 0 | 0 | 0 | 0 | 0 | 0 | 0 | 0 | 0 | 0 | 0 | 0 | 0 |  |  | 0 | 0 | 0 | 0 | 0 | 0 | 0 | 0 | 0 | 0 | 0 | 0 | 0 | 0 | 0 | 0 | 0 | 0 | 0 | 0 | 0 | 0 | 0 | 0 | 0 | [11 empty] | 0
2015 |  | 0 | 0 | 0 | 0 | 0 | 0 | 0 | 0 | 0 | 0 | 0 | 0 | 0 | 0 | 0 | 0 | 0 | 0 | 0 | 0 | 0 | 0 | 0 | 0 | 0 |  | 0 | 0 | 0 | 0 | 0 | 0 | 0 | 0 | 0 | 0 | 0 | 0 | 0 | 0 | 0 | 0 | 0 | 0 | 0 | 0 | 0 | 0 | 0 | 0 | 0 | [11 empty] | 0 | check - total PIS
2016 |  |  | 0 | 0 | 0 | 0 | 0 | 0 | 0 | 0 | 0 | 0 | 0 | 0 | 0 | 0 | 0 | 0 | 0 | 0 | 0 | 0 | 0 | 0 | 0 | 0 | 0 | 0 | 0 | 0 | 0 | 0 | 0 | 0 | 0 | 0 | 0 | 0 | 0 | 0 | 0 | 0 | 0 | 0 | 0 | 0 | 0 | 0 | 0 | 0 | 0 | 0 | [11 empty] | 0 | 0
2017 |  |  |  | 12.788 | 12.788 | 12.788 | 12.788 | 12.788 | 12.788 | 12.788 | 12.788 | 12.788 | 12.788 | 12.788 | 12.788 | 12.788 | 12.788 | 12.788 | 12.788 | 12.788 | 12.788 | 12.788 | 12.788 | 12.788 | 12.788 | 12.788 | 12.788 | 12.788 | 12.788 | 12.788 | 12.788 | 12.788 | 12.788 | 12.788 | 12.788 | 12.788 | 12.788 | 12.788 | 12.788 | 12.788 | 12.788 | 12.788 | 12.788 | 12.788 | 12.788 | 12.788 | 12.788 | 12.788 | 12.788 | 12.788 | 12.788 | 12.788 | 12.788 | [10 empty] | 639.4009 | 639.4009
2018 |  |  |  |  | 0 | 0 | 0 | 0 | 0 | 0 | 0 | 0 | 0 | 0 | 0 | 0 | 0 | 0 | 0 | 0 | 0 | 0 | 0 | 0 | 0 | 0 | 0 | 0 | 0 | 0 | 0 | 0 | 0 | 0 | 0 | 0 | 0 | 0 | 0 | 0 | 0 | 0 | 0 | 0 | 0 | 0 | 0 | 0 | 0 | 0 | 0 | 0 | 0 | 0 | [9 empty] | 0
2019 | [5 empty] | 0 | 0 | 0 | 0 | 0 | 0 | 0 | 0 | 0 | 0 | 0 | 0 | 0 | 0 | 0 | 0 | 0 | 0 | 0 | 0 | 0 | 0 | 0 | 0 | 0 | 0 | 0 | 0 | 0 | 0 | 0 | 0 | 0 | 0 | 0 | 0 | 0 | 0 | 0 | 0 | 0 | 0 | 0 | 0 | 0 | 0 | 0 | 0 | 0 | 0 | [8 empty] | 0 | 0
2020 | [6 empty] | 0 | 0 | 0 | 0 | 0 | 0 | 0 | 0 | 0 | 0 | 0 | 0 | 0 | 0 | 0 | 0 | 0 | 0 | 0 | 0 | 0 | 0 | 0 | 0 | 0 | 0 | 0 | 0 | 0 | 0 | 0 | 0 | 0 | 0 | 0 | 0 | 0 | 0 | 0 | 0 | 0 | 0 | 0 | 0 | 0 | 0 | 0 | 0 | 0 | 0 | [7 empty] | 0
2021 | [7 empty] | 0 | 0 | 0 | 0 | 0 | 0 | 0 | 0 | 0 | 0 | 0 | 0 | 0 | 0 | 0 | 0 | 0 | 0 | 0 | 0 | 0 | 0 | 0 | 0 | 0 | 0 | 0 | 0 | 0 | 0 | 0 | 0 | 0 | 0 | 0 | 0 | 0 | 0 | 0 | 0 | 0 | 0 | 0 | 0 | 0 | 0 | 0 | 0 | 0 | 0 | [6 empty] | 0
2022 | [8 empty] | 0 | 0 | 0 | 0 | 0 | 0 | 0 | 0 | 0 | 0 | 0 | 0 | 0 | 0 | 0 | 0 | 0 | 0 | 0 | 0 | 0 | 0 | 0 | 0 | 0 | 0 | 0 | 0 | 0 | 0 | 0 | 0 | 0 | 0 | 0 | 0 | 0 | 0 | 0 | 0 | 0 | 0 | 0 | 0 | 0 | 0 | 0 | 0 | 0 | 0 | [5 empty] | 0
2023 | [9 empty] | 0 | 0 | 0 | 0 | 0 | 0 | 0 | 0 | 0 | 0 | 0 | 0 | 0 | 0 | 0 | 0 | 0 | 0 | 0 | 0 | 0 | 0 | 0 | 0 | 0 | 0 | 0 | 0 | 0 | 0 | 0 | 0 | 0 | 0 | 0 | 0 | 0 | 0 | 0 | 0 | 0 | 0 | 0 | 0 | 0 | 0 | 0 | 0 | 0 | 0 |  |  |  |  | 0
2024 | [10 empty] | 0 | 0 | 0 | 0 | 0 | 0 | 0 | 0 | 0 | 0 | 0 | 0 | 0 | 0 | 0 | 0 | 0 | 0 | 0 | 0 | 0 | 0 | 0 | 0 | 0 | 0 | 0 | 0 | 0 | 0 | 0 | 0 | 0 | 0 | 0 | 0 | 0 | 0 | 0 | 0 | 0 | 0 | 0 | 0 | 0 | 0 | 0 | 0 | 0 | 0 |  |  |  | 0 | 0
2025 | [11 empty] | 0 | 0 | 0 | 0 | 0 | 0 | 0 | 0 | 0 | 0 | 0 | 0 | 0 | 0 | 0 | 0 | 0 | 0 | 0 | 0 | 0 | 0 | 0 | 0 | 0 | 0 | 0 | 0 | 0 | 0 | 0 | 0 | 0 | 0 | 0 | 0 | 0 | 0 | 0 | 0 | 0 | 0 | 0 | 0 | 0 | 0 | 0 | 0 | 0 | 0 |  |  | 0
2026 | [12 empty] | 0 | 0 | 0 | 0 | 0 | 0 | 0 | 0 | 0 | 0 | 0 | 0 | 0 | 0 | 0 | 0 | 0 | 0 | 0 | 0 | 0 | 0 | 0 | 0 | 0 | 0 | 0 | 0 | 0 | 0 | 0 | 0 | 0 | 0 | 0 | 0 | 0 | 0 | 0 | 0 | 0 | 0 | 0 | 0 | 0 | 0 | 0 | 0 | 0 | 0 |  | 0 | 0
| 0 | 0 | 0 | 12.788 | 12.788 | 12.788 | 12.788 | 12.788 | 12.788 | 12.788 | 12.788 | 12.788 | 12.788 | 12.788 | 12.788 | 12.788 | 12.788 | 12.788 | 12.788 | 12.788 | 12.788 | 12.788 | 12.788 | 12.788 | 12.788 | 12.788 | 12.788 | 12.788 | 12.788 | 12.788 | 12.788 | 12.788 | 12.788 | 12.788 | 12.788 | 12.788 | 12.788 | 12.788 | 12.788 | 12.788 | 12.788 | 12.788 | 12.788 | 12.788 | 12.788 | 12.788 | 12.788 | 12.788 | 12.788 | 12.788 | 12.788 | 12.788 | 12.788 | 0 | 0 | 0 | 0 | 0 | 0 | 0 | 0 | 0 | 0 | 639.4009
Note on A50: Lee, Betty: rate base does not include CWIP b/c the CapEx dollars include an AFUDC component in it already

## 4c-2026
Project No. | 4c
Project Desc. | NEW Gateway Park SS
Book Life | 50
Tax Life | 20N
Salvage Rate | -25%
| 2014 | 2015 | 2016 | 2017 | 2018 | 2019 | 2020 | 2021 | 2022 | 2023 | 2024 | 2025 | 2026 | 2027 | 2028 | 2029 | 2030 | 2031 | 2032 | 2033 | 2034 | 2035 | 2036 | 2037 | 2038 | 2039 | 2040 | 2041 | 2042 | 2043 | 2044 | 2045 | 2046 | 2047 | 2048 | 2049 | 2050 | 2051 | 2052 | 2053 | 2054 | 2055 | 2056 | 2057 | 2058 | 2059 | 2060 | 2061 | 2062 | 2063 | 2064 | 2065 | 2066 | 2067 | 2068 | 2069 | 2070 | 2071 | 2072 | 2073 | 2074 | 2075 | 2076
Closing to Plant (Y/N) | N | N | N | N | N | N | N | N | N | N | N | N | N | N | N | N | N | N | N | N | N | N | N | N | N | N | N | N | N | N | N | N | N | N | N | N | N | N | N | N | N | N | N | N | N | N | N | N | N | N | N | N | N | N | N | N | N | N | N | N | N | N | N | Total
CWIP
Beginning of Period | 0 | 0 | 0 | 0 | 0 | 0 | 0 | 0 | 12.8611 | 91.1189 | 253.363 | 547.682 | 765.6041 | 0 | 0 | 0 | 0 | 0 | 0 | 0 | 0 | 0 | 0 | 0 | 0 | 0 | 0 | 0 | 0 | 0 | 0 | 0 | 0 | 0 | 0 | 0 | 0 | 0 | 0 | 0 | 0 | 0 | 0 | 0 | 0 | 0 | 0 | 0 | 0 | 0 | 0 | 0 | 0 | 0 | 0 | 0 | 0 | 0 | 0 | 0 | 0 | 0 | 0
Activity
Capex | 0 | 0 | 0 | 0 | 0 | 0 | 0 | 12.8611 | 78.2578 | 162.2441 | 294.3189 | 217.9221 | 90.3592 | [50 empty] | 855.9633
Closings to Plant | [12 empty] | -855.9633 | [50 empty] | -855.9633
End of Period | 0 | 0 | 0 | 0 | 0 | 0 | 0 | 12.8611 | 91.1189 | 253.363 | 547.682 | 765.6041 | 0 | 0 | 0 | 0 | 0 | 0 | 0 | 0 | 0 | 0 | 0 | 0 | 0 | 0 | 0 | 0 | 0 | 0 | 0 | 0 | 0 | 0 | 0 | 0 | 0 | 0 | 0 | 0 | 0 | 0 | 0 | 0 | 0 | 0 | 0 | 0 | 0 | 0 | 0 | 0 | 0 | 0 | 0 | 0 | 0 | 0 | 0 | 0 | 0 | 0 | 0
Average | 0 | 0 | 0 | 0 | 0 | 0 | 0 | 6.4306 | 51.99 | 172.241 | 400.5225 | 656.643 | 382.8021 | 0 | 0 | 0 | 0 | 0 | 0 | 0 | 0 | 0 | 0 | 0 | 0 | 0 | 0 | 0 | 0 | 0 | 0 | 0 | 0 | 0 | 0 | 0 | 0 | 0 | 0 | 0 | 0 | 0 | 0 | 0 | 0 | 0 | 0 | 0 | 0 | 0 | 0 | 0 | 0 | 0 | 0 | 0 | 0 | 0 | 0 | 0 | 0 | 0 | 0
Plant in Service
Beginning of Period | 0 | 0 | 0 | 0 | 0 | 0 | 0 | 0 | 0 | 0 | 0 | 0 | 0 | 855.9633 | 855.9633 | 855.9633 | 855.9633 | 855.9633 | 855.9633 | 855.9633 | 855.9633 | 855.9633 | 855.9633 | 855.9633 | 855.9633 | 855.9633 | 855.9633 | 855.9633 | 855.9633 | 855.9633 | 855.9633 | 855.9633 | 855.9633 | 855.9633 | 855.9633 | 855.9633 | 855.9633 | 855.9633 | 855.9633 | 855.9633 | 855.9633 | 855.9633 | 855.9633 | 855.9633 | 855.9633 | 855.9633 | 855.9633 | 855.9633 | 855.9633 | 855.9633 | 855.9633 | 855.9633 | 855.9633 | 855.9633 | 855.9633 | 855.9633 | 855.9633 | 855.9633 | 855.9633 | 855.9633 | 855.9633 | 855.9633 | 0
Activity | 0 | 0 | 0 | 0 | 0 | 0 | 0 | 0 | 0 | 0 | 0 | 0 | 855.9633 | 0 | 0 | 0 | 0 | 0 | 0 | 0 | 0 | 0 | 0 | 0 | 0 | 0 | 0 | 0 | 0 | 0 | 0 | 0 | 0 | 0 | 0 | 0 | 0 | 0 | 0 | 0 | 0 | 0 | 0 | 0 | 0 | 0 | 0 | 0 | 0 | 0 | 0 | 0 | 0 | 0 | 0 | 0 | 0 | 0 | 0 | 0 | 0 | -855.9633 | 0 | 0
End of Period | 0 | 0 | 0 | 0 | 0 | 0 | 0 | 0 | 0 | 0 | 0 | 0 | 855.9633 | 855.9633 | 855.9633 | 855.9633 | 855.9633 | 855.9633 | 855.9633 | 855.9633 | 855.9633 | 855.9633 | 855.9633 | 855.9633 | 855.9633 | 855.9633 | 855.9633 | 855.9633 | 855.9633 | 855.9633 | 855.9633 | 855.9633 | 855.9633 | 855.9633 | 855.9633 | 855.9633 | 855.9633 | 855.9633 | 855.9633 | 855.9633 | 855.9633 | 855.9633 | 855.9633 | 855.9633 | 855.9633 | 855.9633 | 855.9633 | 855.9633 | 855.9633 | 855.9633 | 855.9633 | 855.9633 | 855.9633 | 855.9633 | 855.9633 | 855.9633 | 855.9633 | 855.9633 | 855.9633 | 855.9633 | 855.9633 | 0 | 0
Average | 0 | 0 | 0 | 0 | 0 | 0 | 0 | 0 | 0 | 0 | 0 | 0 | 427.9817 | 855.9633 | 855.9633 | 855.9633 | 855.9633 | 855.9633 | 855.9633 | 855.9633 | 855.9633 | 855.9633 | 855.9633 | 855.9633 | 855.9633 | 855.9633 | 855.9633 | 855.9633 | 855.9633 | 855.9633 | 855.9633 | 855.9633 | 855.9633 | 855.9633 | 855.9633 | 855.9633 | 855.9633 | 855.9633 | 855.9633 | 855.9633 | 855.9633 | 855.9633 | 855.9633 | 855.9633 | 855.9633 | 855.9633 | 855.9633 | 855.9633 | 855.9633 | 855.9633 | 855.9633 | 855.9633 | 855.9633 | 855.9633 | 855.9633 | 855.9633 | 855.9633 | 855.9633 | 855.9633 | 855.9633 | 855.9633 | 427.9817 | 0
Tax Depreciation
Beginning of Period | 0 | 0 | 0 | 0 | 0 | 0 | 0 | 0 | 0 | 0 | 0 | 0 | 0 | 64.1973 | 187.7812 | 302.0866 | 407.8323 | 505.6347 | 596.11 | 679.789 | 757.2023 | 833.5885 | 909.9746 | 986.3608 | 1062.747 | 1139.1331 | 1215.5193 | 1291.9055 | 1368.2916 | 1444.6778 | 1521.064 | 1597.4501 | 1673.8363 | 1712.0294 | 1712.0294 | 1712.0294 | 1712.0294 | 1712.0294 | 1712.0294 | 1712.0294 | 1712.0294 | 1712.0294 | 1712.0294 | 1712.0294 | 1712.0294 | 1712.0294 | 1712.0294 | 1712.0294 | 1712.0294 | 1712.0294 | 1712.0294 | 1712.0294 | 1712.0294 | 1712.0294 | 1712.0294 | 1712.0294 | 1712.0294 | 1712.0294 | 1712.0294 | 1712.0294 | 1712.0294 | 1712.0294 | 1712.0294
Federal | 0 | 0 | 0 | 0 | 0 | 0 | 0 | 0 | 0 | 0 | 0 | 0 | 32.0986 | 61.792 | 57.1527 | 52.8729 | 48.9012 | 45.2377 | 41.8395 | 38.7067 | 38.1931 | 38.1931 | 38.1931 | 38.1931 | 38.1931 | 38.1931 | 38.1931 | 38.1931 | 38.1931 | 38.1931 | 38.1931 | 38.1931 | 19.0965 | 0 | 0 | 0 | 0 | 0 | 0 | 0 | 0 | 0 | 0 | 0 | 0 | 0 | 0 | 0 | 0 | 0 | 0 | 0 | 0 | 0 | 0 | 0 | 0 | 0 | 0 | 0 | 0 | 0 | 0 | 856.0147
State | 0 | 0 | 0 | 0 | 0 | 0 | 0 | 0 | 0 | 0 | 0 | 0 | 32.0986 | 61.792 | 57.1527 | 52.8729 | 48.9012 | 45.2377 | 41.8395 | 38.7067 | 38.1931 | 38.1931 | 38.1931 | 38.1931 | 38.1931 | 38.1931 | 38.1931 | 38.1931 | 38.1931 | 38.1931 | 38.1931 | 38.1931 | 19.0965 | 0 | 0 | 0 | 0 | 0 | 0 | 0 | 0 | 0 | 0 | 0 | 0 | 0 | 0 | 0 | 0 | 0 | 0 | 0 | 0 | 0 | 0 | 0 | 0 | 0 | 0 | 0 | 0 | 0 | 0 | 856.0147
End of Period | 0 | 0 | 0 | 0 | 0 | 0 | 0 | 0 | 0 | 0 | 0 | 0 | 64.1973 | 187.7812 | 302.0866 | 407.8323 | 505.6347 | 596.11 | 679.789 | 757.2023 | 833.5885 | 909.9746 | 986.3608 | 1062.747 | 1139.1331 | 1215.5193 | 1291.9055 | 1368.2916 | 1444.6778 | 1521.064 | 1597.4501 | 1673.8363 | 1712.0294 | 1712.0294 | 1712.0294 | 1712.0294 | 1712.0294 | 1712.0294 | 1712.0294 | 1712.0294 | 1712.0294 | 1712.0294 | 1712.0294 | 1712.0294 | 1712.0294 | 1712.0294 | 1712.0294 | 1712.0294 | 1712.0294 | 1712.0294 | 1712.0294 | 1712.0294 | 1712.0294 | 1712.0294 | 1712.0294 | 1712.0294 | 1712.0294 | 1712.0294 | 1712.0294 | 1712.0294 | 1712.0294 | 1712.0294 | 1712.0294
Average | 0 | 0 | 0 | 0 | 0 | 0 | 0 | 0 | 0 | 0 | 0 | 0 | 32.0986 | 125.9892 | 244.9339 | 354.9594 | 456.7335 | 550.8723 | 637.9495 | 718.4956 | 795.3954 | 871.7815 | 948.1677 | 1024.5539 | 1100.9401 | 1177.3262 | 1253.7124 | 1330.0986 | 1406.4847 | 1482.8709 | 1559.2571 | 1635.6432 | 1692.9329 | 1712.0294 | 1712.0294 | 1712.0294 | 1712.0294 | 1712.0294 | 1712.0294 | 1712.0294 | 1712.0294 | 1712.0294 | 1712.0294 | 1712.0294 | 1712.0294 | 1712.0294 | 1712.0294 | 1712.0294 | 1712.0294 | 1712.0294 | 1712.0294 | 1712.0294 | 1712.0294 | 1712.0294 | 1712.0294 | 1712.0294 | 1712.0294 | 1712.0294 | 1712.0294 | 1712.0294 | 1712.0294 | 1712.0294 | 1712.0294
Book Depreciation with COR
Beginning of Period | 0 | 0 | 0 | 0 | 0 | 0 | 0 | 0 | 0 | 0 | 0 | 0 | 0 | 21.3991 | 42.7982 | 64.1973 | 85.5963 | 106.9954 | 128.3945 | 149.7936 | 171.1927 | 192.5918 | 213.9908 | 235.3899 | 256.789 | 278.1881 | 299.5872 | 320.9863 | 342.3853 | 363.7844 | 385.1835 | 406.5826 | 427.9817 | 449.3808 | 470.7798 | 492.1789 | 513.578 | 534.9771 | 556.3762 | 577.7753 | 599.1743 | 620.5734 | 641.9725 | 663.3716 | 684.7707 | 706.1698 | 727.5688 | 748.9679 | 770.367 | 791.7661 | 813.1652 | 834.5643 | 855.9633 | 877.3624 | 898.7615 | 920.1606 | 941.5597 | 962.9588 | 984.3578 | 1005.7569 | 1027.156 | 1048.5551 | 0
Activity | 0 | 0 | 0 | 0 | 0 | 0 | 0 | 0 | 0 | 0 | 0 | 0 | 21.3991 | 21.3991 | 21.3991 | 21.3991 | 21.3991 | 21.3991 | 21.3991 | 21.3991 | 21.3991 | 21.3991 | 21.3991 | 21.3991 | 21.3991 | 21.3991 | 21.3991 | 21.3991 | 21.3991 | 21.3991 | 21.3991 | 21.3991 | 21.3991 | 21.3991 | 21.3991 | 21.3991 | 21.3991 | 21.3991 | 21.3991 | 21.3991 | 21.3991 | 21.3991 | 21.3991 | 21.3991 | 21.3991 | 21.3991 | 21.3991 | 21.3991 | 21.3991 | 21.3991 | 21.3991 | 21.3991 | 21.3991 | 21.3991 | 21.3991 | 21.3991 | 21.3991 | 21.3991 | 21.3991 | 21.3991 | 21.3991 | 21.3991 | 0 | 1069.9542
Book Depreciation Related to Retired PIS | [49 empty] | 0 | 0 | 0 | 0 | 0 | 0 | 0 | 0 | 0 | 0 | 0 | 0 | -1069.9542 |  | -1069.9542
End of Period | 0 | 0 | 0 | 0 | 0 | 0 | 0 | 0 | 0 | 0 | 0 | 0 | 21.3991 | 42.7982 | 64.1973 | 85.5963 | 106.9954 | 128.3945 | 149.7936 | 171.1927 | 192.5918 | 213.9908 | 235.3899 | 256.789 | 278.1881 | 299.5872 | 320.9863 | 342.3853 | 363.7844 | 385.1835 | 406.5826 | 427.9817 | 449.3808 | 470.7798 | 492.1789 | 513.578 | 534.9771 | 556.3762 | 577.7753 | 599.1743 | 620.5734 | 641.9725 | 663.3716 | 684.7707 | 706.1698 | 727.5688 | 748.9679 | 770.367 | 791.7661 | 813.1652 | 834.5643 | 855.9633 | 877.3624 | 898.7615 | 920.1606 | 941.5597 | 962.9588 | 984.3578 | 1005.7569 | 1027.156 | 1048.5551 | 0 | 0
Average | 0 | 0 | 0 | 0 | 0 | 0 | 0 | 0 | 0 | 0 | 0 | 0 | 10.6995 | 32.0986 | 53.4977 | 74.8968 | 96.2959 | 117.695 | 139.094 | 160.4931 | 181.8922 | 203.2913 | 224.6904 | 246.0895 | 267.4885 | 288.8876 | 310.2867 | 331.6858 | 353.0849 | 374.484 | 395.883 | 417.2821 | 438.6812 | 460.0803 | 481.4794 | 502.8785 | 524.2775 | 545.6766 | 567.0757 | 588.4748 | 609.8739 | 631.273 | 652.672 | 674.0711 | 695.4702 | 716.8693 | 738.2684 | 759.6675 | 781.0666 | 802.4656 | 823.8647 | 845.2638 | 866.6629 | 888.062 | 909.4611 | 930.8601 | 952.2592 | 973.6583 | 995.0574 | 1016.4565 | 1037.8556 | 524.2775 | 0
Federal Deferred Tax Balance, Net of Tax
Beginning of Period | 0 | 0 | 0 | 0 | 0 | 0 | 0 | 0 | 0 | 0 | 0 | 0 | 0 | 5.2428 | 20.8782 | 34.8899 | 47.4037 | 58.5273 | 68.3688 | 77.0209 | 84.5765 | 91.9523 | 99.3281 | 106.704 | 114.0798 | 121.4556 | 128.8315 | 136.2073 | 143.5831 | 150.959 | 158.3348 | 165.7107 | 173.0865 | 173.7785 | 167.7868 | 161.795 | 155.8033 | 149.8116 | 143.8198 | 137.8281 | 131.8363 | 125.8446 | 119.8528 | 113.8611 | 107.8694 | 101.8776 | 95.8859 | 89.8941 | 83.9024 | 77.9106 | 71.9189 | 65.9272 | 59.9354 | 53.9437 | 47.9519 | 41.9602 | 35.9684 | 29.9767 | 23.9849 | 17.9932 | 12.0015 | 6.0097 | 0.017975
Activity | 0 | 0 | 0 | 0 | 0 | 0 | 0 | 0 | 0 | 0 | 0 | 0 | 5.2428 | 15.6355 | 14.0117 | 12.5138 | 11.1237 | 9.8414 | 8.6521 | 7.5556 | 7.3758 | 7.3758 | 7.3758 | 7.3758 | 7.3758 | 7.3758 | 7.3758 | 7.3758 | 7.3758 | 7.3758 | 7.3758 | 7.3758 | 0.69205 | -5.9917 | -5.9917 | -5.9917 | -5.9917 | -5.9917 | -5.9917 | -5.9917 | -5.9917 | -5.9917 | -5.9917 | -5.9917 | -5.9917 | -5.9917 | -5.9917 | -5.9917 | -5.9917 | -5.9917 | -5.9917 | -5.9917 | -5.9917 | -5.9917 | -5.9917 | -5.9917 | -5.9917 | -5.9917 | -5.9917 | -5.9917 | -5.9917 | -5.9917 | 0 | 0.017975
End of Period | 0 | 0 | 0 | 0 | 0 | 0 | 0 | 0 | 0 | 0 | 0 | 0 | 5.2428 | 20.8782 | 34.8899 | 47.4037 | 58.5273 | 68.3688 | 77.0209 | 84.5765 | 91.9523 | 99.3281 | 106.704 | 114.0798 | 121.4556 | 128.8315 | 136.2073 | 143.5831 | 150.959 | 158.3348 | 165.7107 | 173.0865 | 173.7785 | 167.7868 | 161.795 | 155.8033 | 149.8116 | 143.8198 | 137.8281 | 131.8363 | 125.8446 | 119.8528 | 113.8611 | 107.8694 | 101.8776 | 95.8859 | 89.8941 | 83.9024 | 77.9106 | 71.9189 | 65.9272 | 59.9354 | 53.9437 | 47.9519 | 41.9602 | 35.9684 | 29.9767 | 23.9849 | 17.9932 | 12.0015 | 6.0097 | 0.017975 | 0.017975
Average | 0 | 0 | 0 | 0 | 0 | 0 | 0 | 0 | 0 | 0 | 0 | 0 | 2.6214 | 13.0605 | 27.8841 | 41.1468 | 52.9655 | 63.4481 | 72.6948 | 80.7987 | 88.2644 | 95.6402 | 103.016 | 110.3919 | 117.7677 | 125.1436 | 132.5194 | 139.8952 | 147.2711 | 154.6469 | 162.0227 | 169.3986 | 173.4325 | 170.7827 | 164.7909 | 158.7992 | 152.8074 | 146.8157 | 140.8239 | 134.8322 | 128.8405 | 122.8487 | 116.857 | 110.8652 | 104.8735 | 98.8817 | 92.89 | 86.8983 | 80.9065 | 74.9148 | 68.923 | 62.9313 | 56.9395 | 50.9478 | 44.9561 | 38.9643 | 32.9726 | 26.9808 | 20.9891 | 14.9973 | 9.0056 | 3.0138 | 0.017975
State Deferred Tax Balance
Beginning of Period | 0 | 0 | 0 | 0 | 0 | 0 | 0 | 0 | 0 | 0 | 0 | 0 | 0 | 0.97366 | 3.8774 | 6.4796 | 8.8035 | 10.8694 | 12.6971 | 14.3039 | 15.7071 | 17.0769 | 18.4467 | 19.8165 | 21.1862 | 22.556 | 23.9258 | 25.2956 | 26.6654 | 28.0352 | 29.405 | 30.7748 | 32.1446 | 32.2732 | 31.1604 | 30.0477 | 28.9349 | 27.8221 | 26.7094 | 25.5966 | 24.4839 | 23.3711 | 22.2584 | 21.1456 | 20.0329 | 18.9201 | 17.8074 | 16.6946 | 15.5819 | 14.4691 | 13.3564 | 12.2436 | 11.1309 | 10.0181 | 8.9054 | 7.7926 | 6.6799 | 5.5671 | 4.4543 | 3.3416 | 2.2288 | 1.1161 | 0.0033383
Activity | 0 | 0 | 0 | 0 | 0 | 0 | 0 | 0 | 0 | 0 | 0 | 0 | 0.97366 | 2.9037 | 2.6022 | 2.324 | 2.0658 | 1.8277 | 1.6068 | 1.4032 | 1.3698 | 1.3698 | 1.3698 | 1.3698 | 1.3698 | 1.3698 | 1.3698 | 1.3698 | 1.3698 | 1.3698 | 1.3698 | 1.3698 | 0.12852 | -1.1128 | -1.1128 | -1.1128 | -1.1128 | -1.1128 | -1.1128 | -1.1128 | -1.1128 | -1.1128 | -1.1128 | -1.1128 | -1.1128 | -1.1128 | -1.1128 | -1.1128 | -1.1128 | -1.1128 | -1.1128 | -1.1128 | -1.1128 | -1.1128 | -1.1128 | -1.1128 | -1.1128 | -1.1128 | -1.1128 | -1.1128 | -1.1128 | -1.1128 | 0 | 0.0033383
End of Period | 0 | 0 | 0 | 0 | 0 | 0 | 0 | 0 | 0 | 0 | 0 | 0 | 0.97366 | 3.8774 | 6.4796 | 8.8035 | 10.8694 | 12.6971 | 14.3039 | 15.7071 | 17.0769 | 18.4467 | 19.8165 | 21.1862 | 22.556 | 23.9258 | 25.2956 | 26.6654 | 28.0352 | 29.405 | 30.7748 | 32.1446 | 32.2732 | 31.1604 | 30.0477 | 28.9349 | 27.8221 | 26.7094 | 25.5966 | 24.4839 | 23.3711 | 22.2584 | 21.1456 | 20.0329 | 18.9201 | 17.8074 | 16.6946 | 15.5819 | 14.4691 | 13.3564 | 12.2436 | 11.1309 | 10.0181 | 8.9054 | 7.7926 | 6.6799 | 5.5671 | 4.4543 | 3.3416 | 2.2288 | 1.1161 | 0.0033383 | 0.0033383
Average | 0 | 0 | 0 | 0 | 0 | 0 | 0 | 0 | 0 | 0 | 0 | 0 | 0.48683 | 2.4255 | 5.1785 | 7.6415 | 9.8365 | 11.7832 | 13.5005 | 15.0055 | 16.392 | 17.7618 | 19.1316 | 20.5013 | 21.8711 | 23.2409 | 24.6107 | 25.9805 | 27.3503 | 28.7201 | 30.0899 | 31.4597 | 32.2089 | 31.7168 | 30.604 | 29.4913 | 28.3785 | 27.2658 | 26.153 | 25.0403 | 23.9275 | 22.8148 | 21.702 | 20.5893 | 19.4765 | 18.3638 | 17.251 | 16.1382 | 15.0255 | 13.9127 | 12.8 | 11.6872 | 10.5745 | 9.4617 | 8.349 | 7.2362 | 6.1235 | 5.0107 | 3.898 | 2.7852 | 1.6725 | 0.55971 | 0.0033383
Net Rate Base - Average | 0 | 0 | 0 | 0 | 0 | 0 | 0 | 0 | 0 | 0 | 0 | 0 | 414.1739 | 808.3787 | 769.4031 | 732.2782 | 696.8655 | 663.0371 | 630.674 | 599.6661 | 569.4148 | 539.2701 | 509.1254 | 478.9807 | 448.8359 | 418.6912 | 388.5465 | 358.4018 | 328.2571 | 298.1123 | 267.9676 | 237.8229 | 211.6407 | 193.3836 | 179.089 | 164.7944 | 150.4998 | 136.2053 | 121.9107 | 107.6161 | 93.3215 | 79.0269 | 64.7323 | 50.4377 | 36.1431 | 21.8485 | 7.554 | -6.7406 | -21.0352 | -35.3298 | -49.6244 | -63.919 | -78.2136 | -92.5082 | -106.8027 | -121.0973 | -135.3919 | -149.6865 | -163.9811 | -178.2757 | -192.5703 | -99.8694 | -0.021313
EXPENSES
Income Tax - Removal Cost | 0 | 0 | 0 | 0 | 0 | 0 | 0 | 0 | 0 | 0 | 0 | 0 | 2.7628 | 2.7628 | 2.7628 | 2.7628 | 2.7628 | 2.7628 | 2.7628 | 2.7628 | 2.7628 | 2.7628 | 2.7628 | 2.7628 | 2.7628 | 2.7628 | 2.7628 | 2.7628 | 2.7628 | 2.7628 | 2.7628 | 2.7628 | 2.7628 | 2.7628 | 2.7628 | 2.7628 | 2.7628 | 2.7628 | 2.7628 | 2.7628 | 2.7628 | 2.7628 | 2.7628 | 2.7628 | 2.7628 | 2.7628 | 2.7628 | 2.7628 | 2.7628 | 2.7628 | 2.7628 | 2.7628 | 2.7628 | 2.7628 | 2.7628 | 2.7628 | 2.7628 | 2.7628 | 2.7628 | 2.7628 | 2.7628 | 2.7628 | 0 | 138.1415
Book Depreciation | 0 | 0 | 0 | 0 | 0 | 0 | 0 | 0 | 0 | 0 | 0 | 0 | 21.3991 | 21.3991 | 21.3991 | 21.3991 | 21.3991 | 21.3991 | 21.3991 | 21.3991 | 21.3991 | 21.3991 | 21.3991 | 21.3991 | 21.3991 | 21.3991 | 21.3991 | 21.3991 | 21.3991 | 21.3991 | 21.3991 | 21.3991 | 21.3991 | 21.3991 | 21.3991 | 21.3991 | 21.3991 | 21.3991 | 21.3991 | 21.3991 | 21.3991 | 21.3991 | 21.3991 | 21.3991 | 21.3991 | 21.3991 | 21.3991 | 21.3991 | 21.3991 | 21.3991 | 21.3991 | 21.3991 | 21.3991 | 21.3991 | 21.3991 | 21.3991 | 21.3991 | 21.3991 | 21.3991 | 21.3991 | 21.3991 | 21.3991 | 0 | 1069.9542
Property Taxes | 0 | 0 | 0 | 0 | 0 | 0 | 0 | 0 | 0 | 0 | 0 | 0 | 42.7982 | 42.7982 | 42.7982 | 42.7982 | 42.7982 | 42.7982 | 42.7982 | 42.7982 | 42.7982 | 42.7982 | 42.7982 | 42.7982 | 42.7982 | 42.7982 | 42.7982 | 42.7982 | 42.7982 | 42.7982 | 42.7982 | 42.7982 | 42.7982 | 42.7982 | 42.7982 | 42.7982 | 42.7982 | 42.7982 | 42.7982 | 42.7982 | 42.7982 | 42.7982 | 42.7982 | 42.7982 | 42.7982 | 42.7982 | 42.7982 | 42.7982 | 42.7982 | 42.7982 | 42.7982 | 42.7982 | 42.7982 | 42.7982 | 42.7982 | 42.7982 | 42.7982 | 42.7982 | 42.7982 | 42.7982 | 42.7982 | 0 | 0 | 2097.1102
Total Expenses | 0 | 0 | 0 | 0 | 0 | 0 | 0 | 0 | 0 | 0 | 0 | 0 | 66.9601 | 66.9601 | 66.9601 | 66.9601 | 66.9601 | 66.9601 | 66.9601 | 66.9601 | 66.9601 | 66.9601 | 66.9601 | 66.9601 | 66.9601 | 66.9601 | 66.9601 | 66.9601 | 66.9601 | 66.9601 | 66.9601 | 66.9601 | 66.9601 | 66.9601 | 66.9601 | 66.9601 | 66.9601 | 66.9601 | 66.9601 | 66.9601 | 66.9601 | 66.9601 | 66.9601 | 66.9601 | 66.9601 | 66.9601 | 66.9601 | 66.9601 | 66.9601 | 66.9601 | 66.9601 | 66.9601 | 66.9601 | 66.9601 | 66.9601 | 66.9601 | 66.9601 | 66.9601 | 66.9601 | 66.9601 | 66.9601 | 24.1619 | 0 | 3305.2059
REVENUE REQUIREMENT
Net Rate Base | 0 | 0 | 0 | 0 | 0 | 0 | 0 | 0 | 0 | 0 | 0 | 0 | 414.1739 | 808.3787 | 769.4031 | 732.2782 | 696.8655 | 663.0371 | 630.674 | 599.6661 | 569.4148 | 539.2701 | 509.1254 | 478.9807 | 448.8359 | 418.6912 | 388.5465 | 358.4018 | 328.2571 | 298.1123 | 267.9676 | 237.8229 | 211.6407 | 193.3836 | 179.089 | 164.7944 | 150.4998 | 136.2053 | 121.9107 | 107.6161 | 93.3215 | 79.0269 | 64.7323 | 50.4377 | 36.1431 | 21.8485 | 7.554 | -6.7406 | -21.0352 | -35.3298 | -49.6244 | -63.919 | -78.2136 | -92.5082 | -106.8027 | -121.0973 | -135.3919 | -149.6865 | -163.9811 | -178.2757 | -192.5703 | -99.8694 | -0.021313 | 10281.0396
ROR | 9.98% | 9.98% | 9.7% | 9.61% | 9.61% | 9.61% | 9.61% | 9.61% | 9.61% | 9.61% | 9.61% | 9.61% | 9.61% | 9.61% | 9.61% | 9.61% | 9.61% | 9.61% | 9.61% | 9.61% | 9.61% | 9.61% | 9.61% | 9.61% | 9.61% | 9.61% | 9.61% | 9.61% | 9.61% | 9.61% | 9.61% | 9.61% | 9.61% | 9.61% | 9.61% | 9.61% | 9.61% | 9.61% | 9.61% | 9.61% | 9.61% | 9.61% | 9.61% | 9.61% | 9.61% | 9.61% | 9.61% | 9.61% | 9.61% | 9.61% | 9.61% | 9.61% | 9.61% | 9.61% | 9.61% | 9.61% | 9.61% | 9.61% | 9.61% | 9.61% | 9.61% | 9.61% | 9.61%
Earnings Base | 0 | 0 | 0 | 0 | 0 | 0 | 0 | 0 | 0 | 0 | 0 | 0 | 39.8021 | 77.6852 | 73.9396 | 70.3719 | 66.9688 | 63.7179 | 60.6078 | 57.6279 | 54.7208 | 51.8239 | 48.9269 | 46.03 | 43.1331 | 40.2362 | 37.3393 | 34.4424 | 31.5455 | 28.6486 | 25.7517 | 22.8548 | 20.3387 | 18.5842 | 17.2105 | 15.8367 | 14.463 | 13.0893 | 11.7156 | 10.3419 | 8.9682 | 7.5945 | 6.2208 | 4.8471 | 3.4734 | 2.0996 | 0.72594 | -0.64777 | -2.0215 | -3.3952 | -4.7689 | -6.1426 | -7.5163 | -8.89 | -10.2637 | -11.6375 | -13.0112 | -14.3849 | -15.7586 | -17.1323 | -18.506 | -9.5975 | -0.0020482
Earnings - Expense | 0 | 0 | 0 | 0 | 0 | 0 | 0 | 0 | 0 | 0 | 0 | 0 | 66.9601 | 66.9601 | 66.9601 | 66.9601 | 66.9601 | 66.9601 | 66.9601 | 66.9601 | 66.9601 | 66.9601 | 66.9601 | 66.9601 | 66.9601 | 66.9601 | 66.9601 | 66.9601 | 66.9601 | 66.9601 | 66.9601 | 66.9601 | 66.9601 | 66.9601 | 66.9601 | 66.9601 | 66.9601 | 66.9601 | 66.9601 | 66.9601 | 66.9601 | 66.9601 | 66.9601 | 66.9601 | 66.9601 | 66.9601 | 66.9601 | 66.9601 | 66.9601 | 66.9601 | 66.9601 | 66.9601 | 66.9601 | 66.9601 | 66.9601 | 66.9601 | 66.9601 | 66.9601 | 66.9601 | 66.9601 | 66.9601 | 24.1619 | 0 | 3305.2059
Total Earnings Effect | 0 | 0 | 0 | 0 | 0 | 0 | 0 | 0 | 0 | 0 | 0 | 0 | 106.7622 | 144.6453 | 140.8997 | 137.332 | 133.9289 | 130.6779 | 127.5679 | 124.588 | 121.6808 | 118.7839 | 115.887 | 112.9901 | 110.0932 | 107.1963 | 104.2994 | 101.4025 | 98.5056 | 95.6087 | 92.7118 | 89.8149 | 87.2988 | 85.5442 | 84.1705 | 82.7968 | 81.4231 | 80.0494 | 78.6757 | 77.302 | 75.9283 | 74.5546 | 73.1809 | 71.8071 | 70.4334 | 69.0597 | 67.686 | 66.3123 | 64.9386 | 63.5649 | 62.1912 | 60.8175 | 59.4438 | 58.07 | 56.6963 | 55.3226 | 53.9489 | 52.5752 | 51.2015 | 49.8278 | 48.4541 | 14.5645 | -0.0020482
Gross-Up Factor | 1.0354 | 1.0354 | 1.0354 | 1.0298 | 1.0298 | 1.0298 | 1.0298 | 1.0298 | 1.0298 | 1.0298 | 1.0298 | 1.0298 | 1.0298 | 1.0298 | 1.0298 | 1.0298 | 1.0298 | 1.0298 | 1.0298 | 1.0298 | 1.0298 | 1.0298 | 1.0298 | 1.0298 | 1.0298 | 1.0298 | 1.0298 | 1.0298 | 1.0298 | 1.0298 | 1.0298 | 1.0298 | 1.0298 | 1.0298 | 1.0298 | 1.0298 | 1.0298 | 1.0298 | 1.0298 | 1.0298 | 1.0298 | 1.0298 | 1.0298 | 1.0298 | 1.0298 | 1.0298 | 1.0298 | 1.0298 | 1.0298 | 1.0298 | 1.0298 | 1.0298 | 1.0298 | 1.0298 | 1.0298 | 1.0298 | 1.0298 | 1.0298 | 1.0298 | 1.0298 | 1.0298 | 1.0298 | 1.0298
Revenue requirement | 0 | 0 | 0 | 0 | 0 | 0 | 0 | 0 | 0 | 0 | 0 | 0 | 109.9394 | 148.9499 | 145.0929 | 141.419 | 137.9146 | 134.5669 | 131.3643 | 128.2957 | 125.3021 | 122.319 | 119.3358 | 116.3527 | 113.3696 | 110.3865 | 107.4034 | 104.4202 | 101.4371 | 98.454 | 95.4709 | 92.4878 | 89.8968 | 88.09 | 86.6755 | 85.2609 | 83.8463 | 82.4317 | 81.0171 | 79.6025 | 78.1879 | 76.7733 | 75.3587 | 73.9441 | 72.5295 | 71.1149 | 69.7004 | 68.2858 | 66.8712 | 65.4566 | 64.042 | 62.6274 | 61.2128 | 59.7982 | 58.3836 | 56.969 | 55.5544 | 54.1398 | 52.7253 | 51.3107 | 49.8961 | 14.9979 | -0.0021092 | 4420.9801
Depreciation Calculations
Tax Depreciation - Federal
Cost of new equipment in service basis | 0 | 0 | 0 | 0 | 0 | 0 | 0 | 0 | 0 | 0 | 0 | 0 | 855.9633 | 0 | 0 | 0 | 0 | 0 | 0 | 0 | 0 | 0 | 0 | 0 | 0 | 0 | 0 | 0 | 0 | 0 | 0 | 0 | 0 | 0 | 0 | 0 | 0 | 0 | 0 | 0 | 0 | 0 | 0 | 0 | 0 | 0 | 0 | 0 | 0 | 0 | 0 | 0 | 0 | 0 | 0 | 0 | 0 | 0 | 0 | 0 | 0
Bonus Depreciation (N/A) | 0 | 0 | 0 | 0 | 0 | 0 | 0 | 0 | 0 | 0 | 0 | 0 | 0 | 0 | 0 | 0 | 0 | 0 | 0 | 0 | 0 | 0 | 0 | 0 | 0 | 0 | 0 | 0 | 0 | 0 | 0 | 0 | 0 | 0 | 0 | 0 | 0 | 0 | 0 | 0 | 0 | 0 | 0 | 0 | 0 | 0 | 0 | 0 | 0 | 0 | 0 | 0 | 0 | 0 | 0 | 0 | 0 | 0 | 0 | 0 | 0
Regular Depreciation basis (Cumulative) | 0 | 0 | 0 | 0 | 0 | 0 | 0 | 0 | 0 | 0 | 0 | 0 | 855.9633 | 855.9633 | 855.9633 | 855.9633 | 855.9633 | 855.9633 | 855.9633 | 855.9633 | 855.9633 | 855.9633 | 855.9633 | 855.9633 | 855.9633 | 855.9633 | 855.9633 | 855.9633 | 855.9633 | 855.9633 | 855.9633 | 855.9633 | 855.9633 | 855.9633 | 855.9633 | 855.9633 | 855.9633 | 855.9633 | 855.9633 | 855.9633 | 855.9633 | 855.9633 | 855.9633 | 855.9633 | 855.9633 | 855.9633 | 855.9633 | 855.9633 | 855.9633 | 855.9633 | 855.9633 | 855.9633 | 855.9633 | 855.9633 | 855.9633 | 855.9633 | 855.9633 | 855.9633 | 855.9633 | 855.9633 | 855.9633 | 855.9633 | 855.9633
RegularDepreciation | [10 empty] | 0 | 0 | 32.0986 | 61.792 | 57.1527 | 52.8729 | 48.9012 | 45.2377 | 41.8395 | 38.7067 | 38.1931 | 38.1931 | 38.1931 | 38.1931 | 38.1931 | 38.1931 | 38.1931 | 38.1931 | 38.1931 | 38.1931 | 38.1931 | 38.1931 | 19.0965 | [30 empty] | 856.0147
Total Depreciation for year | 0 | 0 | 0 | 0 | 0 | 0 | 0 | 0 | 0 | 0 | 0 | 0 | 32.0986 | 61.792 | 57.1527 | 52.8729 | 48.9012 | 45.2377 | 41.8395 | 38.7067 | 38.1931 | 38.1931 | 38.1931 | 38.1931 | 38.1931 | 38.1931 | 38.1931 | 38.1931 | 38.1931 | 38.1931 | 38.1931 | 38.1931 | 19.0965 | 0 | 0 | 0 | 0 | 0 | 0 | 0 | 0 | 0 | 0 | 0 | 0 | 0 | 0 | 0 | 0 | 0 | 0 | 0 | 0 | 0 | 0 | 0 | 0 | 0 | 0 | 0 | 0
Tax Depreciation - State
Cost of new equipment in service basis | 0 | 0 | 0 | 0 | 0 | 0 | 0 | 0 | 0 | 0 | 0 | 0 | 855.9633 | 0 | 0 | 0 | 0 | 0 | 0 | 0 | 0 | 0 | 0 | 0 | 0 | 0 | 0 | 0 | 0 | 0 | 0 | 0 | 0 | 0 | 0 | 0 | 0 | 0 | 0 | 0 | 0 | 0 | 0 | 0 | 0 | 0 | 0 | 0 | 0 | 0 | 0 | 0 | 0 | 0 | 0 | 0 | 0 | 0 | 0 | 0 | 0 | -855.9633 | 0
Bonus Depreciation (N/A) | 0 | 0 | 0 | 0 | 0 | 0 | 0 | 0 | 0 | 0 | 0 | 0 | 0 | 0 | 0 | 0 | 0 | 0 | 0 | 0 | 0 | 0 | 0 | 0 | 0 | 0 | 0 | 0 | 0 | 0 | 0 | 0 | 0 | 0 | 0 | 0 | 0 | 0 | 0 | 0 | 0 | 0 | 0 | 0 | 0 | 0 | 0 | 0 | 0 | 0 | 0 | 0 | 0 | 0 | 0 | 0 | 0 | 0 | 0 | 0 | 0 | 0 | 0
Regular Depreciation basis (Cumulative) | 0 | 0 | 0 | 0 | 0 | 0 | 0 | 0 | 0 | 0 | 0 | 0 | 855.9633 | 855.9633 | 855.9633 | 855.9633 | 855.9633 | 855.9633 | 855.9633 | 855.9633 | 855.9633 | 855.9633 | 855.9633 | 855.9633 | 855.9633 | 855.9633 | 855.9633 | 855.9633 | 855.9633 | 855.9633 | 855.9633 | 855.9633 | 855.9633 | 855.9633 | 855.9633 | 855.9633 | 855.9633 | 855.9633 | 855.9633 | 855.9633 | 855.9633 | 855.9633 | 855.9633 | 855.9633 | 855.9633 | 855.9633 | 855.9633 | 855.9633 | 855.9633 | 855.9633 | 855.9633 | 855.9633 | 855.9633 | 855.9633 | 855.9633 | 855.9633 | 855.9633 | 855.9633 | 855.9633 | 855.9633 | 855.9633 | 0 | 0
RegularDepreciation | 0 | 0 | 0 | 0 | 0 | 0 | 0 | 0 | 0 | 0 | 0 | 0 | 32.0986 | 61.792 | 57.1527 | 52.8729 | 48.9012 | 45.2377 | 41.8395 | 38.7067 | 38.1931 | 38.1931 | 38.1931 | 38.1931 | 38.1931 | 38.1931 | 38.1931 | 38.1931 | 38.1931 | 38.1931 | 38.1931 | 38.1931 | 19.0965 | 0 | 0 | 0 | 0 | 0 | 0 | 0 | 0 | 0 | 0 | 0 | 0 | 0 | 0 | 0 | 0 | 0 | 0 | 0 | 0 | 0 | 0 | 0 | 0 | 0 | 0 | 0 | 0 | 0 | 0 | 856.0147
Total Depreciation for year | 0 | 0 | 0 | 0 | 0 | 0 | 0 | 0 | 0 | 0 | 0 | 0 | 32.0986 | 61.792 | 57.1527 | 52.8729 | 48.9012 | 45.2377 | 41.8395 | 38.7067 | 38.1931 | 38.1931 | 38.1931 | 38.1931 | 38.1931 | 38.1931 | 38.1931 | 38.1931 | 38.1931 | 38.1931 | 38.1931 | 38.1931 | 19.0965 | 0 | 0 | 0 | 0 | 0 | 0 | 0 | 0 | 0 | 0 | 0 | 0 | 0 | 0 | 0 | 0 | 0 | 0 | 0 | 0 | 0 | 0 | 0 | 0 | 0 | 0 | 0 | 0 | 0 | 0
Book Depreciation with COR
2014 | 0 | 0 | 0 | 0 | 0 | 0 | 0 | 0 | 0 | 0 | 0 | 0 | 0 | 0 | 0 | 0 | 0 | 0 | 0 | 0 | 0 | 0 | 0 | 0 | 0 | 0 | 0 | 0 | 0 | 0 | 0 | 0 | 0 | 0 | 0 | 0 | 0 | 0 | 0 | 0 | 0 | 0 | 0 | 0 | 0 | 0 | 0 | 0 | 0 | 0 | [13 empty] | 0
2015 |  | 0 | 0 | 0 | 0 | 0 | 0 | 0 | 0 | 0 | 0 | 0 | 0 | 0 | 0 | 0 | 0 | 0 | 0 | 0 | 0 | 0 | 0 | 0 | 0 | 0 | 0 | 0 | 0 | 0 | 0 | 0 | 0 | 0 | 0 | 0 | 0 | 0 | 0 | 0 | 0 | 0 | 0 | 0 | 0 | 0 | 0 | 0 | 0 | 0 | 0 | [12 empty] | 0 | check - total PIS
2016 |  |  | 0 | 0 | 0 | 0 | 0 | 0 | 0 | 0 | 0 | 0 | 0 | 0 | 0 | 0 | 0 | 0 | 0 | 0 | 0 | 0 | 0 | 0 | 0 | 0 | 0 | 0 | 0 | 0 | 0 | 0 | 0 | 0 | 0 | 0 | 0 | 0 | 0 | 0 | 0 | 0 | 0 | 0 | 0 | 0 | 0 | 0 | 0 | 0 | 0 | 0 | [11 empty] | 0 | 0
2017 |  |  |  | 0 | 0 | 0 | 0 | 0 | 0 | 0 | 0 | 0 | 0 | 0 | 0 | 0 | 0 | 0 | 0 | 0 | 0 | 0 | 0 | 0 | 0 | 0 | 0 | 0 | 0 | 0 | 0 | 0 | 0 | 0 | 0 | 0 | 0 | 0 | 0 | 0 | 0 | 0 | 0 | 0 | 0 | 0 | 0 | 0 | 0 | 0 | 0 | 0 | 0 | [10 empty] | 0 | 0
2018 |  |  |  |  | 0 | 0 | 0 | 0 | 0 | 0 | 0 | 0 | 0 | 0 | 0 | 0 | 0 | 0 | 0 | 0 | 0 | 0 | 0 | 0 | 0 | 0 | 0 | 0 | 0 | 0 | 0 | 0 | 0 | 0 | 0 | 0 | 0 | 0 | 0 | 0 | 0 | 0 | 0 | 0 | 0 | 0 | 0 | 0 | 0 | 0 | 0 | 0 | 0 | 0 | [9 empty] | 0
2019 | [5 empty] | 0 | 0 | 0 | 0 | 0 | 0 | 0 | 0 | 0 | 0 | 0 | 0 | 0 | 0 | 0 | 0 | 0 | 0 | 0 | 0 | 0 | 0 | 0 | 0 | 0 | 0 | 0 | 0 | 0 | 0 | 0 | 0 | 0 | 0 | 0 | 0 | 0 | 0 | 0 | 0 | 0 | 0 | 0 | 0 | 0 | 0 | 0 | 0 | 0 | 0 | [8 empty] | 0 | 0
2020 | [6 empty] | 0 | 0 | 0 | 0 | 0 | 0 | 0 | 0 | 0 | 0 | 0 | 0 | 0 | 0 | 0 | 0 | 0 | 0 | 0 | 0 | 0 | 0 | 0 | 0 | 0 | 0 | 0 | 0 | 0 | 0 | 0 | 0 | 0 | 0 | 0 | 0 | 0 | 0 | 0 | 0 | 0 | 0 | 0 | 0 | 0 | 0 | 0 | 0 | 0 | 0 | [7 empty] | 0
2021 | [7 empty] | 0 | 0 | 0 | 0 | 0 | 0 | 0 | 0 | 0 | 0 | 0 | 0 | 0 | 0 | 0 | 0 | 0 | 0 | 0 | 0 | 0 | 0 | 0 | 0 | 0 | 0 | 0 | 0 | 0 | 0 | 0 | 0 | 0 | 0 | 0 | 0 | 0 | 0 | 0 | 0 | 0 | 0 | 0 | 0 | 0 | 0 | 0 | 0 | 0 | 0 | [6 empty] | 0
2022 | [8 empty] | 0 | 0 | 0 | 0 | 0 | 0 | 0 | 0 | 0 | 0 | 0 | 0 | 0 | 0 | 0 | 0 | 0 | 0 | 0 | 0 | 0 | 0 | 0 | 0 | 0 | 0 | 0 | 0 | 0 | 0 | 0 | 0 | 0 | 0 | 0 | 0 | 0 | 0 | 0 | 0 | 0 | 0 | 0 | 0 | 0 | 0 | 0 | 0 | 0 | 0 | [5 empty] | 0
2023 | [9 empty] | 0 | 0 | 0 | 0 | 0 | 0 | 0 | 0 | 0 | 0 | 0 | 0 | 0 | 0 | 0 | 0 | 0 | 0 | 0 | 0 | 0 | 0 | 0 | 0 | 0 | 0 | 0 | 0 | 0 | 0 | 0 | 0 | 0 | 0 | 0 | 0 | 0 | 0 | 0 | 0 | 0 | 0 | 0 | 0 | 0 | 0 | 0 | 0 | 0 | 0 |  |  |  |  | 0
2024 | [10 empty] | 0 | 0 | 0 | 0 | 0 | 0 | 0 | 0 | 0 | 0 | 0 | 0 | 0 | 0 | 0 | 0 | 0 | 0 | 0 | 0 | 0 | 0 | 0 | 0 | 0 | 0 | 0 | 0 | 0 | 0 | 0 | 0 | 0 | 0 | 0 | 0 | 0 | 0 | 0 | 0 | 0 | 0 | 0 | 0 | 0 | 0 | 0 | 0 | 0 | 0 |  |  |  | 0 | 0
2025 | [11 empty] | 0 | 0 | 0 | 0 | 0 | 0 | 0 | 0 | 0 | 0 | 0 | 0 | 0 | 0 | 0 | 0 | 0 | 0 | 0 | 0 | 0 | 0 | 0 | 0 | 0 | 0 | 0 | 0 | 0 | 0 | 0 | 0 | 0 | 0 | 0 | 0 | 0 | 0 | 0 | 0 | 0 | 0 | 0 | 0 | 0 | 0 | 0 | 0 | 0 | 0 |  |  | 0
2026 | [12 empty] | 21.3991 | 21.3991 | 21.3991 | 21.3991 | 21.3991 | 21.3991 | 21.3991 | 21.3991 | 21.3991 | 21.3991 | 21.3991 | 21.3991 | 21.3991 | 21.3991 | 21.3991 | 21.3991 | 21.3991 | 21.3991 | 21.3991 | 21.3991 | 21.3991 | 21.3991 | 21.3991 | 21.3991 | 21.3991 | 21.3991 | 21.3991 | 21.3991 | 21.3991 | 21.3991 | 21.3991 | 21.3991 | 21.3991 | 21.3991 | 21.3991 | 21.3991 | 21.3991 | 21.3991 | 21.3991 | 21.3991 | 21.3991 | 21.3991 | 21.3991 | 21.3991 | 21.3991 | 21.3991 | 21.3991 | 21.3991 | 21.3991 | 21.3991 |  | 1069.9542 | 1069.9542
| 0 | 0 | 0 | 0 | 0 | 0 | 0 | 0 | 0 | 0 | 0 | 0 | 21.3991 | 21.3991 | 21.3991 | 21.3991 | 21.3991 | 21.3991 | 21.3991 | 21.3991 | 21.3991 | 21.3991 | 21.3991 | 21.3991 | 21.3991 | 21.3991 | 21.3991 | 21.3991 | 21.3991 | 21.3991 | 21.3991 | 21.3991 | 21.3991 | 21.3991 | 21.3991 | 21.3991 | 21.3991 | 21.3991 | 21.3991 | 21.3991 | 21.3991 | 21.3991 | 21.3991 | 21.3991 | 21.3991 | 21.3991 | 21.3991 | 21.3991 | 21.3991 | 21.3991 | 21.3991 | 21.3991 | 21.3991 | 21.3991 | 21.3991 | 21.3991 | 21.3991 | 21.3991 | 21.3991 | 21.3991 | 21.3991 | 21.3991 | 0 | 1069.9542
Book Depreciation- excl. Salvage
2014 | 0 | 0 | 0 | 0 | 0 | 0 | 0 | 0 | 0 | 0 | 0 | 0 | 0 | 0 | 0 | 0 | 0 | 0 | 0 | 0 | 0 | 0 | 0 | 0 | 0 |  |  | 0 | 0 | 0 | 0 | 0 | 0 | 0 | 0 | 0 | 0 | 0 | 0 | 0 | 0 | 0 | 0 | 0 | 0 | 0 | 0 | 0 | 0 | 0 | 0 | 0 | [11 empty] | 0
2015 |  | 0 | 0 | 0 | 0 | 0 | 0 | 0 | 0 | 0 | 0 | 0 | 0 | 0 | 0 | 0 | 0 | 0 | 0 | 0 | 0 | 0 | 0 | 0 | 0 | 0 |  | 0 | 0 | 0 | 0 | 0 | 0 | 0 | 0 | 0 | 0 | 0 | 0 | 0 | 0 | 0 | 0 | 0 | 0 | 0 | 0 | 0 | 0 | 0 | 0 | 0 | [11 empty] | 0 | check - total PIS
2016 |  |  | 0 | 0 | 0 | 0 | 0 | 0 | 0 | 0 | 0 | 0 | 0 | 0 | 0 | 0 | 0 | 0 | 0 | 0 | 0 | 0 | 0 | 0 | 0 | 0 | 0 | 0 | 0 | 0 | 0 | 0 | 0 | 0 | 0 | 0 | 0 | 0 | 0 | 0 | 0 | 0 | 0 | 0 | 0 | 0 | 0 | 0 | 0 | 0 | 0 | 0 | [11 empty] | 0 | 0
2017 |  |  |  | 0 | 0 | 0 | 0 | 0 | 0 | 0 | 0 | 0 | 0 | 0 | 0 | 0 | 0 | 0 | 0 | 0 | 0 | 0 | 0 | 0 | 0 | 0 | 0 | 0 | 0 | 0 | 0 | 0 | 0 | 0 | 0 | 0 | 0 | 0 | 0 | 0 | 0 | 0 | 0 | 0 | 0 | 0 | 0 | 0 | 0 | 0 | 0 | 0 | 0 | [10 empty] | 0 | 0
2018 |  |  |  |  | 0 | 0 | 0 | 0 | 0 | 0 | 0 | 0 | 0 | 0 | 0 | 0 | 0 | 0 | 0 | 0 | 0 | 0 | 0 | 0 | 0 | 0 | 0 | 0 | 0 | 0 | 0 | 0 | 0 | 0 | 0 | 0 | 0 | 0 | 0 | 0 | 0 | 0 | 0 | 0 | 0 | 0 | 0 | 0 | 0 | 0 | 0 | 0 | 0 | 0 | [9 empty] | 0
2019 | [5 empty] | 0 | 0 | 0 | 0 | 0 | 0 | 0 | 0 | 0 | 0 | 0 | 0 | 0 | 0 | 0 | 0 | 0 | 0 | 0 | 0 | 0 | 0 | 0 | 0 | 0 | 0 | 0 | 0 | 0 | 0 | 0 | 0 | 0 | 0 | 0 | 0 | 0 | 0 | 0 | 0 | 0 | 0 | 0 | 0 | 0 | 0 | 0 | 0 | 0 | 0 | [8 empty] | 0 | 0
2020 | [6 empty] | 0 | 0 | 0 | 0 | 0 | 0 | 0 | 0 | 0 | 0 | 0 | 0 | 0 | 0 | 0 | 0 | 0 | 0 | 0 | 0 | 0 | 0 | 0 | 0 | 0 | 0 | 0 | 0 | 0 | 0 | 0 | 0 | 0 | 0 | 0 | 0 | 0 | 0 | 0 | 0 | 0 | 0 | 0 | 0 | 0 | 0 | 0 | 0 | 0 | 0 | [7 empty] | 0
2021 | [7 empty] | 0 | 0 | 0 | 0 | 0 | 0 | 0 | 0 | 0 | 0 | 0 | 0 | 0 | 0 | 0 | 0 | 0 | 0 | 0 | 0 | 0 | 0 | 0 | 0 | 0 | 0 | 0 | 0 | 0 | 0 | 0 | 0 | 0 | 0 | 0 | 0 | 0 | 0 | 0 | 0 | 0 | 0 | 0 | 0 | 0 | 0 | 0 | 0 | 0 | 0 | [6 empty] | 0
2022 | [8 empty] | 0 | 0 | 0 | 0 | 0 | 0 | 0 | 0 | 0 | 0 | 0 | 0 | 0 | 0 | 0 | 0 | 0 | 0 | 0 | 0 | 0 | 0 | 0 | 0 | 0 | 0 | 0 | 0 | 0 | 0 | 0 | 0 | 0 | 0 | 0 | 0 | 0 | 0 | 0 | 0 | 0 | 0 | 0 | 0 | 0 | 0 | 0 | 0 | 0 | 0 | [5 empty] | 0
2023 | [9 empty] | 0 | 0 | 0 | 0 | 0 | 0 | 0 | 0 | 0 | 0 | 0 | 0 | 0 | 0 | 0 | 0 | 0 | 0 | 0 | 0 | 0 | 0 | 0 | 0 | 0 | 0 | 0 | 0 | 0 | 0 | 0 | 0 | 0 | 0 | 0 | 0 | 0 | 0 | 0 | 0 | 0 | 0 | 0 | 0 | 0 | 0 | 0 | 0 | 0 | 0 |  |  |  |  | 0
2024 | [10 empty] | 0 | 0 | 0 | 0 | 0 | 0 | 0 | 0 | 0 | 0 | 0 | 0 | 0 | 0 | 0 | 0 | 0 | 0 | 0 | 0 | 0 | 0 | 0 | 0 | 0 | 0 | 0 | 0 | 0 | 0 | 0 | 0 | 0 | 0 | 0 | 0 | 0 | 0 | 0 | 0 | 0 | 0 | 0 | 0 | 0 | 0 | 0 | 0 | 0 | 0 |  |  |  | 0 | 0
2025 | [11 empty] | 0 | 0 | 0 | 0 | 0 | 0 | 0 | 0 | 0 | 0 | 0 | 0 | 0 | 0 | 0 | 0 | 0 | 0 | 0 | 0 | 0 | 0 | 0 | 0 | 0 | 0 | 0 | 0 | 0 | 0 | 0 | 0 | 0 | 0 | 0 | 0 | 0 | 0 | 0 | 0 | 0 | 0 | 0 | 0 | 0 | 0 | 0 | 0 | 0 | 0 |  |  | 0
2026 | [12 empty] | 17.1193 | 17.1193 | 17.1193 | 17.1193 | 17.1193 | 17.1193 | 17.1193 | 17.1193 | 17.1193 | 17.1193 | 17.1193 | 17.1193 | 17.1193 | 17.1193 | 17.1193 | 17.1193 | 17.1193 | 17.1193 | 17.1193 | 17.1193 | 17.1193 | 17.1193 | 17.1193 | 17.1193 | 17.1193 | 17.1193 | 17.1193 | 17.1193 | 17.1193 | 17.1193 | 17.1193 | 17.1193 | 17.1193 | 17.1193 | 17.1193 | 17.1193 | 17.1193 | 17.1193 | 17.1193 | 17.1193 | 17.1193 | 17.1193 | 17.1193 | 17.1193 | 17.1193 | 17.1193 | 17.1193 | 17.1193 | 17.1193 | 17.1193 |  | 855.9633 | 855.9633
| 0 | 0 | 0 | 0 | 0 | 0 | 0 | 0 | 0 | 0 | 0 | 0 | 17.1193 | 17.1193 | 17.1193 | 17.1193 | 17.1193 | 17.1193 | 17.1193 | 17.1193 | 17.1193 | 17.1193 | 17.1193 | 17.1193 | 17.1193 | 17.1193 | 17.1193 | 17.1193 | 17.1193 | 17.1193 | 17.1193 | 17.1193 | 17.1193 | 17.1193 | 17.1193 | 17.1193 | 17.1193 | 17.1193 | 17.1193 | 17.1193 | 17.1193 | 17.1193 | 17.1193 | 17.1193 | 17.1193 | 17.1193 | 17.1193 | 17.1193 | 17.1193 | 17.1193 | 17.1193 | 17.1193 | 17.1193 | 17.1193 | 17.1193 | 17.1193 | 17.1193 | 17.1193 | 17.1193 | 17.1193 | 17.1193 | 17.1193 | 0 | 855.9633
Note on A50: Lee, Betty: rate base does not include CWIP b/c the CapEx dollars include an AFUDC component in it already

## 4d-2017
Project No. | 4d
Project Desc. | NEW Gowanus Expansion
Book Life | 50
Tax Life | 20N
Salvage Rate | -25%
| 2014 | 2015 | 2016 | 2017 | 2018 | 2019 | 2020 | 2021 | 2022 | 2023 | 2024 | 2025 | 2026 | 2027 | 2028 | 2029 | 2030 | 2031 | 2032 | 2033 | 2034 | 2035 | 2036 | 2037 | 2038 | 2039 | 2040 | 2041 | 2042 | 2043 | 2044 | 2045 | 2046 | 2047 | 2048 | 2049 | 2050 | 2051 | 2052 | 2053 | 2054 | 2055 | 2056 | 2057 | 2058 | 2059 | 2060 | 2061 | 2062 | 2063 | 2064 | 2065 | 2066 | 2067 | 2068 | 2069 | 2070 | 2071 | 2072 | 2073 | 2074 | 2075 | 2076
Closing to Plant (Y/N) | N | N | N | N | N | N | N | N | N | N | N | N | N | N | N | N | N | N | N | N | N | N | N | N | N | N | N | N | N | N | N | N | N | N | N | N | N | N | N | N | N | N | N | N | N | N | N | N | N | N | N | N | N | N | N | N | N | N | N | N | N | N | N | Total
CWIP
Beginning of Period | 0 | 0 | 25.5004 | 69.5565 | 0 | 0 | 0 | 0 | 0 | 0 | 0 | 0 | 0 | 0 | 0 | 0 | 0 | 0 | 0 | 0 | 0 | 0 | 0 | 0 | 0 | 0 | 0 | 0 | 0 | 0 | 0 | 0 | 0 | 0 | 0 | 0 | 0 | 0 | 0 | 0 | 0 | 0 | 0 | 0 | 0 | 0 | 0 | 0 | 0 | 0 | 0 | 0 | 0 | 0 | 0 | 0 | 0 | 0 | 0 | 0 | 0 | 0 | 0
Activity
Capex | 0 | 25.5004 | 44.0561 | 18.2674 | 0 | 0 | 0 | 0 | 0 | 0 | 0 | 0 | 0 | [50 empty] | 87.8239
Closings to Plant |  |  |  | -87.8239 | [59 empty] | -87.8239
End of Period | 0 | 25.5004 | 69.5565 | 0 | 0 | 0 | 0 | 0 | 0 | 0 | 0 | 0 | 0 | 0 | 0 | 0 | 0 | 0 | 0 | 0 | 0 | 0 | 0 | 0 | 0 | 0 | 0 | 0 | 0 | 0 | 0 | 0 | 0 | 0 | 0 | 0 | 0 | 0 | 0 | 0 | 0 | 0 | 0 | 0 | 0 | 0 | 0 | 0 | 0 | 0 | 0 | 0 | 0 | 0 | 0 | 0 | 0 | 0 | 0 | 0 | 0 | 0 | 0
Average | 0 | 12.7502 | 47.5284 | 34.7782 | 0 | 0 | 0 | 0 | 0 | 0 | 0 | 0 | 0 | 0 | 0 | 0 | 0 | 0 | 0 | 0 | 0 | 0 | 0 | 0 | 0 | 0 | 0 | 0 | 0 | 0 | 0 | 0 | 0 | 0 | 0 | 0 | 0 | 0 | 0 | 0 | 0 | 0 | 0 | 0 | 0 | 0 | 0 | 0 | 0 | 0 | 0 | 0 | 0 | 0 | 0 | 0 | 0 | 0 | 0 | 0 | 0 | 0 | 0
Plant in Service
Beginning of Period | 0 | 0 | 0 | 0 | 87.8239 | 87.8239 | 87.8239 | 87.8239 | 87.8239 | 87.8239 | 87.8239 | 87.8239 | 87.8239 | 87.8239 | 87.8239 | 87.8239 | 87.8239 | 87.8239 | 87.8239 | 87.8239 | 87.8239 | 87.8239 | 87.8239 | 87.8239 | 87.8239 | 87.8239 | 87.8239 | 87.8239 | 87.8239 | 87.8239 | 87.8239 | 87.8239 | 87.8239 | 87.8239 | 87.8239 | 87.8239 | 87.8239 | 87.8239 | 87.8239 | 87.8239 | 87.8239 | 87.8239 | 87.8239 | 87.8239 | 87.8239 | 87.8239 | 87.8239 | 87.8239 | 87.8239 | 87.8239 | 87.8239 | 87.8239 | 87.8239 | 0 | 0 | 0 | 0 | 0 | 0 | 0 | 0 | 0 | 0
Activity | 0 | 0 | 0 | 87.8239 | 0 | 0 | 0 | 0 | 0 | 0 | 0 | 0 | 0 | 0 | 0 | 0 | 0 | 0 | 0 | 0 | 0 | 0 | 0 | 0 | 0 | 0 | 0 | 0 | 0 | 0 | 0 | 0 | 0 | 0 | 0 | 0 | 0 | 0 | 0 | 0 | 0 | 0 | 0 | 0 | 0 | 0 | 0 | 0 | 0 | 0 | 0 | 0 | -87.8239 | 0 | 0 | 0 | 0 | 0 | 0 | 0 | 0 | 0 | 0 | 0
End of Period | 0 | 0 | 0 | 87.8239 | 87.8239 | 87.8239 | 87.8239 | 87.8239 | 87.8239 | 87.8239 | 87.8239 | 87.8239 | 87.8239 | 87.8239 | 87.8239 | 87.8239 | 87.8239 | 87.8239 | 87.8239 | 87.8239 | 87.8239 | 87.8239 | 87.8239 | 87.8239 | 87.8239 | 87.8239 | 87.8239 | 87.8239 | 87.8239 | 87.8239 | 87.8239 | 87.8239 | 87.8239 | 87.8239 | 87.8239 | 87.8239 | 87.8239 | 87.8239 | 87.8239 | 87.8239 | 87.8239 | 87.8239 | 87.8239 | 87.8239 | 87.8239 | 87.8239 | 87.8239 | 87.8239 | 87.8239 | 87.8239 | 87.8239 | 87.8239 | 0 | 0 | 0 | 0 | 0 | 0 | 0 | 0 | 0 | 0 | 0
Average | 0 | 0 | 0 | 43.912 | 87.8239 | 87.8239 | 87.8239 | 87.8239 | 87.8239 | 87.8239 | 87.8239 | 87.8239 | 87.8239 | 87.8239 | 87.8239 | 87.8239 | 87.8239 | 87.8239 | 87.8239 | 87.8239 | 87.8239 | 87.8239 | 87.8239 | 87.8239 | 87.8239 | 87.8239 | 87.8239 | 87.8239 | 87.8239 | 87.8239 | 87.8239 | 87.8239 | 87.8239 | 87.8239 | 87.8239 | 87.8239 | 87.8239 | 87.8239 | 87.8239 | 87.8239 | 87.8239 | 87.8239 | 87.8239 | 87.8239 | 87.8239 | 87.8239 | 87.8239 | 87.8239 | 87.8239 | 87.8239 | 87.8239 | 87.8239 | 43.912 | 0 | 0 | 0 | 0 | 0 | 0 | 0 | 0 | 0 | 0
Tax Depreciation
Beginning of Period | 0 | 0 | 0 | 0 | 6.5868 | 19.2668 | 30.9948 | 41.8446 | 51.8793 | 61.1623 | 69.748 | 77.6908 | 85.5282 | 93.3656 | 101.203 | 109.0404 | 116.8778 | 124.7152 | 132.5526 | 140.39 | 148.2274 | 156.0648 | 163.9023 | 171.7397 | 175.6584 | 175.6584 | 175.6584 | 175.6584 | 175.6584 | 175.6584 | 175.6584 | 175.6584 | 175.6584 | 175.6584 | 175.6584 | 175.6584 | 175.6584 | 175.6584 | 175.6584 | 175.6584 | 175.6584 | 175.6584 | 175.6584 | 175.6584 | 175.6584 | 175.6584 | 175.6584 | 175.6584 | 175.6584 | 175.6584 | 175.6584 | 175.6584 | 175.6584 | 175.6584 | 175.6584 | 175.6584 | 175.6584 | 175.6584 | 175.6584 | 175.6584 | 175.6584 | 175.6584 | 175.6584
Federal | 0 | 0 | 0 | 3.2934 | 6.34 | 5.864 | 5.4249 | 5.0174 | 4.6415 | 4.2928 | 3.9714 | 3.9187 | 3.9187 | 3.9187 | 3.9187 | 3.9187 | 3.9187 | 3.9187 | 3.9187 | 3.9187 | 3.9187 | 3.9187 | 3.9187 | 1.9594 | 0 | 0 | 0 | 0 | 0 | 0 | 0 | 0 | 0 | 0 | 0 | 0 | 0 | 0 | 0 | 0 | 0 | 0 | 0 | 0 | 0 | 0 | 0 | 0 | 0 | 0 | 0 | 0 | 0 | 0 | 0 | 0 | 0 | 0 | 0 | 0 | 0 | 0 | 0 | 87.8292
State | 0 | 0 | 0 | 3.2934 | 6.34 | 5.864 | 5.4249 | 5.0174 | 4.6415 | 4.2928 | 3.9714 | 3.9187 | 3.9187 | 3.9187 | 3.9187 | 3.9187 | 3.9187 | 3.9187 | 3.9187 | 3.9187 | 3.9187 | 3.9187 | 3.9187 | 1.9594 | 0 | 0 | 0 | 0 | 0 | 0 | 0 | 0 | 0 | 0 | 0 | 0 | 0 | 0 | 0 | 0 | 0 | 0 | 0 | 0 | 0 | 0 | 0 | 0 | 0 | 0 | 0 | 0 | 0 | 0 | 0 | 0 | 0 | 0 | 0 | 0 | 0 | 0 | 0 | 87.8292
End of Period | 0 | 0 | 0 | 6.5868 | 19.2668 | 30.9948 | 41.8446 | 51.8793 | 61.1623 | 69.748 | 77.6908 | 85.5282 | 93.3656 | 101.203 | 109.0404 | 116.8778 | 124.7152 | 132.5526 | 140.39 | 148.2274 | 156.0648 | 163.9023 | 171.7397 | 175.6584 | 175.6584 | 175.6584 | 175.6584 | 175.6584 | 175.6584 | 175.6584 | 175.6584 | 175.6584 | 175.6584 | 175.6584 | 175.6584 | 175.6584 | 175.6584 | 175.6584 | 175.6584 | 175.6584 | 175.6584 | 175.6584 | 175.6584 | 175.6584 | 175.6584 | 175.6584 | 175.6584 | 175.6584 | 175.6584 | 175.6584 | 175.6584 | 175.6584 | 175.6584 | 175.6584 | 175.6584 | 175.6584 | 175.6584 | 175.6584 | 175.6584 | 175.6584 | 175.6584 | 175.6584 | 175.6584
Average | 0 | 0 | 0 | 3.2934 | 12.9268 | 25.1308 | 36.4197 | 46.862 | 56.5208 | 65.4552 | 73.7194 | 81.6095 | 89.4469 | 97.2843 | 105.1217 | 112.9591 | 120.7965 | 128.6339 | 136.4713 | 144.3087 | 152.1461 | 159.9836 | 167.821 | 173.699 | 175.6584 | 175.6584 | 175.6584 | 175.6584 | 175.6584 | 175.6584 | 175.6584 | 175.6584 | 175.6584 | 175.6584 | 175.6584 | 175.6584 | 175.6584 | 175.6584 | 175.6584 | 175.6584 | 175.6584 | 175.6584 | 175.6584 | 175.6584 | 175.6584 | 175.6584 | 175.6584 | 175.6584 | 175.6584 | 175.6584 | 175.6584 | 175.6584 | 175.6584 | 175.6584 | 175.6584 | 175.6584 | 175.6584 | 175.6584 | 175.6584 | 175.6584 | 175.6584 | 175.6584 | 175.6584
Book Depreciation with COR
Beginning of Period | 0 | 0 | 0 | 0 | 2.1956 | 4.3912 | 6.5868 | 8.7824 | 10.978 | 13.1736 | 15.3692 | 17.5648 | 19.7604 | 21.956 | 24.1516 | 26.3472 | 28.5428 | 30.7384 | 32.934 | 35.1296 | 37.3252 | 39.5208 | 41.7164 | 43.912 | 46.1076 | 48.3032 | 50.4987 | 52.6943 | 54.8899 | 57.0855 | 59.2811 | 61.4767 | 63.6723 | 65.8679 | 68.0635 | 70.2591 | 72.4547 | 74.6503 | 76.8459 | 79.0415 | 81.2371 | 83.4327 | 85.6283 | 87.8239 | 90.0195 | 92.2151 | 94.4107 | 96.6063 | 98.8019 | 100.9975 | 103.1931 | 105.3887 | 107.5843 | 0 | 0 | 0 | 0 | 0 | 0 | 0 | 0 | 0 | 0
Activity | 0 | 0 | 0 | 2.1956 | 2.1956 | 2.1956 | 2.1956 | 2.1956 | 2.1956 | 2.1956 | 2.1956 | 2.1956 | 2.1956 | 2.1956 | 2.1956 | 2.1956 | 2.1956 | 2.1956 | 2.1956 | 2.1956 | 2.1956 | 2.1956 | 2.1956 | 2.1956 | 2.1956 | 2.1956 | 2.1956 | 2.1956 | 2.1956 | 2.1956 | 2.1956 | 2.1956 | 2.1956 | 2.1956 | 2.1956 | 2.1956 | 2.1956 | 2.1956 | 2.1956 | 2.1956 | 2.1956 | 2.1956 | 2.1956 | 2.1956 | 2.1956 | 2.1956 | 2.1956 | 2.1956 | 2.1956 | 2.1956 | 2.1956 | 2.1956 | 2.1956 | 0 | 0 | 0 | 0 | 0 | 0 | 0 | 0 | 0 | 0 | 109.7799
Book Depreciation Related to Retired PIS | [49 empty] | 0 | 0 | 0 | -109.7799 | 0 | 0 | 0 | 0 | 0 | 0 | 0 | 0 | 0 |  | -109.7799
End of Period | 0 | 0 | 0 | 2.1956 | 4.3912 | 6.5868 | 8.7824 | 10.978 | 13.1736 | 15.3692 | 17.5648 | 19.7604 | 21.956 | 24.1516 | 26.3472 | 28.5428 | 30.7384 | 32.934 | 35.1296 | 37.3252 | 39.5208 | 41.7164 | 43.912 | 46.1076 | 48.3032 | 50.4987 | 52.6943 | 54.8899 | 57.0855 | 59.2811 | 61.4767 | 63.6723 | 65.8679 | 68.0635 | 70.2591 | 72.4547 | 74.6503 | 76.8459 | 79.0415 | 81.2371 | 83.4327 | 85.6283 | 87.8239 | 90.0195 | 92.2151 | 94.4107 | 96.6063 | 98.8019 | 100.9975 | 103.1931 | 105.3887 | 107.5843 | 0 | 0 | 0 | 0 | 0 | 0 | 0 | 0 | 0 | 0 | 0
Average | 0 | 0 | 0 | 1.0978 | 3.2934 | 5.489 | 7.6846 | 9.8802 | 12.0758 | 14.2714 | 16.467 | 18.6626 | 20.8582 | 23.0538 | 25.2494 | 27.445 | 29.6406 | 31.8362 | 34.0318 | 36.2274 | 38.423 | 40.6186 | 42.8142 | 45.0098 | 47.2054 | 49.401 | 51.5965 | 53.7921 | 55.9877 | 58.1833 | 60.3789 | 62.5745 | 64.7701 | 66.9657 | 69.1613 | 71.3569 | 73.5525 | 75.7481 | 77.9437 | 80.1393 | 82.3349 | 84.5305 | 86.7261 | 88.9217 | 91.1173 | 93.3129 | 95.5085 | 97.7041 | 99.8997 | 102.0953 | 104.2909 | 106.4865 | 53.7921 | 0 | 0 | 0 | 0 | 0 | 0 | 0 | 0 | 0 | 0
Federal Deferred Tax Balance, Net of Tax
Beginning of Period | 0 | 0 | 0 | 0 | 0.53792 | 2.1422 | 3.5798 | 4.8637 | 6.005 | 7.0148 | 7.9025 | 8.6777 | 9.4345 | 10.1913 | 10.9481 | 11.7049 | 12.4616 | 13.2184 | 13.9752 | 14.732 | 15.4888 | 16.2455 | 17.0023 | 17.7591 | 17.8301 | 17.2153 | 16.6006 | 15.9858 | 15.371 | 14.7563 | 14.1415 | 13.5267 | 12.912 | 12.2972 | 11.6824 | 11.0677 | 10.4529 | 9.8381 | 9.2234 | 8.6086 | 7.9938 | 7.3791 | 6.7643 | 6.1495 | 5.5348 | 4.92 | 4.3052 | 3.6904 | 3.0757 | 2.4609 | 1.8461 | 1.2314 | 0.61661 | 0.0018443 | 0.0018443 | 0.0018443 | 0.0018443 | 0.0018443 | 0.0018443 | 0.0018443 | 0.0018443 | 0.0018443 | 0.0018443
Activity | 0 | 0 | 0 | 0.53792 | 1.6042 | 1.4376 | 1.2839 | 1.1413 | 1.0098 | 0.88772 | 0.77522 | 0.75678 | 0.75678 | 0.75678 | 0.75678 | 0.75678 | 0.75678 | 0.75678 | 0.75678 | 0.75678 | 0.75678 | 0.75678 | 0.75678 | 0.071006 | -0.61477 | -0.61477 | -0.61477 | -0.61477 | -0.61477 | -0.61477 | -0.61477 | -0.61477 | -0.61477 | -0.61477 | -0.61477 | -0.61477 | -0.61477 | -0.61477 | -0.61477 | -0.61477 | -0.61477 | -0.61477 | -0.61477 | -0.61477 | -0.61477 | -0.61477 | -0.61477 | -0.61477 | -0.61477 | -0.61477 | -0.61477 | -0.61477 | -0.61477 | 0 | 0 | 0 | 0 | 0 | 0 | 0 | 0 | 0 | 0 | 0.0018443
End of Period | 0 | 0 | 0 | 0.53792 | 2.1422 | 3.5798 | 4.8637 | 6.005 | 7.0148 | 7.9025 | 8.6777 | 9.4345 | 10.1913 | 10.9481 | 11.7049 | 12.4616 | 13.2184 | 13.9752 | 14.732 | 15.4888 | 16.2455 | 17.0023 | 17.7591 | 17.8301 | 17.2153 | 16.6006 | 15.9858 | 15.371 | 14.7563 | 14.1415 | 13.5267 | 12.912 | 12.2972 | 11.6824 | 11.0677 | 10.4529 | 9.8381 | 9.2234 | 8.6086 | 7.9938 | 7.3791 | 6.7643 | 6.1495 | 5.5348 | 4.92 | 4.3052 | 3.6904 | 3.0757 | 2.4609 | 1.8461 | 1.2314 | 0.61661 | 0.0018443 | 0.0018443 | 0.0018443 | 0.0018443 | 0.0018443 | 0.0018443 | 0.0018443 | 0.0018443 | 0.0018443 | 0.0018443 | 0.0018443
Average | 0 | 0 | 0 | 0.26896 | 1.34 | 2.861 | 4.2218 | 5.4344 | 6.5099 | 7.4587 | 8.2901 | 9.0561 | 9.8129 | 10.5697 | 11.3265 | 12.0833 | 12.84 | 13.5968 | 14.3536 | 15.1104 | 15.8671 | 16.6239 | 17.3807 | 17.7946 | 17.5227 | 16.9079 | 16.2932 | 15.6784 | 15.0636 | 14.4489 | 13.8341 | 13.2193 | 12.6046 | 11.9898 | 11.375 | 10.7603 | 10.1455 | 9.5307 | 8.916 | 8.3012 | 7.6864 | 7.0717 | 6.4569 | 5.8421 | 5.2274 | 4.6126 | 3.9978 | 3.3831 | 2.7683 | 2.1535 | 1.5388 | 0.924 | 0.30923 | 0.0018443 | 0.0018443 | 0.0018443 | 0.0018443 | 0.0018443 | 0.0018443 | 0.0018443 | 0.0018443 | 0.0018443 | 0.0018443
State Deferred Tax Balance
Beginning of Period | 0 | 0 | 0 | 0 | 0.0999 | 0.39783 | 0.66482 | 0.90326 | 1.1152 | 1.3027 | 1.4676 | 1.6116 | 1.7521 | 1.8927 | 2.0332 | 2.1738 | 2.3143 | 2.4548 | 2.5954 | 2.7359 | 2.8765 | 3.017 | 3.1576 | 3.2981 | 3.3113 | 3.1971 | 3.083 | 2.9688 | 2.8546 | 2.7404 | 2.6263 | 2.5121 | 2.3979 | 2.2838 | 2.1696 | 2.0554 | 1.9413 | 1.8271 | 1.7129 | 1.5987 | 1.4846 | 1.3704 | 1.2562 | 1.1421 | 1.0279 | 0.91371 | 0.79954 | 0.68537 | 0.5712 | 0.45703 | 0.34286 | 0.22868 | 0.11451 | 0.00034251 | 0.00034251 | 0.00034251 | 0.00034251 | 0.00034251 | 0.00034251 | 0.00034251 | 0.00034251 | 0.00034251 | 0.00034251
Activity | 0 | 0 | 0 | 0.0999 | 0.29793 | 0.26699 | 0.23845 | 0.21196 | 0.18753 | 0.16486 | 0.14397 | 0.14054 | 0.14054 | 0.14054 | 0.14054 | 0.14054 | 0.14054 | 0.14054 | 0.14054 | 0.14054 | 0.14054 | 0.14054 | 0.14054 | 0.013187 | -0.11417 | -0.11417 | -0.11417 | -0.11417 | -0.11417 | -0.11417 | -0.11417 | -0.11417 | -0.11417 | -0.11417 | -0.11417 | -0.11417 | -0.11417 | -0.11417 | -0.11417 | -0.11417 | -0.11417 | -0.11417 | -0.11417 | -0.11417 | -0.11417 | -0.11417 | -0.11417 | -0.11417 | -0.11417 | -0.11417 | -0.11417 | -0.11417 | -0.11417 | 0 | 0 | 0 | 0 | 0 | 0 | 0 | 0 | 0 | 0 | 0.00034251
End of Period | 0 | 0 | 0 | 0.0999 | 0.39783 | 0.66482 | 0.90326 | 1.1152 | 1.3027 | 1.4676 | 1.6116 | 1.7521 | 1.8927 | 2.0332 | 2.1738 | 2.3143 | 2.4548 | 2.5954 | 2.7359 | 2.8765 | 3.017 | 3.1576 | 3.2981 | 3.3113 | 3.1971 | 3.083 | 2.9688 | 2.8546 | 2.7404 | 2.6263 | 2.5121 | 2.3979 | 2.2838 | 2.1696 | 2.0554 | 1.9413 | 1.8271 | 1.7129 | 1.5987 | 1.4846 | 1.3704 | 1.2562 | 1.1421 | 1.0279 | 0.91371 | 0.79954 | 0.68537 | 0.5712 | 0.45703 | 0.34286 | 0.22868 | 0.11451 | 0.00034251 | 0.00034251 | 0.00034251 | 0.00034251 | 0.00034251 | 0.00034251 | 0.00034251 | 0.00034251 | 0.00034251 | 0.00034251 | 0.00034251
Average | 0 | 0 | 0 | 0.04995 | 0.24886 | 0.53132 | 0.78404 | 1.0092 | 1.209 | 1.3852 | 1.5396 | 1.6819 | 1.8224 | 1.9629 | 2.1035 | 2.244 | 2.3846 | 2.5251 | 2.6657 | 2.8062 | 2.9468 | 3.0873 | 3.2278 | 3.3047 | 3.2542 | 3.14 | 3.0259 | 2.9117 | 2.7975 | 2.6834 | 2.5692 | 2.455 | 2.3408 | 2.2267 | 2.1125 | 1.9983 | 1.8842 | 1.77 | 1.6558 | 1.5417 | 1.4275 | 1.3133 | 1.1991 | 1.085 | 0.9708 | 0.85663 | 0.74245 | 0.62828 | 0.51411 | 0.39994 | 0.28577 | 0.1716 | 0.057428 | 0.00034251 | 0.00034251 | 0.00034251 | 0.00034251 | 0.00034251 | 0.00034251 | 0.00034251 | 0.00034251 | 0.00034251 | 0.00034251
Net Rate Base - Average | 0 | 0 | 0 | 42.4952 | 82.9416 | 78.9426 | 75.1335 | 71.5001 | 68.0292 | 64.7087 | 61.5272 | 58.4233 | 55.3304 | 52.2375 | 49.1446 | 46.0517 | 42.9587 | 39.8658 | 36.7729 | 33.68 | 30.587 | 27.4941 | 24.4012 | 21.7149 | 19.8416 | 18.375 | 16.9083 | 15.4416 | 13.975 | 12.5083 | 11.0417 | 9.575 | 8.1084 | 6.6417 | 5.175 | 3.7084 | 2.2417 | 0.77505 | -0.6916 | -2.1583 | -3.6249 | -5.0916 | -6.5582 | -8.0249 | -9.4916 | -10.9582 | -12.4249 | -13.8915 | -15.3582 | -16.8249 | -18.2915 | -19.7582 | -10.2468 | -0.0021868 | -0.0021868 | -0.0021868 | -0.0021868 | -0.0021868 | -0.0021868 | -0.0021868 | -0.0021868 | -0.0021868 | -0.0021868
EXPENSES
Income Tax - Removal Cost | 0 | 0 | 0 | 0.28347 | 0.28347 | 0.28347 | 0.28347 | 0.28347 | 0.28347 | 0.28347 | 0.28347 | 0.28347 | 0.28347 | 0.28347 | 0.28347 | 0.28347 | 0.28347 | 0.28347 | 0.28347 | 0.28347 | 0.28347 | 0.28347 | 0.28347 | 0.28347 | 0.28347 | 0.28347 | 0.28347 | 0.28347 | 0.28347 | 0.28347 | 0.28347 | 0.28347 | 0.28347 | 0.28347 | 0.28347 | 0.28347 | 0.28347 | 0.28347 | 0.28347 | 0.28347 | 0.28347 | 0.28347 | 0.28347 | 0.28347 | 0.28347 | 0.28347 | 0.28347 | 0.28347 | 0.28347 | 0.28347 | 0.28347 | 0.28347 | 0.28347 | 0 | 0 | 0 | 0 | 0 | 0 | 0 | 0 | 0 | 0 | 14.1737
Book Depreciation | 0 | 0 | 0 | 2.1956 | 2.1956 | 2.1956 | 2.1956 | 2.1956 | 2.1956 | 2.1956 | 2.1956 | 2.1956 | 2.1956 | 2.1956 | 2.1956 | 2.1956 | 2.1956 | 2.1956 | 2.1956 | 2.1956 | 2.1956 | 2.1956 | 2.1956 | 2.1956 | 2.1956 | 2.1956 | 2.1956 | 2.1956 | 2.1956 | 2.1956 | 2.1956 | 2.1956 | 2.1956 | 2.1956 | 2.1956 | 2.1956 | 2.1956 | 2.1956 | 2.1956 | 2.1956 | 2.1956 | 2.1956 | 2.1956 | 2.1956 | 2.1956 | 2.1956 | 2.1956 | 2.1956 | 2.1956 | 2.1956 | 2.1956 | 2.1956 | 2.1956 | 0 | 0 | 0 | 0 | 0 | 0 | 0 | 0 | 0 | 0 | 109.7799
Property Taxes | 0 | 0 | 0 | 4.3912 | 4.3912 | 4.3912 | 4.3912 | 4.3912 | 4.3912 | 4.3912 | 4.3912 | 4.3912 | 4.3912 | 4.3912 | 4.3912 | 4.3912 | 4.3912 | 4.3912 | 4.3912 | 4.3912 | 4.3912 | 4.3912 | 4.3912 | 4.3912 | 4.3912 | 4.3912 | 4.3912 | 4.3912 | 4.3912 | 4.3912 | 4.3912 | 4.3912 | 4.3912 | 4.3912 | 4.3912 | 4.3912 | 4.3912 | 4.3912 | 4.3912 | 4.3912 | 4.3912 | 4.3912 | 4.3912 | 4.3912 | 4.3912 | 4.3912 | 4.3912 | 4.3912 | 4.3912 | 4.3912 | 4.3912 | 4.3912 | 0 | 0 | 0 | 0 | 0 | 0 | 0 | 0 | 0 | 0 | 0 | 215.1686
Total Expenses | 0 | 0 | 0 | 6.8703 | 6.8703 | 6.8703 | 6.8703 | 6.8703 | 6.8703 | 6.8703 | 6.8703 | 6.8703 | 6.8703 | 6.8703 | 6.8703 | 6.8703 | 6.8703 | 6.8703 | 6.8703 | 6.8703 | 6.8703 | 6.8703 | 6.8703 | 6.8703 | 6.8703 | 6.8703 | 6.8703 | 6.8703 | 6.8703 | 6.8703 | 6.8703 | 6.8703 | 6.8703 | 6.8703 | 6.8703 | 6.8703 | 6.8703 | 6.8703 | 6.8703 | 6.8703 | 6.8703 | 6.8703 | 6.8703 | 6.8703 | 6.8703 | 6.8703 | 6.8703 | 6.8703 | 6.8703 | 6.8703 | 6.8703 | 6.8703 | 2.4791 | 0 | 0 | 0 | 0 | 0 | 0 | 0 | 0 | 0 | 0 | 339.1221
REVENUE REQUIREMENT
Net Rate Base | 0 | 0 | 0 | 42.4952 | 82.9416 | 78.9426 | 75.1335 | 71.5001 | 68.0292 | 64.7087 | 61.5272 | 58.4233 | 55.3304 | 52.2375 | 49.1446 | 46.0517 | 42.9587 | 39.8658 | 36.7729 | 33.68 | 30.587 | 27.4941 | 24.4012 | 21.7149 | 19.8416 | 18.375 | 16.9083 | 15.4416 | 13.975 | 12.5083 | 11.0417 | 9.575 | 8.1084 | 6.6417 | 5.175 | 3.7084 | 2.2417 | 0.77505 | -0.6916 | -2.1583 | -3.6249 | -5.0916 | -6.5582 | -8.0249 | -9.4916 | -10.9582 | -12.4249 | -13.8915 | -15.3582 | -16.8249 | -18.2915 | -19.7582 | -10.2468 | -0.0021868 | -0.0021868 | -0.0021868 | -0.0021868 | -0.0021868 | -0.0021868 | -0.0021868 | -0.0021868 | -0.0021868 | -0.0021868 | 1054.8399
ROR | 9.98% | 9.98% | 9.7% | 9.61% | 9.61% | 9.61% | 9.61% | 9.61% | 9.61% | 9.61% | 9.61% | 9.61% | 9.61% | 9.61% | 9.61% | 9.61% | 9.61% | 9.61% | 9.61% | 9.61% | 9.61% | 9.61% | 9.61% | 9.61% | 9.61% | 9.61% | 9.61% | 9.61% | 9.61% | 9.61% | 9.61% | 9.61% | 9.61% | 9.61% | 9.61% | 9.61% | 9.61% | 9.61% | 9.61% | 9.61% | 9.61% | 9.61% | 9.61% | 9.61% | 9.61% | 9.61% | 9.61% | 9.61% | 9.61% | 9.61% | 9.61% | 9.61% | 9.61% | 9.61% | 9.61% | 9.61% | 9.61% | 9.61% | 9.61% | 9.61% | 9.61% | 9.61% | 9.61%
Earnings Base | 0 | 0 | 0 | 4.0838 | 7.9707 | 7.5864 | 7.2203 | 6.8712 | 6.5376 | 6.2185 | 5.9128 | 5.6145 | 5.3173 | 5.02 | 4.7228 | 4.4256 | 4.1283 | 3.8311 | 3.5339 | 3.2366 | 2.9394 | 2.6422 | 2.345 | 2.0868 | 1.9068 | 1.7658 | 1.6249 | 1.4839 | 1.343 | 1.2021 | 1.0611 | 0.92016 | 0.77921 | 0.63827 | 0.49732 | 0.35637 | 0.21543 | 0.074483 | -0.066463 | -0.20741 | -0.34836 | -0.4893 | -0.63025 | -0.77119 | -0.91214 | -1.0531 | -1.194 | -1.335 | -1.4759 | -1.6169 | -1.7578 | -1.8988 | -0.98472 | -0.00021015 | -0.00021015 | -0.00021015 | -0.00021015 | -0.00021015 | -0.00021015 | -0.00021015 | -0.00021015 | -0.00021015 | -0.00021015
Earnings - Expense | 0 | 0 | 0 | 6.8703 | 6.8703 | 6.8703 | 6.8703 | 6.8703 | 6.8703 | 6.8703 | 6.8703 | 6.8703 | 6.8703 | 6.8703 | 6.8703 | 6.8703 | 6.8703 | 6.8703 | 6.8703 | 6.8703 | 6.8703 | 6.8703 | 6.8703 | 6.8703 | 6.8703 | 6.8703 | 6.8703 | 6.8703 | 6.8703 | 6.8703 | 6.8703 | 6.8703 | 6.8703 | 6.8703 | 6.8703 | 6.8703 | 6.8703 | 6.8703 | 6.8703 | 6.8703 | 6.8703 | 6.8703 | 6.8703 | 6.8703 | 6.8703 | 6.8703 | 6.8703 | 6.8703 | 6.8703 | 6.8703 | 6.8703 | 6.8703 | 2.4791 | 0 | 0 | 0 | 0 | 0 | 0 | 0 | 0 | 0 | 0 | 339.1221
Total Earnings Effect | 0 | 0 | 0 | 10.9541 | 14.841 | 14.4567 | 14.0906 | 13.7414 | 13.4079 | 13.0888 | 12.783 | 12.4847 | 12.1875 | 11.8903 | 11.5931 | 11.2958 | 10.9986 | 10.7014 | 10.4041 | 10.1069 | 9.8097 | 9.5125 | 9.2152 | 8.9571 | 8.777 | 8.6361 | 8.4952 | 8.3542 | 8.2133 | 8.0723 | 7.9314 | 7.7904 | 7.6495 | 7.5085 | 7.3676 | 7.2266 | 7.0857 | 6.9447 | 6.8038 | 6.6629 | 6.5219 | 6.381 | 6.24 | 6.0991 | 5.9581 | 5.8172 | 5.6762 | 5.5353 | 5.3943 | 5.2534 | 5.1125 | 4.9715 | 1.4943 | -0.00021015 | -0.00021015 | -0.00021015 | -0.00021015 | -0.00021015 | -0.00021015 | -0.00021015 | -0.00021015 | -0.00021015 | -0.00021015
Gross-Up Factor | 1.0354 | 1.0354 | 1.0354 | 1.0298 | 1.0298 | 1.0298 | 1.0298 | 1.0298 | 1.0298 | 1.0298 | 1.0298 | 1.0298 | 1.0298 | 1.0298 | 1.0298 | 1.0298 | 1.0298 | 1.0298 | 1.0298 | 1.0298 | 1.0298 | 1.0298 | 1.0298 | 1.0298 | 1.0298 | 1.0298 | 1.0298 | 1.0298 | 1.0298 | 1.0298 | 1.0298 | 1.0298 | 1.0298 | 1.0298 | 1.0298 | 1.0298 | 1.0298 | 1.0298 | 1.0298 | 1.0298 | 1.0298 | 1.0298 | 1.0298 | 1.0298 | 1.0298 | 1.0298 | 1.0298 | 1.0298 | 1.0298 | 1.0298 | 1.0298 | 1.0298 | 1.0298 | 1.0298 | 1.0298 | 1.0298 | 1.0298 | 1.0298 | 1.0298 | 1.0298 | 1.0298 | 1.0298 | 1.0298
Revenue requirement | 0 | 0 | 0 | 11.2801 | 15.2826 | 14.8869 | 14.5099 | 14.1504 | 13.8069 | 13.4783 | 13.1635 | 12.8563 | 12.5502 | 12.2441 | 11.9381 | 11.632 | 11.3259 | 11.0198 | 10.7138 | 10.4077 | 10.1016 | 9.7955 | 9.4895 | 9.2236 | 9.0383 | 8.8931 | 8.748 | 8.6028 | 8.4577 | 8.3125 | 8.1674 | 8.0223 | 7.8771 | 7.732 | 7.5868 | 7.4417 | 7.2966 | 7.1514 | 7.0063 | 6.8611 | 6.716 | 6.5709 | 6.4257 | 6.2806 | 6.1354 | 5.9903 | 5.8452 | 5.7 | 5.5549 | 5.4097 | 5.2646 | 5.1195 | 1.5388 | -0.00021641 | -0.00021641 | -0.00021641 | -0.00021641 | -0.00021641 | -0.00021641 | -0.00021641 | -0.00021641 | -0.00021641 | -0.00021641 | 453.6013
Depreciation Calculations
Tax Depreciation - Federal
Cost of new equipment in service basis | 0 | 0 | 0 | 87.8239 | 0 | 0 | 0 | 0 | 0 | 0 | 0 | 0 | 0 | 0 | 0 | 0 | 0 | 0 | 0 | 0 | 0 | 0 | 0 | 0 | 0 | 0 | 0 | 0 | 0 | 0 | 0 | 0 | 0 | 0 | 0 | 0 | 0 | 0 | 0 | 0 | 0 | 0 | 0 | 0 | 0 | 0 | 0 | 0 | 0 | 0 | 0 | 0 | -87.8239 | 0 | 0 | 0 | 0 | 0 | 0 | 0 | 0
Bonus Depreciation (N/A) | 0 | 0 | 0 | 0 | 0 | 0 | 0 | 0 | 0 | 0 | 0 | 0 | 0 | 0 | 0 | 0 | 0 | 0 | 0 | 0 | 0 | 0 | 0 | 0 | 0 | 0 | 0 | 0 | 0 | 0 | 0 | 0 | 0 | 0 | 0 | 0 | 0 | 0 | 0 | 0 | 0 | 0 | 0 | 0 | 0 | 0 | 0 | 0 | 0 | 0 | 0 | 0 | 0 | 0 | 0 | 0 | 0 | 0 | 0 | 0 | 0
Regular Depreciation basis (Cumulative) | 0 | 0 | 0 | 87.8239 | 87.8239 | 87.8239 | 87.8239 | 87.8239 | 87.8239 | 87.8239 | 87.8239 | 87.8239 | 87.8239 | 87.8239 | 87.8239 | 87.8239 | 87.8239 | 87.8239 | 87.8239 | 87.8239 | 87.8239 | 87.8239 | 87.8239 | 87.8239 | 87.8239 | 87.8239 | 87.8239 | 87.8239 | 87.8239 | 87.8239 | 87.8239 | 87.8239 | 87.8239 | 87.8239 | 87.8239 | 87.8239 | 87.8239 | 87.8239 | 87.8239 | 87.8239 | 87.8239 | 87.8239 | 87.8239 | 87.8239 | 87.8239 | 87.8239 | 87.8239 | 87.8239 | 87.8239 | 87.8239 | 87.8239 | 87.8239 | 0 | 0 | 0 | 0 | 0 | 0 | 0 | 0 | 0 | 0 | 0
RegularDepreciation |  |  |  | 3.2934 | 6.34 | 5.864 | 5.4249 | 5.0174 | 4.6415 | 4.2928 | 3.9714 | 3.9187 | 3.9187 | 3.9187 | 3.9187 | 3.9187 | 3.9187 | 3.9187 | 3.9187 | 3.9187 | 3.9187 | 3.9187 | 3.9187 | 1.9594 | [39 empty] | 87.8292
Total Depreciation for year | 0 | 0 | 0 | 3.2934 | 6.34 | 5.864 | 5.4249 | 5.0174 | 4.6415 | 4.2928 | 3.9714 | 3.9187 | 3.9187 | 3.9187 | 3.9187 | 3.9187 | 3.9187 | 3.9187 | 3.9187 | 3.9187 | 3.9187 | 3.9187 | 3.9187 | 1.9594 | 0 | 0 | 0 | 0 | 0 | 0 | 0 | 0 | 0 | 0 | 0 | 0 | 0 | 0 | 0 | 0 | 0 | 0 | 0 | 0 | 0 | 0 | 0 | 0 | 0 | 0 | 0 | 0 | 0 | 0 | 0 | 0 | 0 | 0 | 0 | 0 | 0
Tax Depreciation - State
Cost of new equipment in service basis | 0 | 0 | 0 | 87.8239 | 0 | 0 | 0 | 0 | 0 | 0 | 0 | 0 | 0 | 0 | 0 | 0 | 0 | 0 | 0 | 0 | 0 | 0 | 0 | 0 | 0 | 0 | 0 | 0 | 0 | 0 | 0 | 0 | 0 | 0 | 0 | 0 | 0 | 0 | 0 | 0 | 0 | 0 | 0 | 0 | 0 | 0 | 0 | 0 | 0 | 0 | 0 | 0 | -87.8239 | 0 | 0 | 0 | 0 | 0 | 0 | 0 | 0 | 0 | 0
Bonus Depreciation (N/A) | 0 | 0 | 0 | 0 | 0 | 0 | 0 | 0 | 0 | 0 | 0 | 0 | 0 | 0 | 0 | 0 | 0 | 0 | 0 | 0 | 0 | 0 | 0 | 0 | 0 | 0 | 0 | 0 | 0 | 0 | 0 | 0 | 0 | 0 | 0 | 0 | 0 | 0 | 0 | 0 | 0 | 0 | 0 | 0 | 0 | 0 | 0 | 0 | 0 | 0 | 0 | 0 | 0 | 0 | 0 | 0 | 0 | 0 | 0 | 0 | 0 | 0 | 0
Regular Depreciation basis (Cumulative) | 0 | 0 | 0 | 87.8239 | 87.8239 | 87.8239 | 87.8239 | 87.8239 | 87.8239 | 87.8239 | 87.8239 | 87.8239 | 87.8239 | 87.8239 | 87.8239 | 87.8239 | 87.8239 | 87.8239 | 87.8239 | 87.8239 | 87.8239 | 87.8239 | 87.8239 | 87.8239 | 87.8239 | 87.8239 | 87.8239 | 87.8239 | 87.8239 | 87.8239 | 87.8239 | 87.8239 | 87.8239 | 87.8239 | 87.8239 | 87.8239 | 87.8239 | 87.8239 | 87.8239 | 87.8239 | 87.8239 | 87.8239 | 87.8239 | 87.8239 | 87.8239 | 87.8239 | 87.8239 | 87.8239 | 87.8239 | 87.8239 | 87.8239 | 87.8239 | 0 | 0 | 0 | 0 | 0 | 0 | 0 | 0 | 0 | 0 | 0
RegularDepreciation | 0 | 0 | 0 | 3.2934 | 6.34 | 5.864 | 5.4249 | 5.0174 | 4.6415 | 4.2928 | 3.9714 | 3.9187 | 3.9187 | 3.9187 | 3.9187 | 3.9187 | 3.9187 | 3.9187 | 3.9187 | 3.9187 | 3.9187 | 3.9187 | 3.9187 | 1.9594 | 0 | 0 | 0 | 0 | 0 | 0 | 0 | 0 | 0 | 0 | 0 | 0 | 0 | 0 | 0 | 0 | 0 | 0 | 0 | 0 | 0 | 0 | 0 | 0 | 0 | 0 | 0 | 0 | 0 | 0 | 0 | 0 | 0 | 0 | 0 | 0 | 0 | 0 | 0 | 87.8292
Total Depreciation for year | 0 | 0 | 0 | 3.2934 | 6.34 | 5.864 | 5.4249 | 5.0174 | 4.6415 | 4.2928 | 3.9714 | 3.9187 | 3.9187 | 3.9187 | 3.9187 | 3.9187 | 3.9187 | 3.9187 | 3.9187 | 3.9187 | 3.9187 | 3.9187 | 3.9187 | 1.9594 | 0 | 0 | 0 | 0 | 0 | 0 | 0 | 0 | 0 | 0 | 0 | 0 | 0 | 0 | 0 | 0 | 0 | 0 | 0 | 0 | 0 | 0 | 0 | 0 | 0 | 0 | 0 | 0 | 0 | 0 | 0 | 0 | 0 | 0 | 0 | 0 | 0 | 0 | 0
Book Depreciation with COR
2014 | 0 | 0 | 0 | 0 | 0 | 0 | 0 | 0 | 0 | 0 | 0 | 0 | 0 | 0 | 0 | 0 | 0 | 0 | 0 | 0 | 0 | 0 | 0 | 0 | 0 | 0 | 0 | 0 | 0 | 0 | 0 | 0 | 0 | 0 | 0 | 0 | 0 | 0 | 0 | 0 | 0 | 0 | 0 | 0 | 0 | 0 | 0 | 0 | 0 | 0 | [13 empty] | 0
2015 |  | 0 | 0 | 0 | 0 | 0 | 0 | 0 | 0 | 0 | 0 | 0 | 0 | 0 | 0 | 0 | 0 | 0 | 0 | 0 | 0 | 0 | 0 | 0 | 0 | 0 | 0 | 0 | 0 | 0 | 0 | 0 | 0 | 0 | 0 | 0 | 0 | 0 | 0 | 0 | 0 | 0 | 0 | 0 | 0 | 0 | 0 | 0 | 0 | 0 | 0 | [12 empty] | 0 | check - total PIS
2016 |  |  | 0 | 0 | 0 | 0 | 0 | 0 | 0 | 0 | 0 | 0 | 0 | 0 | 0 | 0 | 0 | 0 | 0 | 0 | 0 | 0 | 0 | 0 | 0 | 0 | 0 | 0 | 0 | 0 | 0 | 0 | 0 | 0 | 0 | 0 | 0 | 0 | 0 | 0 | 0 | 0 | 0 | 0 | 0 | 0 | 0 | 0 | 0 | 0 | 0 | 0 | [11 empty] | 0 | 0
2017 |  |  |  | 2.1956 | 2.1956 | 2.1956 | 2.1956 | 2.1956 | 2.1956 | 2.1956 | 2.1956 | 2.1956 | 2.1956 | 2.1956 | 2.1956 | 2.1956 | 2.1956 | 2.1956 | 2.1956 | 2.1956 | 2.1956 | 2.1956 | 2.1956 | 2.1956 | 2.1956 | 2.1956 | 2.1956 | 2.1956 | 2.1956 | 2.1956 | 2.1956 | 2.1956 | 2.1956 | 2.1956 | 2.1956 | 2.1956 | 2.1956 | 2.1956 | 2.1956 | 2.1956 | 2.1956 | 2.1956 | 2.1956 | 2.1956 | 2.1956 | 2.1956 | 2.1956 | 2.1956 | 2.1956 | 2.1956 | 2.1956 | 2.1956 | 2.1956 | [10 empty] | 109.7799 | 109.7799
2018 |  |  |  |  | 0 | 0 | 0 | 0 | 0 | 0 | 0 | 0 | 0 | 0 | 0 | 0 | 0 | 0 | 0 | 0 | 0 | 0 | 0 | 0 | 0 | 0 | 0 | 0 | 0 | 0 | 0 | 0 | 0 | 0 | 0 | 0 | 0 | 0 | 0 | 0 | 0 | 0 | 0 | 0 | 0 | 0 | 0 | 0 | 0 | 0 | 0 | 0 | 0 | 0 | [9 empty] | 0
2019 | [5 empty] | 0 | 0 | 0 | 0 | 0 | 0 | 0 | 0 | 0 | 0 | 0 | 0 | 0 | 0 | 0 | 0 | 0 | 0 | 0 | 0 | 0 | 0 | 0 | 0 | 0 | 0 | 0 | 0 | 0 | 0 | 0 | 0 | 0 | 0 | 0 | 0 | 0 | 0 | 0 | 0 | 0 | 0 | 0 | 0 | 0 | 0 | 0 | 0 | 0 | 0 | [8 empty] | 0 | 0
2020 | [6 empty] | 0 | 0 | 0 | 0 | 0 | 0 | 0 | 0 | 0 | 0 | 0 | 0 | 0 | 0 | 0 | 0 | 0 | 0 | 0 | 0 | 0 | 0 | 0 | 0 | 0 | 0 | 0 | 0 | 0 | 0 | 0 | 0 | 0 | 0 | 0 | 0 | 0 | 0 | 0 | 0 | 0 | 0 | 0 | 0 | 0 | 0 | 0 | 0 | 0 | 0 | [7 empty] | 0
2021 | [7 empty] | 0 | 0 | 0 | 0 | 0 | 0 | 0 | 0 | 0 | 0 | 0 | 0 | 0 | 0 | 0 | 0 | 0 | 0 | 0 | 0 | 0 | 0 | 0 | 0 | 0 | 0 | 0 | 0 | 0 | 0 | 0 | 0 | 0 | 0 | 0 | 0 | 0 | 0 | 0 | 0 | 0 | 0 | 0 | 0 | 0 | 0 | 0 | 0 | 0 | 0 | [6 empty] | 0
2022 | [8 empty] | 0 | 0 | 0 | 0 | 0 | 0 | 0 | 0 | 0 | 0 | 0 | 0 | 0 | 0 | 0 | 0 | 0 | 0 | 0 | 0 | 0 | 0 | 0 | 0 | 0 | 0 | 0 | 0 | 0 | 0 | 0 | 0 | 0 | 0 | 0 | 0 | 0 | 0 | 0 | 0 | 0 | 0 | 0 | 0 | 0 | 0 | 0 | 0 | 0 | 0 | [5 empty] | 0
2023 | [9 empty] | 0 | 0 | 0 | 0 | 0 | 0 | 0 | 0 | 0 | 0 | 0 | 0 | 0 | 0 | 0 | 0 | 0 | 0 | 0 | 0 | 0 | 0 | 0 | 0 | 0 | 0 | 0 | 0 | 0 | 0 | 0 | 0 | 0 | 0 | 0 | 0 | 0 | 0 | 0 | 0 | 0 | 0 | 0 | 0 | 0 | 0 | 0 | 0 | 0 | 0 |  |  |  |  | 0
2024 | [10 empty] | 0 | 0 | 0 | 0 | 0 | 0 | 0 | 0 | 0 | 0 | 0 | 0 | 0 | 0 | 0 | 0 | 0 | 0 | 0 | 0 | 0 | 0 | 0 | 0 | 0 | 0 | 0 | 0 | 0 | 0 | 0 | 0 | 0 | 0 | 0 | 0 | 0 | 0 | 0 | 0 | 0 | 0 | 0 | 0 | 0 | 0 | 0 | 0 | 0 | 0 |  |  |  | 0 | 0
2025 | [11 empty] | 0 | 0 | 0 | 0 | 0 | 0 | 0 | 0 | 0 | 0 | 0 | 0 | 0 | 0 | 0 | 0 | 0 | 0 | 0 | 0 | 0 | 0 | 0 | 0 | 0 | 0 | 0 | 0 | 0 | 0 | 0 | 0 | 0 | 0 | 0 | 0 | 0 | 0 | 0 | 0 | 0 | 0 | 0 | 0 | 0 | 0 | 0 | 0 | 0 | 0 |  |  | 0
2026 | [12 empty] | 0 | 0 | 0 | 0 | 0 | 0 | 0 | 0 | 0 | 0 | 0 | 0 | 0 | 0 | 0 | 0 | 0 | 0 | 0 | 0 | 0 | 0 | 0 | 0 | 0 | 0 | 0 | 0 | 0 | 0 | 0 | 0 | 0 | 0 | 0 | 0 | 0 | 0 | 0 | 0 | 0 | 0 | 0 | 0 | 0 | 0 | 0 | 0 | 0 | 0 |  | 0
| 0 | 0 | 0 | 2.1956 | 2.1956 | 2.1956 | 2.1956 | 2.1956 | 2.1956 | 2.1956 | 2.1956 | 2.1956 | 2.1956 | 2.1956 | 2.1956 | 2.1956 | 2.1956 | 2.1956 | 2.1956 | 2.1956 | 2.1956 | 2.1956 | 2.1956 | 2.1956 | 2.1956 | 2.1956 | 2.1956 | 2.1956 | 2.1956 | 2.1956 | 2.1956 | 2.1956 | 2.1956 | 2.1956 | 2.1956 | 2.1956 | 2.1956 | 2.1956 | 2.1956 | 2.1956 | 2.1956 | 2.1956 | 2.1956 | 2.1956 | 2.1956 | 2.1956 | 2.1956 | 2.1956 | 2.1956 | 2.1956 | 2.1956 | 2.1956 | 2.1956 | 0 | 0 | 0 | 0 | 0 | 0 | 0 | 0 | 0 | 0 | 109.7799
Book Depreciation- excl. Salvage
2014 | 0 | 0 | 0 | 0 | 0 | 0 | 0 | 0 | 0 | 0 | 0 | 0 | 0 | 0 | 0 | 0 | 0 | 0 | 0 | 0 | 0 | 0 | 0 | 0 | 0 |  |  | 0 | 0 | 0 | 0 | 0 | 0 | 0 | 0 | 0 | 0 | 0 | 0 | 0 | 0 | 0 | 0 | 0 | 0 | 0 | 0 | 0 | 0 | 0 | 0 | 0 | [11 empty] | 0
2015 |  | 0 | 0 | 0 | 0 | 0 | 0 | 0 | 0 | 0 | 0 | 0 | 0 | 0 | 0 | 0 | 0 | 0 | 0 | 0 | 0 | 0 | 0 | 0 | 0 | 0 |  | 0 | 0 | 0 | 0 | 0 | 0 | 0 | 0 | 0 | 0 | 0 | 0 | 0 | 0 | 0 | 0 | 0 | 0 | 0 | 0 | 0 | 0 | 0 | 0 | 0 | [11 empty] | 0 | check - total PIS
2016 |  |  | 0 | 0 | 0 | 0 | 0 | 0 | 0 | 0 | 0 | 0 | 0 | 0 | 0 | 0 | 0 | 0 | 0 | 0 | 0 | 0 | 0 | 0 | 0 | 0 | 0 | 0 | 0 | 0 | 0 | 0 | 0 | 0 | 0 | 0 | 0 | 0 | 0 | 0 | 0 | 0 | 0 | 0 | 0 | 0 | 0 | 0 | 0 | 0 | 0 | 0 | [11 empty] | 0 | 0
2017 |  |  |  | 1.7565 | 1.7565 | 1.7565 | 1.7565 | 1.7565 | 1.7565 | 1.7565 | 1.7565 | 1.7565 | 1.7565 | 1.7565 | 1.7565 | 1.7565 | 1.7565 | 1.7565 | 1.7565 | 1.7565 | 1.7565 | 1.7565 | 1.7565 | 1.7565 | 1.7565 | 1.7565 | 1.7565 | 1.7565 | 1.7565 | 1.7565 | 1.7565 | 1.7565 | 1.7565 | 1.7565 | 1.7565 | 1.7565 | 1.7565 | 1.7565 | 1.7565 | 1.7565 | 1.7565 | 1.7565 | 1.7565 | 1.7565 | 1.7565 | 1.7565 | 1.7565 | 1.7565 | 1.7565 | 1.7565 | 1.7565 | 1.7565 | 1.7565 | [10 empty] | 87.8239 | 87.8239
2018 |  |  |  |  | 0 | 0 | 0 | 0 | 0 | 0 | 0 | 0 | 0 | 0 | 0 | 0 | 0 | 0 | 0 | 0 | 0 | 0 | 0 | 0 | 0 | 0 | 0 | 0 | 0 | 0 | 0 | 0 | 0 | 0 | 0 | 0 | 0 | 0 | 0 | 0 | 0 | 0 | 0 | 0 | 0 | 0 | 0 | 0 | 0 | 0 | 0 | 0 | 0 | 0 | [9 empty] | 0
2019 | [5 empty] | 0 | 0 | 0 | 0 | 0 | 0 | 0 | 0 | 0 | 0 | 0 | 0 | 0 | 0 | 0 | 0 | 0 | 0 | 0 | 0 | 0 | 0 | 0 | 0 | 0 | 0 | 0 | 0 | 0 | 0 | 0 | 0 | 0 | 0 | 0 | 0 | 0 | 0 | 0 | 0 | 0 | 0 | 0 | 0 | 0 | 0 | 0 | 0 | 0 | 0 | [8 empty] | 0 | 0
2020 | [6 empty] | 0 | 0 | 0 | 0 | 0 | 0 | 0 | 0 | 0 | 0 | 0 | 0 | 0 | 0 | 0 | 0 | 0 | 0 | 0 | 0 | 0 | 0 | 0 | 0 | 0 | 0 | 0 | 0 | 0 | 0 | 0 | 0 | 0 | 0 | 0 | 0 | 0 | 0 | 0 | 0 | 0 | 0 | 0 | 0 | 0 | 0 | 0 | 0 | 0 | 0 | [7 empty] | 0
2021 | [7 empty] | 0 | 0 | 0 | 0 | 0 | 0 | 0 | 0 | 0 | 0 | 0 | 0 | 0 | 0 | 0 | 0 | 0 | 0 | 0 | 0 | 0 | 0 | 0 | 0 | 0 | 0 | 0 | 0 | 0 | 0 | 0 | 0 | 0 | 0 | 0 | 0 | 0 | 0 | 0 | 0 | 0 | 0 | 0 | 0 | 0 | 0 | 0 | 0 | 0 | 0 | [6 empty] | 0
2022 | [8 empty] | 0 | 0 | 0 | 0 | 0 | 0 | 0 | 0 | 0 | 0 | 0 | 0 | 0 | 0 | 0 | 0 | 0 | 0 | 0 | 0 | 0 | 0 | 0 | 0 | 0 | 0 | 0 | 0 | 0 | 0 | 0 | 0 | 0 | 0 | 0 | 0 | 0 | 0 | 0 | 0 | 0 | 0 | 0 | 0 | 0 | 0 | 0 | 0 | 0 | 0 | [5 empty] | 0
2023 | [9 empty] | 0 | 0 | 0 | 0 | 0 | 0 | 0 | 0 | 0 | 0 | 0 | 0 | 0 | 0 | 0 | 0 | 0 | 0 | 0 | 0 | 0 | 0 | 0 | 0 | 0 | 0 | 0 | 0 | 0 | 0 | 0 | 0 | 0 | 0 | 0 | 0 | 0 | 0 | 0 | 0 | 0 | 0 | 0 | 0 | 0 | 0 | 0 | 0 | 0 | 0 |  |  |  |  | 0
2024 | [10 empty] | 0 | 0 | 0 | 0 | 0 | 0 | 0 | 0 | 0 | 0 | 0 | 0 | 0 | 0 | 0 | 0 | 0 | 0 | 0 | 0 | 0 | 0 | 0 | 0 | 0 | 0 | 0 | 0 | 0 | 0 | 0 | 0 | 0 | 0 | 0 | 0 | 0 | 0 | 0 | 0 | 0 | 0 | 0 | 0 | 0 | 0 | 0 | 0 | 0 | 0 |  |  |  | 0 | 0
2025 | [11 empty] | 0 | 0 | 0 | 0 | 0 | 0 | 0 | 0 | 0 | 0 | 0 | 0 | 0 | 0 | 0 | 0 | 0 | 0 | 0 | 0 | 0 | 0 | 0 | 0 | 0 | 0 | 0 | 0 | 0 | 0 | 0 | 0 | 0 | 0 | 0 | 0 | 0 | 0 | 0 | 0 | 0 | 0 | 0 | 0 | 0 | 0 | 0 | 0 | 0 | 0 |  |  | 0
2026 | [12 empty] | 0 | 0 | 0 | 0 | 0 | 0 | 0 | 0 | 0 | 0 | 0 | 0 | 0 | 0 | 0 | 0 | 0 | 0 | 0 | 0 | 0 | 0 | 0 | 0 | 0 | 0 | 0 | 0 | 0 | 0 | 0 | 0 | 0 | 0 | 0 | 0 | 0 | 0 | 0 | 0 | 0 | 0 | 0 | 0 | 0 | 0 | 0 | 0 | 0 | 0 |  | 0 | 0
| 0 | 0 | 0 | 1.7565 | 1.7565 | 1.7565 | 1.7565 | 1.7565 | 1.7565 | 1.7565 | 1.7565 | 1.7565 | 1.7565 | 1.7565 | 1.7565 | 1.7565 | 1.7565 | 1.7565 | 1.7565 | 1.7565 | 1.7565 | 1.7565 | 1.7565 | 1.7565 | 1.7565 | 1.7565 | 1.7565 | 1.7565 | 1.7565 | 1.7565 | 1.7565 | 1.7565 | 1.7565 | 1.7565 | 1.7565 | 1.7565 | 1.7565 | 1.7565 | 1.7565 | 1.7565 | 1.7565 | 1.7565 | 1.7565 | 1.7565 | 1.7565 | 1.7565 | 1.7565 | 1.7565 | 1.7565 | 1.7565 | 1.7565 | 1.7565 | 1.7565 | 0 | 0 | 0 | 0 | 0 | 0 | 0 | 0 | 0 | 0 | 87.8239
Note on A50: Lee, Betty: rate base does not include CWIP b/c the CapEx dollars include an AFUDC component in it already

## 4d-2026
Project No. | 4d
Project Desc. | NEW Gowanus Expansion
Book Life | 50
Tax Life | 20N
Salvage Rate | -25%
| 2014 | 2015 | 2016 | 2017 | 2018 | 2019 | 2020 | 2021 | 2022 | 2023 | 2024 | 2025 | 2026 | 2027 | 2028 | 2029 | 2030 | 2031 | 2032 | 2033 | 2034 | 2035 | 2036 | 2037 | 2038 | 2039 | 2040 | 2041 | 2042 | 2043 | 2044 | 2045 | 2046 | 2047 | 2048 | 2049 | 2050 | 2051 | 2052 | 2053 | 2054 | 2055 | 2056 | 2057 | 2058 | 2059 | 2060 | 2061 | 2062 | 2063 | 2064 | 2065 | 2066 | 2067 | 2068 | 2069 | 2070 | 2071 | 2072 | 2073 | 2074 | 2075 | 2076
Closing to Plant (Y/N) | N | N | N | N | N | N | N | N | N | N | N | N | N | N | N | N | N | N | N | N | N | N | N | N | N | N | N | N | N | N | N | N | N | N | N | N | N | N | N | N | N | N | N | N | N | N | N | N | N | N | N | N | N | N | N | N | N | N | N | N | N | N | N | Total
CWIP
Beginning of Period | 0 | 0 | 0 | 0 | 0 | 0 | 0 | 0 | 10.5461 | 32.4103 | 72.073 | 101.4405 | 0 | 0 | 0 | 0 | 0 | 0 | 0 | 0 | 0 | 0 | 0 | 0 | 0 | 0 | 0 | 0 | 0 | 0 | 0 | 0 | 0 | 0 | 0 | 0 | 0 | 0 | 0 | 0 | 0 | 0 | 0 | 0 | 0 | 0 | 0 | 0 | 0 | 0 | 0 | 0 | 0 | 0 | 0 | 0 | 0 | 0 | 0 | 0 | 0 | 0 | 0
Activity
Capex | 0 | 0 | 0 | 0 | 0 | 0 | 0 | 10.5461 | 21.8642 | 39.6627 | 29.3674 | 12.1769 | 0 | [50 empty] | 113.6174
Closings to Plant |  |  |  | 0 | [7 empty] | -113.6174 | [51 empty] | -113.6174
End of Period | 0 | 0 | 0 | 0 | 0 | 0 | 0 | 10.5461 | 32.4103 | 72.073 | 101.4405 | 0 | 0 | 0 | 0 | 0 | 0 | 0 | 0 | 0 | 0 | 0 | 0 | 0 | 0 | 0 | 0 | 0 | 0 | 0 | 0 | 0 | 0 | 0 | 0 | 0 | 0 | 0 | 0 | 0 | 0 | 0 | 0 | 0 | 0 | 0 | 0 | 0 | 0 | 0 | 0 | 0 | 0 | 0 | 0 | 0 | 0 | 0 | 0 | 0 | 0 | 0 | 0
Average | 0 | 0 | 0 | 0 | 0 | 0 | 0 | 5.2731 | 21.4782 | 52.2417 | 86.7568 | 50.7202 | 0 | 0 | 0 | 0 | 0 | 0 | 0 | 0 | 0 | 0 | 0 | 0 | 0 | 0 | 0 | 0 | 0 | 0 | 0 | 0 | 0 | 0 | 0 | 0 | 0 | 0 | 0 | 0 | 0 | 0 | 0 | 0 | 0 | 0 | 0 | 0 | 0 | 0 | 0 | 0 | 0 | 0 | 0 | 0 | 0 | 0 | 0 | 0 | 0 | 0 | 0
Plant in Service
Beginning of Period | 0 | 0 | 0 | 0 | 0 | 0 | 0 | 0 | 0 | 0 | 0 | 0 | 113.6174 | 113.6174 | 113.6174 | 113.6174 | 113.6174 | 113.6174 | 113.6174 | 113.6174 | 113.6174 | 113.6174 | 113.6174 | 113.6174 | 113.6174 | 113.6174 | 113.6174 | 113.6174 | 113.6174 | 113.6174 | 113.6174 | 113.6174 | 113.6174 | 113.6174 | 113.6174 | 113.6174 | 113.6174 | 113.6174 | 113.6174 | 113.6174 | 113.6174 | 113.6174 | 113.6174 | 113.6174 | 113.6174 | 113.6174 | 113.6174 | 113.6174 | 113.6174 | 113.6174 | 113.6174 | 113.6174 | 113.6174 | 113.6174 | 113.6174 | 113.6174 | 113.6174 | 113.6174 | 113.6174 | 113.6174 | 113.6174 | 0 | 0
Activity | 0 | 0 | 0 | 0 | 0 | 0 | 0 | 0 | 0 | 0 | 0 | 113.6174 | 0 | 0 | 0 | 0 | 0 | 0 | 0 | 0 | 0 | 0 | 0 | 0 | 0 | 0 | 0 | 0 | 0 | 0 | 0 | 0 | 0 | 0 | 0 | 0 | 0 | 0 | 0 | 0 | 0 | 0 | 0 | 0 | 0 | 0 | 0 | 0 | 0 | 0 | 0 | 0 | 0 | 0 | 0 | 0 | 0 | 0 | 0 |  | -113.6174 | 0 | 0 | 0
End of Period | 0 | 0 | 0 | 0 | 0 | 0 | 0 | 0 | 0 | 0 | 0 | 113.6174 | 113.6174 | 113.6174 | 113.6174 | 113.6174 | 113.6174 | 113.6174 | 113.6174 | 113.6174 | 113.6174 | 113.6174 | 113.6174 | 113.6174 | 113.6174 | 113.6174 | 113.6174 | 113.6174 | 113.6174 | 113.6174 | 113.6174 | 113.6174 | 113.6174 | 113.6174 | 113.6174 | 113.6174 | 113.6174 | 113.6174 | 113.6174 | 113.6174 | 113.6174 | 113.6174 | 113.6174 | 113.6174 | 113.6174 | 113.6174 | 113.6174 | 113.6174 | 113.6174 | 113.6174 | 113.6174 | 113.6174 | 113.6174 | 113.6174 | 113.6174 | 113.6174 | 113.6174 | 113.6174 | 113.6174 | 113.6174 | 0 | 0 | 0
Average | 0 | 0 | 0 | 0 | 0 | 0 | 0 | 0 | 0 | 0 | 0 | 56.8087 | 113.6174 | 113.6174 | 113.6174 | 113.6174 | 113.6174 | 113.6174 | 113.6174 | 113.6174 | 113.6174 | 113.6174 | 113.6174 | 113.6174 | 113.6174 | 113.6174 | 113.6174 | 113.6174 | 113.6174 | 113.6174 | 113.6174 | 113.6174 | 113.6174 | 113.6174 | 113.6174 | 113.6174 | 113.6174 | 113.6174 | 113.6174 | 113.6174 | 113.6174 | 113.6174 | 113.6174 | 113.6174 | 113.6174 | 113.6174 | 113.6174 | 113.6174 | 113.6174 | 113.6174 | 113.6174 | 113.6174 | 113.6174 | 113.6174 | 113.6174 | 113.6174 | 113.6174 | 113.6174 | 113.6174 | 113.6174 | 56.8087 | 0 | 0
Tax Depreciation
Beginning of Period | 0 | 0 | 0 | 0 | 0 | 0 | 0 | 0 | 0 | 0 | 0 | 0 | 8.5213 | 24.9254 | 40.0978 | 54.1341 | 67.1161 | 79.1254 | 90.2327 | 100.5082 | 110.6474 | 120.7866 | 130.9259 | 141.0651 | 151.2043 | 161.3435 | 171.4827 | 181.6219 | 191.7611 | 201.9004 | 212.0396 | 222.1788 | 227.2484 | 227.2484 | 227.2484 | 227.2484 | 227.2484 | 227.2484 | 227.2484 | 227.2484 | 227.2484 | 227.2484 | 227.2484 | 227.2484 | 227.2484 | 227.2484 | 227.2484 | 227.2484 | 227.2484 | 227.2484 | 227.2484 | 227.2484 | 227.2484 | 227.2484 | 227.2484 | 227.2484 | 227.2484 | 227.2484 | 227.2484 | 227.2484 | 227.2484 | 227.2484 | 227.2484
Federal | 0 | 0 | 0 | 0 | 0 | 0 | 0 | 0 | 0 | 0 | 0 | 4.2607 | 8.202 | 7.5862 | 7.0181 | 6.491 | 6.0047 | 5.5536 | 5.1378 | 5.0696 | 5.0696 | 5.0696 | 5.0696 | 5.0696 | 5.0696 | 5.0696 | 5.0696 | 5.0696 | 5.0696 | 5.0696 | 5.0696 | 2.5348 | 0 | 0 | 0 | 0 | 0 | 0 | 0 | 0 | 0 | 0 | 0 | 0 | 0 | 0 | 0 | 0 | 0 | 0 | 0 | 0 | 0 | 0 | 0 | 0 | 0 | 0 | 0 | 0 | 0 | 0 | 0 | 113.6242
State | 0 | 0 | 0 | 0 | 0 | 0 | 0 | 0 | 0 | 0 | 0 | 4.2607 | 8.202 | 7.5862 | 7.0181 | 6.491 | 6.0047 | 5.5536 | 5.1378 | 5.0696 | 5.0696 | 5.0696 | 5.0696 | 5.0696 | 5.0696 | 5.0696 | 5.0696 | 5.0696 | 5.0696 | 5.0696 | 5.0696 | 2.5348 | 0 | 0 | 0 | 0 | 0 | 0 | 0 | 0 | 0 | 0 | 0 | 0 | 0 | 0 | 0 | 0 | 0 | 0 | 0 | 0 | 0 | 0 | 0 | 0 | 0 | 0 | 0 | 0 | 0 | 0 | 0 | 113.6242
End of Period | 0 | 0 | 0 | 0 | 0 | 0 | 0 | 0 | 0 | 0 | 0 | 8.5213 | 24.9254 | 40.0978 | 54.1341 | 67.1161 | 79.1254 | 90.2327 | 100.5082 | 110.6474 | 120.7866 | 130.9259 | 141.0651 | 151.2043 | 161.3435 | 171.4827 | 181.6219 | 191.7611 | 201.9004 | 212.0396 | 222.1788 | 227.2484 | 227.2484 | 227.2484 | 227.2484 | 227.2484 | 227.2484 | 227.2484 | 227.2484 | 227.2484 | 227.2484 | 227.2484 | 227.2484 | 227.2484 | 227.2484 | 227.2484 | 227.2484 | 227.2484 | 227.2484 | 227.2484 | 227.2484 | 227.2484 | 227.2484 | 227.2484 | 227.2484 | 227.2484 | 227.2484 | 227.2484 | 227.2484 | 227.2484 | 227.2484 | 227.2484 | 227.2484
Average | 0 | 0 | 0 | 0 | 0 | 0 | 0 | 0 | 0 | 0 | 0 | 4.2607 | 16.7233 | 32.5116 | 47.116 | 60.6251 | 73.1207 | 84.679 | 95.3704 | 105.5778 | 115.717 | 125.8562 | 135.9955 | 146.1347 | 156.2739 | 166.4131 | 176.5523 | 186.6915 | 196.8308 | 206.97 | 217.1092 | 224.7136 | 227.2484 | 227.2484 | 227.2484 | 227.2484 | 227.2484 | 227.2484 | 227.2484 | 227.2484 | 227.2484 | 227.2484 | 227.2484 | 227.2484 | 227.2484 | 227.2484 | 227.2484 | 227.2484 | 227.2484 | 227.2484 | 227.2484 | 227.2484 | 227.2484 | 227.2484 | 227.2484 | 227.2484 | 227.2484 | 227.2484 | 227.2484 | 227.2484 | 227.2484 | 227.2484 | 227.2484
Book Depreciation with COR
Beginning of Period | 0 | 0 | 0 | 0 | 0 | 0 | 0 | 0 | 0 | 0 | 0 | 0 | 2.8404 | 5.6809 | 8.5213 | 11.3617 | 14.2022 | 17.0426 | 19.883 | 22.7235 | 25.5639 | 28.4043 | 31.2448 | 34.0852 | 36.9256 | 39.7661 | 42.6065 | 45.447 | 48.2874 | 51.1278 | 53.9683 | 56.8087 | 59.6491 | 62.4896 | 65.33 | 68.1704 | 71.0109 | 73.8513 | 76.6917 | 79.5322 | 82.3726 | 85.213 | 88.0535 | 90.8939 | 93.7343 | 96.5748 | 99.4152 | 102.2556 | 105.0961 | 107.9365 | 110.7769 | 113.6174 | 116.4578 | 119.2983 | 122.1387 | 124.9791 | 127.8196 | 130.66 | 133.5004 | 136.3409 | 139.1813 | 0 | 0
Activity | 0 | 0 | 0 | 0 | 0 | 0 | 0 | 0 | 0 | 0 | 0 | 2.8404 | 2.8404 | 2.8404 | 2.8404 | 2.8404 | 2.8404 | 2.8404 | 2.8404 | 2.8404 | 2.8404 | 2.8404 | 2.8404 | 2.8404 | 2.8404 | 2.8404 | 2.8404 | 2.8404 | 2.8404 | 2.8404 | 2.8404 | 2.8404 | 2.8404 | 2.8404 | 2.8404 | 2.8404 | 2.8404 | 2.8404 | 2.8404 | 2.8404 | 2.8404 | 2.8404 | 2.8404 | 2.8404 | 2.8404 | 2.8404 | 2.8404 | 2.8404 | 2.8404 | 2.8404 | 2.8404 | 2.8404 | 2.8404 | 2.8404 | 2.8404 | 2.8404 | 2.8404 | 2.8404 | 2.8404 | 2.8404 | 2.8404 | 0 | 0 | 142.0217
Book Depreciation Related to Retired PIS | [49 empty] | 0 | 0 | 0 | 0 | 0 | 0 | 0 | 0 | 0 | 0 | 0 | -142.0217 | 0 |  | -142.0217
End of Period | 0 | 0 | 0 | 0 | 0 | 0 | 0 | 0 | 0 | 0 | 0 | 2.8404 | 5.6809 | 8.5213 | 11.3617 | 14.2022 | 17.0426 | 19.883 | 22.7235 | 25.5639 | 28.4043 | 31.2448 | 34.0852 | 36.9256 | 39.7661 | 42.6065 | 45.447 | 48.2874 | 51.1278 | 53.9683 | 56.8087 | 59.6491 | 62.4896 | 65.33 | 68.1704 | 71.0109 | 73.8513 | 76.6917 | 79.5322 | 82.3726 | 85.213 | 88.0535 | 90.8939 | 93.7343 | 96.5748 | 99.4152 | 102.2556 | 105.0961 | 107.9365 | 110.7769 | 113.6174 | 116.4578 | 119.2983 | 122.1387 | 124.9791 | 127.8196 | 130.66 | 133.5004 | 136.3409 | 139.1813 | 0 | 0 | 0
Average | 0 | 0 | 0 | 0 | 0 | 0 | 0 | 0 | 0 | 0 | 0 | 1.4202 | 4.2607 | 7.1011 | 9.9415 | 12.782 | 15.6224 | 18.4628 | 21.3033 | 24.1437 | 26.9841 | 29.8246 | 32.665 | 35.5054 | 38.3459 | 41.1863 | 44.0267 | 46.8672 | 49.7076 | 52.548 | 55.3885 | 58.2289 | 61.0693 | 63.9098 | 66.7502 | 69.5906 | 72.4311 | 75.2715 | 78.112 | 80.9524 | 83.7928 | 86.6333 | 89.4737 | 92.3141 | 95.1546 | 97.995 | 100.8354 | 103.6759 | 106.5163 | 109.3567 | 112.1972 | 115.0376 | 117.878 | 120.7185 | 123.5589 | 126.3993 | 129.2398 | 132.0802 | 134.9206 | 137.7611 | 69.5906 | 0 | 0
Federal Deferred Tax Balance, Net of Tax
Beginning of Period | 0 | 0 | 0 | 0 | 0 | 0 | 0 | 0 | 0 | 0 | 0 | 0 | 0.69591 | 2.7713 | 4.6312 | 6.2922 | 7.7687 | 9.075 | 10.2235 | 11.2264 | 12.2054 | 13.1844 | 14.1635 | 15.1425 | 16.1216 | 17.1006 | 18.0797 | 19.0587 | 20.0377 | 21.0168 | 21.9958 | 22.9749 | 23.0667 | 22.2714 | 21.4761 | 20.6807 | 19.8854 | 19.0901 | 18.2948 | 17.4995 | 16.7041 | 15.9088 | 15.1135 | 14.3182 | 13.5229 | 12.7275 | 11.9322 | 11.1369 | 10.3416 | 9.5462 | 8.7509 | 7.9556 | 7.1603 | 6.365 | 5.5696 | 4.7743 | 3.979 | 3.1837 | 2.3884 | 1.593 | 0.79771 | 0.002386 | 0.002386
Activity | 0 | 0 | 0 | 0 | 0 | 0 | 0 | 0 | 0 | 0 | 0 | 0.69591 | 2.0754 | 1.8599 | 1.661 | 1.4765 | 1.3063 | 1.1484 | 1.0029 | 0.97904 | 0.97904 | 0.97904 | 0.97904 | 0.97904 | 0.97904 | 0.97904 | 0.97904 | 0.97904 | 0.97904 | 0.97904 | 0.97904 | 0.09186 | -0.79532 | -0.79532 | -0.79532 | -0.79532 | -0.79532 | -0.79532 | -0.79532 | -0.79532 | -0.79532 | -0.79532 | -0.79532 | -0.79532 | -0.79532 | -0.79532 | -0.79532 | -0.79532 | -0.79532 | -0.79532 | -0.79532 | -0.79532 | -0.79532 | -0.79532 | -0.79532 | -0.79532 | -0.79532 | -0.79532 | -0.79532 | -0.79532 | -0.79532 | 0 | 0 | 0.002386
End of Period | 0 | 0 | 0 | 0 | 0 | 0 | 0 | 0 | 0 | 0 | 0 | 0.69591 | 2.7713 | 4.6312 | 6.2922 | 7.7687 | 9.075 | 10.2235 | 11.2264 | 12.2054 | 13.1844 | 14.1635 | 15.1425 | 16.1216 | 17.1006 | 18.0797 | 19.0587 | 20.0377 | 21.0168 | 21.9958 | 22.9749 | 23.0667 | 22.2714 | 21.4761 | 20.6807 | 19.8854 | 19.0901 | 18.2948 | 17.4995 | 16.7041 | 15.9088 | 15.1135 | 14.3182 | 13.5229 | 12.7275 | 11.9322 | 11.1369 | 10.3416 | 9.5462 | 8.7509 | 7.9556 | 7.1603 | 6.365 | 5.5696 | 4.7743 | 3.979 | 3.1837 | 2.3884 | 1.593 | 0.79771 | 0.002386 | 0.002386 | 0.002386
Average | 0 | 0 | 0 | 0 | 0 | 0 | 0 | 0 | 0 | 0 | 0 | 0.34795 | 1.7336 | 3.7012 | 5.4617 | 7.0304 | 8.4219 | 9.6492 | 10.7249 | 11.7159 | 12.6949 | 13.674 | 14.653 | 15.632 | 16.6111 | 17.5901 | 18.5692 | 19.5482 | 20.5273 | 21.5063 | 22.4853 | 23.0208 | 22.6691 | 21.8737 | 21.0784 | 20.2831 | 19.4878 | 18.6924 | 17.8971 | 17.1018 | 16.3065 | 15.5112 | 14.7158 | 13.9205 | 13.1252 | 12.3299 | 11.5346 | 10.7392 | 9.9439 | 9.1486 | 8.3533 | 7.5579 | 6.7626 | 5.9673 | 5.172 | 4.3767 | 3.5813 | 2.786 | 1.9907 | 1.1954 | 0.40005 | 0.002386 | 0.002386
State Deferred Tax Balance
Beginning of Period | 0 | 0 | 0 | 0 | 0 | 0 | 0 | 0 | 0 | 0 | 0 | 0 | 0.12924 | 0.51467 | 0.86007 | 1.1685 | 1.4428 | 1.6854 | 1.8986 | 2.0849 | 2.2667 | 2.4485 | 2.6304 | 2.8122 | 2.994 | 3.1758 | 3.3576 | 3.5395 | 3.7213 | 3.9031 | 4.0849 | 4.2668 | 4.2838 | 4.1361 | 3.9884 | 3.8407 | 3.693 | 3.5453 | 3.3976 | 3.2499 | 3.1022 | 2.9545 | 2.8068 | 2.6591 | 2.5114 | 2.3637 | 2.216 | 2.0683 | 1.9206 | 1.7729 | 1.6252 | 1.4775 | 1.3298 | 1.1821 | 1.0344 | 0.88666 | 0.73896 | 0.59125 | 0.44355 | 0.29585 | 0.14815 | 0.00044311 | 0.00044311
Activity | 0 | 0 | 0 | 0 | 0 | 0 | 0 | 0 | 0 | 0 | 0 | 0.12924 | 0.38543 | 0.3454 | 0.30848 | 0.27421 | 0.2426 | 0.21328 | 0.18625 | 0.18182 | 0.18182 | 0.18182 | 0.18182 | 0.18182 | 0.18182 | 0.18182 | 0.18182 | 0.18182 | 0.18182 | 0.18182 | 0.18182 | 0.01706 | -0.1477 | -0.1477 | -0.1477 | -0.1477 | -0.1477 | -0.1477 | -0.1477 | -0.1477 | -0.1477 | -0.1477 | -0.1477 | -0.1477 | -0.1477 | -0.1477 | -0.1477 | -0.1477 | -0.1477 | -0.1477 | -0.1477 | -0.1477 | -0.1477 | -0.1477 | -0.1477 | -0.1477 | -0.1477 | -0.1477 | -0.1477 | -0.1477 | -0.1477 | 0 | 0 | 0.00044311
End of Period | 0 | 0 | 0 | 0 | 0 | 0 | 0 | 0 | 0 | 0 | 0 | 0.12924 | 0.51467 | 0.86007 | 1.1685 | 1.4428 | 1.6854 | 1.8986 | 2.0849 | 2.2667 | 2.4485 | 2.6304 | 2.8122 | 2.994 | 3.1758 | 3.3576 | 3.5395 | 3.7213 | 3.9031 | 4.0849 | 4.2668 | 4.2838 | 4.1361 | 3.9884 | 3.8407 | 3.693 | 3.5453 | 3.3976 | 3.2499 | 3.1022 | 2.9545 | 2.8068 | 2.6591 | 2.5114 | 2.3637 | 2.216 | 2.0683 | 1.9206 | 1.7729 | 1.6252 | 1.4775 | 1.3298 | 1.1821 | 1.0344 | 0.88666 | 0.73896 | 0.59125 | 0.44355 | 0.29585 | 0.14815 | 0.00044311 | 0.00044311 | 0.00044311
Average | 0 | 0 | 0 | 0 | 0 | 0 | 0 | 0 | 0 | 0 | 0 | 0.06462 | 0.32195 | 0.68737 | 1.0143 | 1.3057 | 1.5641 | 1.792 | 1.9918 | 2.1758 | 2.3576 | 2.5395 | 2.7213 | 2.9031 | 3.0849 | 3.2667 | 3.4486 | 3.6304 | 3.8122 | 3.994 | 4.1758 | 4.2753 | 4.21 | 4.0623 | 3.9146 | 3.7669 | 3.6192 | 3.4715 | 3.3238 | 3.176 | 3.0283 | 2.8806 | 2.7329 | 2.5852 | 2.4375 | 2.2898 | 2.1421 | 1.9944 | 1.8467 | 1.699 | 1.5513 | 1.4036 | 1.2559 | 1.1082 | 0.96051 | 0.81281 | 0.6651 | 0.5174 | 0.3697 | 0.222 | 0.074294 | 0.00044311 | 0.00044311
Net Rate Base - Average | 0 | 0 | 0 | 0 | 0 | 0 | 0 | 0 | 0 | 0 | 0 | 54.9759 | 107.3012 | 102.1277 | 97.1999 | 92.4993 | 88.0091 | 83.7133 | 79.5974 | 75.582 | 71.5807 | 67.5794 | 63.5781 | 59.5768 | 55.5755 | 51.5742 | 47.5729 | 43.5716 | 39.5703 | 35.569 | 31.5677 | 28.0924 | 25.669 | 23.7716 | 21.8742 | 19.9768 | 18.0794 | 16.182 | 14.2846 | 12.3871 | 10.4897 | 8.5923 | 6.6949 | 4.7975 | 2.9001 | 1.0027 | -0.89473 | -2.7921 | -4.6895 | -6.587 | -8.4844 | -10.3818 | -12.2792 | -14.1766 | -16.074 | -17.9714 | -19.8688 | -21.7662 | -23.6636 | -25.5611 | -13.2563 | -0.0028291 | -0.0028291
EXPENSES
Income Tax - Removal Cost | 0 | 0 | 0 | 0 | 0 | 0 | 0 | 0 | 0 | 0 | 0 | 0.36673 | 0.36673 | 0.36673 | 0.36673 | 0.36673 | 0.36673 | 0.36673 | 0.36673 | 0.36673 | 0.36673 | 0.36673 | 0.36673 | 0.36673 | 0.36673 | 0.36673 | 0.36673 | 0.36673 | 0.36673 | 0.36673 | 0.36673 | 0.36673 | 0.36673 | 0.36673 | 0.36673 | 0.36673 | 0.36673 | 0.36673 | 0.36673 | 0.36673 | 0.36673 | 0.36673 | 0.36673 | 0.36673 | 0.36673 | 0.36673 | 0.36673 | 0.36673 | 0.36673 | 0.36673 | 0.36673 | 0.36673 | 0.36673 | 0.36673 | 0.36673 | 0.36673 | 0.36673 | 0.36673 | 0.36673 | 0.36673 | 0.36673 | 0 | 0 | 18.3364
Book Depreciation | 0 | 0 | 0 | 0 | 0 | 0 | 0 | 0 | 0 | 0 | 0 | 2.8404 | 2.8404 | 2.8404 | 2.8404 | 2.8404 | 2.8404 | 2.8404 | 2.8404 | 2.8404 | 2.8404 | 2.8404 | 2.8404 | 2.8404 | 2.8404 | 2.8404 | 2.8404 | 2.8404 | 2.8404 | 2.8404 | 2.8404 | 2.8404 | 2.8404 | 2.8404 | 2.8404 | 2.8404 | 2.8404 | 2.8404 | 2.8404 | 2.8404 | 2.8404 | 2.8404 | 2.8404 | 2.8404 | 2.8404 | 2.8404 | 2.8404 | 2.8404 | 2.8404 | 2.8404 | 2.8404 | 2.8404 | 2.8404 | 2.8404 | 2.8404 | 2.8404 | 2.8404 | 2.8404 | 2.8404 | 2.8404 | 2.8404 | 0 | 0 | 142.0217
Property Taxes | 0 | 0 | 0 | 0 | 0 | 0 | 0 | 0 | 0 | 0 | 0 | 5.6809 | 5.6809 | 5.6809 | 5.6809 | 5.6809 | 5.6809 | 5.6809 | 5.6809 | 5.6809 | 5.6809 | 5.6809 | 5.6809 | 5.6809 | 5.6809 | 5.6809 | 5.6809 | 5.6809 | 5.6809 | 5.6809 | 5.6809 | 5.6809 | 5.6809 | 5.6809 | 5.6809 | 5.6809 | 5.6809 | 5.6809 | 5.6809 | 5.6809 | 5.6809 | 5.6809 | 5.6809 | 5.6809 | 5.6809 | 5.6809 | 5.6809 | 5.6809 | 5.6809 | 5.6809 | 5.6809 | 5.6809 | 5.6809 | 5.6809 | 5.6809 | 5.6809 | 5.6809 | 5.6809 | 5.6809 | 5.6809 | 0 | 0 | 0 | 278.3626
Total Expenses | 0 | 0 | 0 | 0 | 0 | 0 | 0 | 0 | 0 | 0 | 0 | 8.888 | 8.888 | 8.888 | 8.888 | 8.888 | 8.888 | 8.888 | 8.888 | 8.888 | 8.888 | 8.888 | 8.888 | 8.888 | 8.888 | 8.888 | 8.888 | 8.888 | 8.888 | 8.888 | 8.888 | 8.888 | 8.888 | 8.888 | 8.888 | 8.888 | 8.888 | 8.888 | 8.888 | 8.888 | 8.888 | 8.888 | 8.888 | 8.888 | 8.888 | 8.888 | 8.888 | 8.888 | 8.888 | 8.888 | 8.888 | 8.888 | 8.888 | 8.888 | 8.888 | 8.888 | 8.888 | 8.888 | 8.888 | 8.888 | 3.2072 | 0 | 0 | 438.7207
REVENUE REQUIREMENT
Net Rate Base | 0 | 0 | 0 | 0 | 0 | 0 | 0 | 0 | 0 | 0 | 0 | 54.9759 | 107.3012 | 102.1277 | 97.1999 | 92.4993 | 88.0091 | 83.7133 | 79.5974 | 75.582 | 71.5807 | 67.5794 | 63.5781 | 59.5768 | 55.5755 | 51.5742 | 47.5729 | 43.5716 | 39.5703 | 35.569 | 31.5677 | 28.0924 | 25.669 | 23.7716 | 21.8742 | 19.9768 | 18.0794 | 16.182 | 14.2846 | 12.3871 | 10.4897 | 8.5923 | 6.6949 | 4.7975 | 2.9001 | 1.0027 | -0.89473 | -2.7921 | -4.6895 | -6.587 | -8.4844 | -10.3818 | -12.2792 | -14.1766 | -16.074 | -17.9714 | -19.8688 | -21.7662 | -23.6636 | -25.5611 | -13.2563 | -0.0028291 | -0.0028291 | 1364.664
ROR | 9.98% | 9.98% | 9.7% | 9.61% | 9.61% | 9.61% | 9.61% | 9.61% | 9.61% | 9.61% | 9.61% | 9.61% | 9.61% | 9.61% | 9.61% | 9.61% | 9.61% | 9.61% | 9.61% | 9.61% | 9.61% | 9.61% | 9.61% | 9.61% | 9.61% | 9.61% | 9.61% | 9.61% | 9.61% | 9.61% | 9.61% | 9.61% | 9.61% | 9.61% | 9.61% | 9.61% | 9.61% | 9.61% | 9.61% | 9.61% | 9.61% | 9.61% | 9.61% | 9.61% | 9.61% | 9.61% | 9.61% | 9.61% | 9.61% | 9.61% | 9.61% | 9.61% | 9.61% | 9.61% | 9.61% | 9.61% | 9.61% | 9.61% | 9.61% | 9.61% | 9.61% | 9.61% | 9.61%
Earnings Base | 0 | 0 | 0 | 0 | 0 | 0 | 0 | 0 | 0 | 0 | 0 | 5.2832 | 10.3116 | 9.8145 | 9.3409 | 8.8892 | 8.4577 | 8.0448 | 7.6493 | 7.2634 | 6.8789 | 6.4944 | 6.1099 | 5.7253 | 5.3408 | 4.9563 | 4.5718 | 4.1872 | 3.8027 | 3.4182 | 3.0337 | 2.6997 | 2.4668 | 2.2845 | 2.1021 | 1.9198 | 1.7374 | 1.5551 | 1.3727 | 1.1904 | 1.0081 | 0.82572 | 0.64338 | 0.46104 | 0.2787 | 0.096358 | -0.085983 | -0.26832 | -0.45067 | -0.63301 | -0.81535 | -0.99769 | -1.18 | -1.3624 | -1.5447 | -1.7271 | -1.9094 | -2.0917 | -2.2741 | -2.4564 | -1.2739 | -0.00027187 | -0.00027187
Earnings - Expense | 0 | 0 | 0 | 0 | 0 | 0 | 0 | 0 | 0 | 0 | 0 | 8.888 | 8.888 | 8.888 | 8.888 | 8.888 | 8.888 | 8.888 | 8.888 | 8.888 | 8.888 | 8.888 | 8.888 | 8.888 | 8.888 | 8.888 | 8.888 | 8.888 | 8.888 | 8.888 | 8.888 | 8.888 | 8.888 | 8.888 | 8.888 | 8.888 | 8.888 | 8.888 | 8.888 | 8.888 | 8.888 | 8.888 | 8.888 | 8.888 | 8.888 | 8.888 | 8.888 | 8.888 | 8.888 | 8.888 | 8.888 | 8.888 | 8.888 | 8.888 | 8.888 | 8.888 | 8.888 | 8.888 | 8.888 | 8.888 | 3.2072 | 0 | 0 | 438.7207
Total Earnings Effect | 0 | 0 | 0 | 0 | 0 | 0 | 0 | 0 | 0 | 0 | 0 | 14.1712 | 19.1997 | 18.7025 | 18.2289 | 17.7772 | 17.3457 | 16.9329 | 16.5373 | 16.1515 | 15.7669 | 15.3824 | 14.9979 | 14.6134 | 14.2288 | 13.8443 | 13.4598 | 13.0753 | 12.6907 | 12.3062 | 11.9217 | 11.5877 | 11.3548 | 11.1725 | 10.9901 | 10.8078 | 10.6255 | 10.4431 | 10.2608 | 10.0784 | 9.8961 | 9.7138 | 9.5314 | 9.3491 | 9.1667 | 8.9844 | 8.802 | 8.6197 | 8.4374 | 8.255 | 8.0727 | 7.8903 | 7.708 | 7.5257 | 7.3433 | 7.161 | 6.9786 | 6.7963 | 6.614 | 6.4316 | 1.9332 | -0.00027187 | -0.00027187
Gross-Up Factor | 1.0354 | 1.0354 | 1.0354 | 1.0298 | 1.0298 | 1.0298 | 1.0298 | 1.0298 | 1.0298 | 1.0298 | 1.0298 | 1.0298 | 1.0298 | 1.0298 | 1.0298 | 1.0298 | 1.0298 | 1.0298 | 1.0298 | 1.0298 | 1.0298 | 1.0298 | 1.0298 | 1.0298 | 1.0298 | 1.0298 | 1.0298 | 1.0298 | 1.0298 | 1.0298 | 1.0298 | 1.0298 | 1.0298 | 1.0298 | 1.0298 | 1.0298 | 1.0298 | 1.0298 | 1.0298 | 1.0298 | 1.0298 | 1.0298 | 1.0298 | 1.0298 | 1.0298 | 1.0298 | 1.0298 | 1.0298 | 1.0298 | 1.0298 | 1.0298 | 1.0298 | 1.0298 | 1.0298 | 1.0298 | 1.0298 | 1.0298 | 1.0298 | 1.0298 | 1.0298 | 1.0298 | 1.0298 | 1.0298
Revenue requirement | 0 | 0 | 0 | 0 | 0 | 0 | 0 | 0 | 0 | 0 | 0 | 14.593 | 19.7711 | 19.2591 | 18.7714 | 18.3063 | 17.8619 | 17.4368 | 17.0295 | 16.6321 | 16.2362 | 15.8402 | 15.4442 | 15.0483 | 14.6523 | 14.2563 | 13.8604 | 13.4644 | 13.0684 | 12.6724 | 12.2765 | 11.9326 | 11.6927 | 11.505 | 11.3172 | 11.1294 | 10.9417 | 10.7539 | 10.5661 | 10.3784 | 10.1906 | 10.0028 | 9.8151 | 9.6273 | 9.4395 | 9.2518 | 9.064 | 8.8762 | 8.6885 | 8.5007 | 8.3129 | 8.1252 | 7.9374 | 7.7496 | 7.5619 | 7.3741 | 7.1863 | 6.9986 | 6.8108 | 6.623 | 1.9908 | -0.00027996 | -0.00027996 | 586.8241
Depreciation Calculations
Tax Depreciation - Federal
Cost of new equipment in service basis | 0 | 0 | 0 | 0 | 0 | 0 | 0 | 0 | 0 | 0 | 0 | 113.6174 | 0 | 0 | 0 | 0 | 0 | 0 | 0 | 0 | 0 | 0 | 0 | 0 | 0 | 0 | 0 | 0 | 0 | 0 | 0 | 0 | 0 | 0 | 0 | 0 | 0 | 0 | 0 | 0 | 0 | 0 | 0 | 0 | 0 | 0 | 0 | 0 | 0 | 0 | 0 | 0 | 0 | 0 | 0 | 0 | 0 | 0 | 0 | 0 | -113.6174
Bonus Depreciation (N/A) | 0 | 0 | 0 | 0 | 0 | 0 | 0 | 0 | 0 | 0 | 0 | 0 | 0 | 0 | 0 | 0 | 0 | 0 | 0 | 0 | 0 | 0 | 0 | 0 | 0 | 0 | 0 | 0 | 0 | 0 | 0 | 0 | 0 | 0 | 0 | 0 | 0 | 0 | 0 | 0 | 0 | 0 | 0 | 0 | 0 | 0 | 0 | 0 | 0 | 0 | 0 | 0 | 0 | 0 | 0 | 0 | 0 | 0 | 0 | 0 | 0
Regular Depreciation basis (Cumulative) | 0 | 0 | 0 | 0 | 0 | 0 | 0 | 0 | 0 | 0 | 0 | 113.6174 | 113.6174 | 113.6174 | 113.6174 | 113.6174 | 113.6174 | 113.6174 | 113.6174 | 113.6174 | 113.6174 | 113.6174 | 113.6174 | 113.6174 | 113.6174 | 113.6174 | 113.6174 | 113.6174 | 113.6174 | 113.6174 | 113.6174 | 113.6174 | 113.6174 | 113.6174 | 113.6174 | 113.6174 | 113.6174 | 113.6174 | 113.6174 | 113.6174 | 113.6174 | 113.6174 | 113.6174 | 113.6174 | 113.6174 | 113.6174 | 113.6174 | 113.6174 | 113.6174 | 113.6174 | 113.6174 | 113.6174 | 113.6174 | 113.6174 | 113.6174 | 113.6174 | 113.6174 | 113.6174 | 113.6174 | 113.6174 | 0 | 0 | 0
RegularDepreciation | [10 empty] | 0 | 4.2607 | 8.202 | 7.5862 | 7.0181 | 6.491 | 6.0047 | 5.5536 | 5.1378 | 5.0696 | 5.0696 | 5.0696 | 5.0696 | 5.0696 | 5.0696 | 5.0696 | 5.0696 | 5.0696 | 5.0696 | 5.0696 | 5.0696 | 2.5348 | [31 empty] | 113.6242
Total Depreciation for year | 0 | 0 | 0 | 0 | 0 | 0 | 0 | 0 | 0 | 0 | 0 | 4.2607 | 8.202 | 7.5862 | 7.0181 | 6.491 | 6.0047 | 5.5536 | 5.1378 | 5.0696 | 5.0696 | 5.0696 | 5.0696 | 5.0696 | 5.0696 | 5.0696 | 5.0696 | 5.0696 | 5.0696 | 5.0696 | 5.0696 | 2.5348 | 0 | 0 | 0 | 0 | 0 | 0 | 0 | 0 | 0 | 0 | 0 | 0 | 0 | 0 | 0 | 0 | 0 | 0 | 0 | 0 | 0 | 0 | 0 | 0 | 0 | 0 | 0 | 0 | 0
Tax Depreciation - State
Cost of new equipment in service basis | 0 | 0 | 0 | 0 | 0 | 0 | 0 | 0 | 0 | 0 | 0 | 113.6174 | 0 | 0 | 0 | 0 | 0 | 0 | 0 | 0 | 0 | 0 | 0 | 0 | 0 | 0 | 0 | 0 | 0 | 0 | 0 | 0 | 0 | 0 | 0 | 0 | 0 | 0 | 0 | 0 | 0 | 0 | 0 | 0 | 0 | 0 | 0 | 0 | 0 | 0 | 0 | 0 | 0 | 0 | 0 | 0 | 0 | 0 | 0 | 0 | -113.6174 | 0 | 0
Bonus Depreciation (N/A) | 0 | 0 | 0 | 0 | 0 | 0 | 0 | 0 | 0 | 0 | 0 | 0 | 0 | 0 | 0 | 0 | 0 | 0 | 0 | 0 | 0 | 0 | 0 | 0 | 0 | 0 | 0 | 0 | 0 | 0 | 0 | 0 | 0 | 0 | 0 | 0 | 0 | 0 | 0 | 0 | 0 | 0 | 0 | 0 | 0 | 0 | 0 | 0 | 0 | 0 | 0 | 0 | 0 | 0 | 0 | 0 | 0 | 0 | 0 | 0 | 0 | 0 | 0
Regular Depreciation basis (Cumulative) | 0 | 0 | 0 | 0 | 0 | 0 | 0 | 0 | 0 | 0 | 0 | 113.6174 | 113.6174 | 113.6174 | 113.6174 | 113.6174 | 113.6174 | 113.6174 | 113.6174 | 113.6174 | 113.6174 | 113.6174 | 113.6174 | 113.6174 | 113.6174 | 113.6174 | 113.6174 | 113.6174 | 113.6174 | 113.6174 | 113.6174 | 113.6174 | 113.6174 | 113.6174 | 113.6174 | 113.6174 | 113.6174 | 113.6174 | 113.6174 | 113.6174 | 113.6174 | 113.6174 | 113.6174 | 113.6174 | 113.6174 | 113.6174 | 113.6174 | 113.6174 | 113.6174 | 113.6174 | 113.6174 | 113.6174 | 113.6174 | 113.6174 | 113.6174 | 113.6174 | 113.6174 | 113.6174 | 113.6174 | 113.6174 | 0 | 0 | 0
RegularDepreciation | 0 | 0 | 0 | 0 | 0 | 0 | 0 | 0 | 0 | 0 | 0 | 4.2607 | 8.202 | 7.5862 | 7.0181 | 6.491 | 6.0047 | 5.5536 | 5.1378 | 5.0696 | 5.0696 | 5.0696 | 5.0696 | 5.0696 | 5.0696 | 5.0696 | 5.0696 | 5.0696 | 5.0696 | 5.0696 | 5.0696 | 2.5348 | 0 | 0 | 0 | 0 | 0 | 0 | 0 | 0 | 0 | 0 | 0 | 0 | 0 | 0 | 0 | 0 | 0 | 0 | 0 | 0 | 0 | 0 | 0 | 0 | 0 | 0 | 0 | 0 | 0 | 0 | 0 | 113.6242
Total Depreciation for year | 0 | 0 | 0 | 0 | 0 | 0 | 0 | 0 | 0 | 0 | 0 | 4.2607 | 8.202 | 7.5862 | 7.0181 | 6.491 | 6.0047 | 5.5536 | 5.1378 | 5.0696 | 5.0696 | 5.0696 | 5.0696 | 5.0696 | 5.0696 | 5.0696 | 5.0696 | 5.0696 | 5.0696 | 5.0696 | 5.0696 | 2.5348 | 0 | 0 | 0 | 0 | 0 | 0 | 0 | 0 | 0 | 0 | 0 | 0 | 0 | 0 | 0 | 0 | 0 | 0 | 0 | 0 | 0 | 0 | 0 | 0 | 0 | 0 | 0 | 0 | 0 | 0 | 0
Book Depreciation with COR
2014 | 0 | 0 | 0 | 0 | 0 | 0 | 0 | 0 | 0 | 0 | 0 | 0 | 0 | 0 | 0 | 0 | 0 | 0 | 0 | 0 | 0 | 0 | 0 | 0 | 0 | 0 | 0 | 0 | 0 | 0 | 0 | 0 | 0 | 0 | 0 | 0 | 0 | 0 | 0 | 0 | 0 | 0 | 0 | 0 | 0 | 0 | 0 | 0 | 0 | 0 | [13 empty] | 0
2015 |  | 0 | 0 | 0 | 0 | 0 | 0 | 0 | 0 | 0 | 0 | 0 | 0 | 0 | 0 | 0 | 0 | 0 | 0 | 0 | 0 | 0 | 0 | 0 | 0 | 0 | 0 | 0 | 0 | 0 | 0 | 0 | 0 | 0 | 0 | 0 | 0 | 0 | 0 | 0 | 0 | 0 | 0 | 0 | 0 | 0 | 0 | 0 | 0 | 0 | 0 | [12 empty] | 0 | check - total PIS
2016 |  |  | 0 | 0 | 0 | 0 | 0 | 0 | 0 | 0 | 0 | 0 | 0 | 0 | 0 | 0 | 0 | 0 | 0 | 0 | 0 | 0 | 0 | 0 | 0 | 0 | 0 | 0 | 0 | 0 | 0 | 0 | 0 | 0 | 0 | 0 | 0 | 0 | 0 | 0 | 0 | 0 | 0 | 0 | 0 | 0 | 0 | 0 | 0 | 0 | 0 | 0 | [11 empty] | 0 | 0
2017 |  |  |  | 0 | 0 | 0 | 0 | 0 | 0 | 0 | 0 | 0 | 0 | 0 | 0 | 0 | 0 | 0 | 0 | 0 | 0 | 0 | 0 | 0 | 0 | 0 | 0 | 0 | 0 | 0 | 0 | 0 | 0 | 0 | 0 | 0 | 0 | 0 | 0 | 0 | 0 | 0 | 0 | 0 | 0 | 0 | 0 | 0 | 0 | 0 | 0 | 0 | 0 | [10 empty] | 0 | 0
2018 |  |  |  |  | 0 | 0 | 0 | 0 | 0 | 0 | 0 | 0 | 0 | 0 | 0 | 0 | 0 | 0 | 0 | 0 | 0 | 0 | 0 | 0 | 0 | 0 | 0 | 0 | 0 | 0 | 0 | 0 | 0 | 0 | 0 | 0 | 0 | 0 | 0 | 0 | 0 | 0 | 0 | 0 | 0 | 0 | 0 | 0 | 0 | 0 | 0 | 0 | 0 | 0 | [9 empty] | 0
2019 | [5 empty] | 0 | 0 | 0 | 0 | 0 | 0 | 0 | 0 | 0 | 0 | 0 | 0 | 0 | 0 | 0 | 0 | 0 | 0 | 0 | 0 | 0 | 0 | 0 | 0 | 0 | 0 | 0 | 0 | 0 | 0 | 0 | 0 | 0 | 0 | 0 | 0 | 0 | 0 | 0 | 0 | 0 | 0 | 0 | 0 | 0 | 0 | 0 | 0 | 0 | 0 | [8 empty] | 0 | 0
2020 | [6 empty] | 0 | 0 | 0 | 0 | 0 | 0 | 0 | 0 | 0 | 0 | 0 | 0 | 0 | 0 | 0 | 0 | 0 | 0 | 0 | 0 | 0 | 0 | 0 | 0 | 0 | 0 | 0 | 0 | 0 | 0 | 0 | 0 | 0 | 0 | 0 | 0 | 0 | 0 | 0 | 0 | 0 | 0 | 0 | 0 | 0 | 0 | 0 | 0 | 0 | 0 | [7 empty] | 0
2021 | [7 empty] | 0 | 0 | 0 | 0 | 0 | 0 | 0 | 0 | 0 | 0 | 0 | 0 | 0 | 0 | 0 | 0 | 0 | 0 | 0 | 0 | 0 | 0 | 0 | 0 | 0 | 0 | 0 | 0 | 0 | 0 | 0 | 0 | 0 | 0 | 0 | 0 | 0 | 0 | 0 | 0 | 0 | 0 | 0 | 0 | 0 | 0 | 0 | 0 | 0 | 0 | [6 empty] | 0
2022 | [8 empty] | 0 | 0 | 0 | 0 | 0 | 0 | 0 | 0 | 0 | 0 | 0 | 0 | 0 | 0 | 0 | 0 | 0 | 0 | 0 | 0 | 0 | 0 | 0 | 0 | 0 | 0 | 0 | 0 | 0 | 0 | 0 | 0 | 0 | 0 | 0 | 0 | 0 | 0 | 0 | 0 | 0 | 0 | 0 | 0 | 0 | 0 | 0 | 0 | 0 | 0 | [5 empty] | 0
2023 | [9 empty] | 0 | 0 | 0 | 0 | 0 | 0 | 0 | 0 | 0 | 0 | 0 | 0 | 0 | 0 | 0 | 0 | 0 | 0 | 0 | 0 | 0 | 0 | 0 | 0 | 0 | 0 | 0 | 0 | 0 | 0 | 0 | 0 | 0 | 0 | 0 | 0 | 0 | 0 | 0 | 0 | 0 | 0 | 0 | 0 | 0 | 0 | 0 | 0 | 0 | 0 |  |  |  |  | 0
2024 | [10 empty] | 0 | 0 | 0 | 0 | 0 | 0 | 0 | 0 | 0 | 0 | 0 | 0 | 0 | 0 | 0 | 0 | 0 | 0 | 0 | 0 | 0 | 0 | 0 | 0 | 0 | 0 | 0 | 0 | 0 | 0 | 0 | 0 | 0 | 0 | 0 | 0 | 0 | 0 | 0 | 0 | 0 | 0 | 0 | 0 | 0 | 0 | 0 | 0 | 0 | 0 |  |  |  | 0 | 0
2025 | [11 empty] | 2.8404 | 2.8404 | 2.8404 | 2.8404 | 2.8404 | 2.8404 | 2.8404 | 2.8404 | 2.8404 | 2.8404 | 2.8404 | 2.8404 | 2.8404 | 2.8404 | 2.8404 | 2.8404 | 2.8404 | 2.8404 | 2.8404 | 2.8404 | 2.8404 | 2.8404 | 2.8404 | 2.8404 | 2.8404 | 2.8404 | 2.8404 | 2.8404 | 2.8404 | 2.8404 | 2.8404 | 2.8404 | 2.8404 | 2.8404 | 2.8404 | 2.8404 | 2.8404 | 2.8404 | 2.8404 | 2.8404 | 2.8404 | 2.8404 | 2.8404 | 2.8404 | 2.8404 | 2.8404 | 2.8404 | 2.8404 | 2.8404 | 2.8404 |  |  | 142.0217 | 142.0217
2026 | [12 empty] | 0 | 0 | 0 | 0 | 0 | 0 | 0 | 0 | 0 | 0 | 0 | 0 | 0 | 0 | 0 | 0 | 0 | 0 | 0 | 0 | 0 | 0 | 0 | 0 | 0 | 0 | 0 | 0 | 0 | 0 | 0 | 0 | 0 | 0 | 0 | 0 | 0 | 0 | 0 | 0 | 0 | 0 | 0 | 0 | 0 | 0 | 0 | 0 | 0 | 0 |  | 0
| 0 | 0 | 0 | 0 | 0 | 0 | 0 | 0 | 0 | 0 | 0 | 2.8404 | 2.8404 | 2.8404 | 2.8404 | 2.8404 | 2.8404 | 2.8404 | 2.8404 | 2.8404 | 2.8404 | 2.8404 | 2.8404 | 2.8404 | 2.8404 | 2.8404 | 2.8404 | 2.8404 | 2.8404 | 2.8404 | 2.8404 | 2.8404 | 2.8404 | 2.8404 | 2.8404 | 2.8404 | 2.8404 | 2.8404 | 2.8404 | 2.8404 | 2.8404 | 2.8404 | 2.8404 | 2.8404 | 2.8404 | 2.8404 | 2.8404 | 2.8404 | 2.8404 | 2.8404 | 2.8404 | 2.8404 | 2.8404 | 2.8404 | 2.8404 | 2.8404 | 2.8404 | 2.8404 | 2.8404 | 2.8404 | 2.8404 | 0 | 0 | 142.0217
Book Depreciation- excl. Salvage
2014 | 0 | 0 | 0 | 0 | 0 | 0 | 0 | 0 | 0 | 0 | 0 | 0 | 0 | 0 | 0 | 0 | 0 | 0 | 0 | 0 | 0 | 0 | 0 | 0 | 0 |  |  | 0 | 0 | 0 | 0 | 0 | 0 | 0 | 0 | 0 | 0 | 0 | 0 | 0 | 0 | 0 | 0 | 0 | 0 | 0 | 0 | 0 | 0 | 0 | 0 | 0 | [11 empty] | 0
2015 |  | 0 | 0 | 0 | 0 | 0 | 0 | 0 | 0 | 0 | 0 | 0 | 0 | 0 | 0 | 0 | 0 | 0 | 0 | 0 | 0 | 0 | 0 | 0 | 0 | 0 |  | 0 | 0 | 0 | 0 | 0 | 0 | 0 | 0 | 0 | 0 | 0 | 0 | 0 | 0 | 0 | 0 | 0 | 0 | 0 | 0 | 0 | 0 | 0 | 0 | 0 | [11 empty] | 0 | check - total PIS
2016 |  |  | 0 | 0 | 0 | 0 | 0 | 0 | 0 | 0 | 0 | 0 | 0 | 0 | 0 | 0 | 0 | 0 | 0 | 0 | 0 | 0 | 0 | 0 | 0 | 0 | 0 | 0 | 0 | 0 | 0 | 0 | 0 | 0 | 0 | 0 | 0 | 0 | 0 | 0 | 0 | 0 | 0 | 0 | 0 | 0 | 0 | 0 | 0 | 0 | 0 | 0 | [11 empty] | 0 | 0
2017 |  |  |  | 0 | 0 | 0 | 0 | 0 | 0 | 0 | 0 | 0 | 0 | 0 | 0 | 0 | 0 | 0 | 0 | 0 | 0 | 0 | 0 | 0 | 0 | 0 | 0 | 0 | 0 | 0 | 0 | 0 | 0 | 0 | 0 | 0 | 0 | 0 | 0 | 0 | 0 | 0 | 0 | 0 | 0 | 0 | 0 | 0 | 0 | 0 | 0 | 0 | 0 | [10 empty] | 0 | 0
2018 |  |  |  |  | 0 | 0 | 0 | 0 | 0 | 0 | 0 | 0 | 0 | 0 | 0 | 0 | 0 | 0 | 0 | 0 | 0 | 0 | 0 | 0 | 0 | 0 | 0 | 0 | 0 | 0 | 0 | 0 | 0 | 0 | 0 | 0 | 0 | 0 | 0 | 0 | 0 | 0 | 0 | 0 | 0 | 0 | 0 | 0 | 0 | 0 | 0 | 0 | 0 | 0 | [9 empty] | 0
2019 | [5 empty] | 0 | 0 | 0 | 0 | 0 | 0 | 0 | 0 | 0 | 0 | 0 | 0 | 0 | 0 | 0 | 0 | 0 | 0 | 0 | 0 | 0 | 0 | 0 | 0 | 0 | 0 | 0 | 0 | 0 | 0 | 0 | 0 | 0 | 0 | 0 | 0 | 0 | 0 | 0 | 0 | 0 | 0 | 0 | 0 | 0 | 0 | 0 | 0 | 0 | 0 | [8 empty] | 0 | 0
2020 | [6 empty] | 0 | 0 | 0 | 0 | 0 | 0 | 0 | 0 | 0 | 0 | 0 | 0 | 0 | 0 | 0 | 0 | 0 | 0 | 0 | 0 | 0 | 0 | 0 | 0 | 0 | 0 | 0 | 0 | 0 | 0 | 0 | 0 | 0 | 0 | 0 | 0 | 0 | 0 | 0 | 0 | 0 | 0 | 0 | 0 | 0 | 0 | 0 | 0 | 0 | 0 | [7 empty] | 0
2021 | [7 empty] | 0 | 0 | 0 | 0 | 0 | 0 | 0 | 0 | 0 | 0 | 0 | 0 | 0 | 0 | 0 | 0 | 0 | 0 | 0 | 0 | 0 | 0 | 0 | 0 | 0 | 0 | 0 | 0 | 0 | 0 | 0 | 0 | 0 | 0 | 0 | 0 | 0 | 0 | 0 | 0 | 0 | 0 | 0 | 0 | 0 | 0 | 0 | 0 | 0 | 0 | [6 empty] | 0
2022 | [8 empty] | 0 | 0 | 0 | 0 | 0 | 0 | 0 | 0 | 0 | 0 | 0 | 0 | 0 | 0 | 0 | 0 | 0 | 0 | 0 | 0 | 0 | 0 | 0 | 0 | 0 | 0 | 0 | 0 | 0 | 0 | 0 | 0 | 0 | 0 | 0 | 0 | 0 | 0 | 0 | 0 | 0 | 0 | 0 | 0 | 0 | 0 | 0 | 0 | 0 | 0 | [5 empty] | 0
2023 | [9 empty] | 0 | 0 | 0 | 0 | 0 | 0 | 0 | 0 | 0 | 0 | 0 | 0 | 0 | 0 | 0 | 0 | 0 | 0 | 0 | 0 | 0 | 0 | 0 | 0 | 0 | 0 | 0 | 0 | 0 | 0 | 0 | 0 | 0 | 0 | 0 | 0 | 0 | 0 | 0 | 0 | 0 | 0 | 0 | 0 | 0 | 0 | 0 | 0 | 0 | 0 |  |  |  |  | 0
2024 | [10 empty] | 0 | 0 | 0 | 0 | 0 | 0 | 0 | 0 | 0 | 0 | 0 | 0 | 0 | 0 | 0 | 0 | 0 | 0 | 0 | 0 | 0 | 0 | 0 | 0 | 0 | 0 | 0 | 0 | 0 | 0 | 0 | 0 | 0 | 0 | 0 | 0 | 0 | 0 | 0 | 0 | 0 | 0 | 0 | 0 | 0 | 0 | 0 | 0 | 0 | 0 |  |  |  | 0 | 0
2025 | [11 empty] | 2.2723 | 2.2723 | 2.2723 | 2.2723 | 2.2723 | 2.2723 | 2.2723 | 2.2723 | 2.2723 | 2.2723 | 2.2723 | 2.2723 | 2.2723 | 2.2723 | 2.2723 | 2.2723 | 2.2723 | 2.2723 | 2.2723 | 2.2723 | 2.2723 | 2.2723 | 2.2723 | 2.2723 | 2.2723 | 2.2723 | 2.2723 | 2.2723 | 2.2723 | 2.2723 | 2.2723 | 2.2723 | 2.2723 | 2.2723 | 2.2723 | 2.2723 | 2.2723 | 2.2723 | 2.2723 | 2.2723 | 2.2723 | 2.2723 | 2.2723 | 2.2723 | 2.2723 | 2.2723 | 2.2723 | 2.2723 | 2.2723 | 2.2723 |  |  | 113.6174 | 113.6174
2026 | [12 empty] | 0 | 0 | 0 | 0 | 0 | 0 | 0 | 0 | 0 | 0 | 0 | 0 | 0 | 0 | 0 | 0 | 0 | 0 | 0 | 0 | 0 | 0 | 0 | 0 | 0 | 0 | 0 | 0 | 0 | 0 | 0 | 0 | 0 | 0 | 0 | 0 | 0 | 0 | 0 | 0 | 0 | 0 | 0 | 0 | 0 | 0 | 0 | 0 | 0 | 0 |  | 0 | 0
| 0 | 0 | 0 | 0 | 0 | 0 | 0 | 0 | 0 | 0 | 0 | 2.2723 | 2.2723 | 2.2723 | 2.2723 | 2.2723 | 2.2723 | 2.2723 | 2.2723 | 2.2723 | 2.2723 | 2.2723 | 2.2723 | 2.2723 | 2.2723 | 2.2723 | 2.2723 | 2.2723 | 2.2723 | 2.2723 | 2.2723 | 2.2723 | 2.2723 | 2.2723 | 2.2723 | 2.2723 | 2.2723 | 2.2723 | 2.2723 | 2.2723 | 2.2723 | 2.2723 | 2.2723 | 2.2723 | 2.2723 | 2.2723 | 2.2723 | 2.2723 | 2.2723 | 2.2723 | 2.2723 | 2.2723 | 2.2723 | 2.2723 | 2.2723 | 2.2723 | 2.2723 | 2.2723 | 2.2723 | 2.2723 | 2.2723 | 0 | 0 | 113.6174
Note on A50: Lee, Betty: rate base does not include CWIP b/c the CapEx dollars include an AFUDC component in it already

## 4e-2017
Project No. | 4d
Project Desc. | NEW Gowanus Expansion
Book Life | 50
Tax Life | 20N
Salvage Rate | -25%
| 2014 | 2015 | 2016 | 2017 | 2018 | 2019 | 2020 | 2021 | 2022 | 2023 | 2024 | 2025 | 2026 | 2027 | 2028 | 2029 | 2030 | 2031 | 2032 | 2033 | 2034 | 2035 | 2036 | 2037 | 2038 | 2039 | 2040 | 2041 | 2042 | 2043 | 2044 | 2045 | 2046 | 2047 | 2048 | 2049 | 2050 | 2051 | 2052 | 2053 | 2054 | 2055 | 2056 | 2057 | 2058 | 2059 | 2060 | 2061 | 2062 | 2063 | 2064 | 2065 | 2066 | 2067 | 2068 | 2069 | 2070 | 2071 | 2072 | 2073 | 2074 | 2075 | 2076
Closing to Plant (Y/N) | N | N | N | N | N | N | N | N | N | N | N | N | N | N | N | N | N | N | N | N | N | N | N | N | N | N | N | N | N | N | N | N | N | N | N | N | N | N | N | N | N | N | N | N | N | N | N | N | N | N | N | N | N | N | N | N | N | N | N | N | N | N | N | Total
CWIP
Beginning of Period | 0 | 0 | 0 | 0 | 0 | 0 | 0 | 0 | 0 | 0 | 0 | 0 | 0 | 0 | 0 | 0 | 0 | 0 | 0 | 0 | 0 | 0 | 0 | 0 | 0 | 0 | 0 | 0 | 0 | 0 | 0 | 0 | 0 | 0 | 0 | 0 | 0 | 0 | 0 | 0 | 0 | 0 | 0 | 0 | 0 | 0 | 0 | 0 | 0 | 0 | 0 | 0 | 0 | 0 | 0 | 0 | 0 | 0 | 0 | 0 | 0 | 0 | 0
Activity
Capex | 0 | 0 | 0 | 0 | 0 | 0 | 0 | 0 | 0 | 0 | 0 | 0 | 0 | [50 empty] | 0
Closings to Plant |  |  |  | 0 | [6 empty] | 0 | [52 empty] | 0
End of Period | 0 | 0 | 0 | 0 | 0 | 0 | 0 | 0 | 0 | 0 | 0 | 0 | 0 | 0 | 0 | 0 | 0 | 0 | 0 | 0 | 0 | 0 | 0 | 0 | 0 | 0 | 0 | 0 | 0 | 0 | 0 | 0 | 0 | 0 | 0 | 0 | 0 | 0 | 0 | 0 | 0 | 0 | 0 | 0 | 0 | 0 | 0 | 0 | 0 | 0 | 0 | 0 | 0 | 0 | 0 | 0 | 0 | 0 | 0 | 0 | 0 | 0 | 0
Average | 0 | 0 | 0 | 0 | 0 | 0 | 0 | 0 | 0 | 0 | 0 | 0 | 0 | 0 | 0 | 0 | 0 | 0 | 0 | 0 | 0 | 0 | 0 | 0 | 0 | 0 | 0 | 0 | 0 | 0 | 0 | 0 | 0 | 0 | 0 | 0 | 0 | 0 | 0 | 0 | 0 | 0 | 0 | 0 | 0 | 0 | 0 | 0 | 0 | 0 | 0 | 0 | 0 | 0 | 0 | 0 | 0 | 0 | 0 | 0 | 0 | 0 | 0
Plant in Service
Beginning of Period | 0 | 0 | 0 | 0 | 0 | 0 | 0 | 0 | 0 | 0 | 0 | 0 | 0 | 0 | 0 | 0 | 0 | 0 | 0 | 0 | 0 | 0 | 0 | 0 | 0 | 0 | 0 | 0 | 0 | 0 | 0 | 0 | 0 | 0 | 0 | 0 | 0 | 0 | 0 | 0 | 0 | 0 | 0 | 0 | 0 | 0 | 0 | 0 | 0 | 0 | 0 | 0 | 0 | 0 | 0 | 0 | 0 | 0 | 0 | 0 | 0 | 0 | 0
Activity | 0 | 0 | 0 | 0 | 0 | 0 | 0 | 0 | 0 | 0 | 0 | 0 | 0 | 0 | 0 | 0 | 0 | 0 | 0 | 0 | 0 | 0 | 0 | 0 | 0 | 0 | 0 | 0 | 0 | 0 | 0 | 0 | 0 | 0 | 0 | 0 | 0 | 0 | 0 | 0 | 0 | 0 | 0 | 0 | 0 | 0 | 0 | 0 | 0 | 0 | 0 | 0 | 0 | 0 | 0 | 0 | 0 | 0 | 0 | 0 | 0 | 0 | 0 | 0
End of Period | 0 | 0 | 0 | 0 | 0 | 0 | 0 | 0 | 0 | 0 | 0 | 0 | 0 | 0 | 0 | 0 | 0 | 0 | 0 | 0 | 0 | 0 | 0 | 0 | 0 | 0 | 0 | 0 | 0 | 0 | 0 | 0 | 0 | 0 | 0 | 0 | 0 | 0 | 0 | 0 | 0 | 0 | 0 | 0 | 0 | 0 | 0 | 0 | 0 | 0 | 0 | 0 | 0 | 0 | 0 | 0 | 0 | 0 | 0 | 0 | 0 | 0 | 0
Average | 0 | 0 | 0 | 0 | 0 | 0 | 0 | 0 | 0 | 0 | 0 | 0 | 0 | 0 | 0 | 0 | 0 | 0 | 0 | 0 | 0 | 0 | 0 | 0 | 0 | 0 | 0 | 0 | 0 | 0 | 0 | 0 | 0 | 0 | 0 | 0 | 0 | 0 | 0 | 0 | 0 | 0 | 0 | 0 | 0 | 0 | 0 | 0 | 0 | 0 | 0 | 0 | 0 | 0 | 0 | 0 | 0 | 0 | 0 | 0 | 0 | 0 | 0
Tax Depreciation
Beginning of Period | 0 | 0 | 0 | 0 | 0 | 0 | 0 | 0 | 0 | 0 | 0 | 0 | 0 | 0 | 0 | 0 | 0 | 0 | 0 | 0 | 0 | 0 | 0 | 0 | 0 | 0 | 0 | 0 | 0 | 0 | 0 | 0 | 0 | 0 | 0 | 0 | 0 | 0 | 0 | 0 | 0 | 0 | 0 | 0 | 0 | 0 | 0 | 0 | 0 | 0 | 0 | 0 | 0 | 0 | 0 | 0 | 0 | 0 | 0 | 0 | 0 | 0 | 0
Federal | 0 | 0 | 0 | 0 | 0 | 0 | 0 | 0 | 0 | 0 | 0 | 0 | 0 | 0 | 0 | 0 | 0 | 0 | 0 | 0 | 0 | 0 | 0 | 0 | 0 | 0 | 0 | 0 | 0 | 0 | 0 | 0 | 0 | 0 | 0 | 0 | 0 | 0 | 0 | 0 | 0 | 0 | 0 | 0 | 0 | 0 | 0 | 0 | 0 | 0 | 0 | 0 | 0 | 0 | 0 | 0 | 0 | 0 | 0 | 0 | 0 | 0 | 0 | 0
State | 0 | 0 | 0 | 0 | 0 | 0 | 0 | 0 | 0 | 0 | 0 | 0 | 0 | 0 | 0 | 0 | 0 | 0 | 0 | 0 | 0 | 0 | 0 | 0 | 0 | 0 | 0 | 0 | 0 | 0 | 0 | 0 | 0 | 0 | 0 | 0 | 0 | 0 | 0 | 0 | 0 | 0 | 0 | 0 | 0 | 0 | 0 | 0 | 0 | 0 | 0 | 0 | 0 | 0 | 0 | 0 | 0 | 0 | 0 | 0 | 0 | 0 | 0 | 0
End of Period | 0 | 0 | 0 | 0 | 0 | 0 | 0 | 0 | 0 | 0 | 0 | 0 | 0 | 0 | 0 | 0 | 0 | 0 | 0 | 0 | 0 | 0 | 0 | 0 | 0 | 0 | 0 | 0 | 0 | 0 | 0 | 0 | 0 | 0 | 0 | 0 | 0 | 0 | 0 | 0 | 0 | 0 | 0 | 0 | 0 | 0 | 0 | 0 | 0 | 0 | 0 | 0 | 0 | 0 | 0 | 0 | 0 | 0 | 0 | 0 | 0 | 0 | 0
Average | 0 | 0 | 0 | 0 | 0 | 0 | 0 | 0 | 0 | 0 | 0 | 0 | 0 | 0 | 0 | 0 | 0 | 0 | 0 | 0 | 0 | 0 | 0 | 0 | 0 | 0 | 0 | 0 | 0 | 0 | 0 | 0 | 0 | 0 | 0 | 0 | 0 | 0 | 0 | 0 | 0 | 0 | 0 | 0 | 0 | 0 | 0 | 0 | 0 | 0 | 0 | 0 | 0 | 0 | 0 | 0 | 0 | 0 | 0 | 0 | 0 | 0 | 0
Book Depreciation with COR
Beginning of Period | 0 | 0 | 0 | 0 | 0 | 0 | 0 | 0 | 0 | 0 | 0 | 0 | 0 | 0 | 0 | 0 | 0 | 0 | 0 | 0 | 0 | 0 | 0 | 0 | 0 | 0 | 0 | 0 | 0 | 0 | 0 | 0 | 0 | 0 | 0 | 0 | 0 | 0 | 0 | 0 | 0 | 0 | 0 | 0 | 0 | 0 | 0 | 0 | 0 | 0 | 0 | 0 | 0 | 0 | 0 | 0 | 0 | 0 | 0 | 0 | 0 | 0 | 0
Activity | 0 | 0 | 0 | 0 | 0 | 0 | 0 | 0 | 0 | 0 | 0 | 0 | 0 | 0 | 0 | 0 | 0 | 0 | 0 | 0 | 0 | 0 | 0 | 0 | 0 | 0 | 0 | 0 | 0 | 0 | 0 | 0 | 0 | 0 | 0 | 0 | 0 | 0 | 0 | 0 | 0 | 0 | 0 | 0 | 0 | 0 | 0 | 0 | 0 | 0 | 0 | 0 | 0 | 0 | 0 | 0 | 0 | 0 | 0 | 0 | 0 | 0 | 0 | 0
Book Depreciation Related to Retired PIS | [49 empty] | 0 | 0 | 0 | 0 | 0 | 0 | 0 | 0 | 0 | 0 | 0 | 0 | 0 |  | 0
End of Period | 0 | 0 | 0 | 0 | 0 | 0 | 0 | 0 | 0 | 0 | 0 | 0 | 0 | 0 | 0 | 0 | 0 | 0 | 0 | 0 | 0 | 0 | 0 | 0 | 0 | 0 | 0 | 0 | 0 | 0 | 0 | 0 | 0 | 0 | 0 | 0 | 0 | 0 | 0 | 0 | 0 | 0 | 0 | 0 | 0 | 0 | 0 | 0 | 0 | 0 | 0 | 0 | 0 | 0 | 0 | 0 | 0 | 0 | 0 | 0 | 0 | 0 | 0
Average | 0 | 0 | 0 | 0 | 0 | 0 | 0 | 0 | 0 | 0 | 0 | 0 | 0 | 0 | 0 | 0 | 0 | 0 | 0 | 0 | 0 | 0 | 0 | 0 | 0 | 0 | 0 | 0 | 0 | 0 | 0 | 0 | 0 | 0 | 0 | 0 | 0 | 0 | 0 | 0 | 0 | 0 | 0 | 0 | 0 | 0 | 0 | 0 | 0 | 0 | 0 | 0 | 0 | 0 | 0 | 0 | 0 | 0 | 0 | 0 | 0 | 0 | 0
Federal Deferred Tax Balance, Net of Tax
Beginning of Period | 0 | 0 | 0 | 0 | 0 | 0 | 0 | 0 | 0 | 0 | 0 | 0 | 0 | 0 | 0 | 0 | 0 | 0 | 0 | 0 | 0 | 0 | 0 | 0 | 0 | 0 | 0 | 0 | 0 | 0 | 0 | 0 | 0 | 0 | 0 | 0 | 0 | 0 | 0 | 0 | 0 | 0 | 0 | 0 | 0 | 0 | 0 | 0 | 0 | 0 | 0 | 0 | 0 | 0 | 0 | 0 | 0 | 0 | 0 | 0 | 0 | 0 | 0
Activity | 0 | 0 | 0 | 0 | 0 | 0 | 0 | 0 | 0 | 0 | 0 | 0 | 0 | 0 | 0 | 0 | 0 | 0 | 0 | 0 | 0 | 0 | 0 | 0 | 0 | 0 | 0 | 0 | 0 | 0 | 0 | 0 | 0 | 0 | 0 | 0 | 0 | 0 | 0 | 0 | 0 | 0 | 0 | 0 | 0 | 0 | 0 | 0 | 0 | 0 | 0 | 0 | 0 | 0 | 0 | 0 | 0 | 0 | 0 | 0 | 0 | 0 | 0 | 0
End of Period | 0 | 0 | 0 | 0 | 0 | 0 | 0 | 0 | 0 | 0 | 0 | 0 | 0 | 0 | 0 | 0 | 0 | 0 | 0 | 0 | 0 | 0 | 0 | 0 | 0 | 0 | 0 | 0 | 0 | 0 | 0 | 0 | 0 | 0 | 0 | 0 | 0 | 0 | 0 | 0 | 0 | 0 | 0 | 0 | 0 | 0 | 0 | 0 | 0 | 0 | 0 | 0 | 0 | 0 | 0 | 0 | 0 | 0 | 0 | 0 | 0 | 0 | 0
Average | 0 | 0 | 0 | 0 | 0 | 0 | 0 | 0 | 0 | 0 | 0 | 0 | 0 | 0 | 0 | 0 | 0 | 0 | 0 | 0 | 0 | 0 | 0 | 0 | 0 | 0 | 0 | 0 | 0 | 0 | 0 | 0 | 0 | 0 | 0 | 0 | 0 | 0 | 0 | 0 | 0 | 0 | 0 | 0 | 0 | 0 | 0 | 0 | 0 | 0 | 0 | 0 | 0 | 0 | 0 | 0 | 0 | 0 | 0 | 0 | 0 | 0 | 0
State Deferred Tax Balance
Beginning of Period | 0 | 0 | 0 | 0 | 0 | 0 | 0 | 0 | 0 | 0 | 0 | 0 | 0 | 0 | 0 | 0 | 0 | 0 | 0 | 0 | 0 | 0 | 0 | 0 | 0 | 0 | 0 | 0 | 0 | 0 | 0 | 0 | 0 | 0 | 0 | 0 | 0 | 0 | 0 | 0 | 0 | 0 | 0 | 0 | 0 | 0 | 0 | 0 | 0 | 0 | 0 | 0 | 0 | 0 | 0 | 0 | 0 | 0 | 0 | 0 | 0 | 0 | 0
Activity | 0 | 0 | 0 | 0 | 0 | 0 | 0 | 0 | 0 | 0 | 0 | 0 | 0 | 0 | 0 | 0 | 0 | 0 | 0 | 0 | 0 | 0 | 0 | 0 | 0 | 0 | 0 | 0 | 0 | 0 | 0 | 0 | 0 | 0 | 0 | 0 | 0 | 0 | 0 | 0 | 0 | 0 | 0 | 0 | 0 | 0 | 0 | 0 | 0 | 0 | 0 | 0 | 0 | 0 | 0 | 0 | 0 | 0 | 0 | 0 | 0 | 0 | 0 | 0
End of Period | 0 | 0 | 0 | 0 | 0 | 0 | 0 | 0 | 0 | 0 | 0 | 0 | 0 | 0 | 0 | 0 | 0 | 0 | 0 | 0 | 0 | 0 | 0 | 0 | 0 | 0 | 0 | 0 | 0 | 0 | 0 | 0 | 0 | 0 | 0 | 0 | 0 | 0 | 0 | 0 | 0 | 0 | 0 | 0 | 0 | 0 | 0 | 0 | 0 | 0 | 0 | 0 | 0 | 0 | 0 | 0 | 0 | 0 | 0 | 0 | 0 | 0 | 0
Average | 0 | 0 | 0 | 0 | 0 | 0 | 0 | 0 | 0 | 0 | 0 | 0 | 0 | 0 | 0 | 0 | 0 | 0 | 0 | 0 | 0 | 0 | 0 | 0 | 0 | 0 | 0 | 0 | 0 | 0 | 0 | 0 | 0 | 0 | 0 | 0 | 0 | 0 | 0 | 0 | 0 | 0 | 0 | 0 | 0 | 0 | 0 | 0 | 0 | 0 | 0 | 0 | 0 | 0 | 0 | 0 | 0 | 0 | 0 | 0 | 0 | 0 | 0
Net Rate Base - Average | 0 | 0 | 0 | 0 | 0 | 0 | 0 | 0 | 0 | 0 | 0 | 0 | 0 | 0 | 0 | 0 | 0 | 0 | 0 | 0 | 0 | 0 | 0 | 0 | 0 | 0 | 0 | 0 | 0 | 0 | 0 | 0 | 0 | 0 | 0 | 0 | 0 | 0 | 0 | 0 | 0 | 0 | 0 | 0 | 0 | 0 | 0 | 0 | 0 | 0 | 0 | 0 | 0 | 0 | 0 | 0 | 0 | 0 | 0 | 0 | 0 | 0 | 0
EXPENSES
Income Tax - Removal Cost | 0 | 0 | 0 | 0 | 0 | 0 | 0 | 0 | 0 | 0 | 0 | 0 | 0 | 0 | 0 | 0 | 0 | 0 | 0 | 0 | 0 | 0 | 0 | 0 | 0 | 0 | 0 | 0 | 0 | 0 | 0 | 0 | 0 | 0 | 0 | 0 | 0 | 0 | 0 | 0 | 0 | 0 | 0 | 0 | 0 | 0 | 0 | 0 | 0 | 0 | 0 | 0 | 0 | 0 | 0 | 0 | 0 | 0 | 0 | 0 | 0 | 0 | 0 | 0
Book Depreciation | 0 | 0 | 0 | 0 | 0 | 0 | 0 | 0 | 0 | 0 | 0 | 0 | 0 | 0 | 0 | 0 | 0 | 0 | 0 | 0 | 0 | 0 | 0 | 0 | 0 | 0 | 0 | 0 | 0 | 0 | 0 | 0 | 0 | 0 | 0 | 0 | 0 | 0 | 0 | 0 | 0 | 0 | 0 | 0 | 0 | 0 | 0 | 0 | 0 | 0 | 0 | 0 | 0 | 0 | 0 | 0 | 0 | 0 | 0 | 0 | 0 | 0 | 0 | 0
Property Taxes | 0 | 0 | 0 | 0 | 0 | 0 | 0 | 0 | 0 | 0 | 0 | 0 | 0 | 0 | 0 | 0 | 0 | 0 | 0 | 0 | 0 | 0 | 0 | 0 | 0 | 0 | 0 | 0 | 0 | 0 | 0 | 0 | 0 | 0 | 0 | 0 | 0 | 0 | 0 | 0 | 0 | 0 | 0 | 0 | 0 | 0 | 0 | 0 | 0 | 0 | 0 | 0 | 0 | 0 | 0 | 0 | 0 | 0 | 0 | 0 | 0 | 0 | 0 | 0
Total Expenses | 0 | 0 | 0 | 0 | 0 | 0 | 0 | 0 | 0 | 0 | 0 | 0 | 0 | 0 | 0 | 0 | 0 | 0 | 0 | 0 | 0 | 0 | 0 | 0 | 0 | 0 | 0 | 0 | 0 | 0 | 0 | 0 | 0 | 0 | 0 | 0 | 0 | 0 | 0 | 0 | 0 | 0 | 0 | 0 | 0 | 0 | 0 | 0 | 0 | 0 | 0 | 0 | 0 | 0 | 0 | 0 | 0 | 0 | 0 | 0 | 0 | 0 | 0 | 0
REVENUE REQUIREMENT
Net Rate Base | 0 | 0 | 0 | 0 | 0 | 0 | 0 | 0 | 0 | 0 | 0 | 0 | 0 | 0 | 0 | 0 | 0 | 0 | 0 | 0 | 0 | 0 | 0 | 0 | 0 | 0 | 0 | 0 | 0 | 0 | 0 | 0 | 0 | 0 | 0 | 0 | 0 | 0 | 0 | 0 | 0 | 0 | 0 | 0 | 0 | 0 | 0 | 0 | 0 | 0 | 0 | 0 | 0 | 0 | 0 | 0 | 0 | 0 | 0 | 0 | 0 | 0 | 0 | 0
ROR | 9.98% | 9.98% | 9.7% | 9.61% | 9.61% | 9.61% | 9.61% | 9.61% | 9.61% | 9.61% | 9.61% | 9.61% | 9.61% | 9.61% | 9.61% | 9.61% | 9.61% | 9.61% | 9.61% | 9.61% | 9.61% | 9.61% | 9.61% | 9.61% | 9.61% | 9.61% | 9.61% | 9.61% | 9.61% | 9.61% | 9.61% | 9.61% | 9.61% | 9.61% | 9.61% | 9.61% | 9.61% | 9.61% | 9.61% | 9.61% | 9.61% | 9.61% | 9.61% | 9.61% | 9.61% | 9.61% | 9.61% | 9.61% | 9.61% | 9.61% | 9.61% | 9.61% | 9.61% | 9.61% | 9.61% | 9.61% | 9.61% | 9.61% | 9.61% | 9.61% | 9.61% | 9.61% | 9.61%
Earnings Base | 0 | 0 | 0 | 0 | 0 | 0 | 0 | 0 | 0 | 0 | 0 | 0 | 0 | 0 | 0 | 0 | 0 | 0 | 0 | 0 | 0 | 0 | 0 | 0 | 0 | 0 | 0 | 0 | 0 | 0 | 0 | 0 | 0 | 0 | 0 | 0 | 0 | 0 | 0 | 0 | 0 | 0 | 0 | 0 | 0 | 0 | 0 | 0 | 0 | 0 | 0 | 0 | 0 | 0 | 0 | 0 | 0 | 0 | 0 | 0 | 0 | 0 | 0
Earnings - Expense | 0 | 0 | 0 | 0 | 0 | 0 | 0 | 0 | 0 | 0 | 0 | 0 | 0 | 0 | 0 | 0 | 0 | 0 | 0 | 0 | 0 | 0 | 0 | 0 | 0 | 0 | 0 | 0 | 0 | 0 | 0 | 0 | 0 | 0 | 0 | 0 | 0 | 0 | 0 | 0 | 0 | 0 | 0 | 0 | 0 | 0 | 0 | 0 | 0 | 0 | 0 | 0 | 0 | 0 | 0 | 0 | 0 | 0 | 0 | 0 | 0 | 0 | 0 | 0
Total Earnings Effect | 0 | 0 | 0 | 0 | 0 | 0 | 0 | 0 | 0 | 0 | 0 | 0 | 0 | 0 | 0 | 0 | 0 | 0 | 0 | 0 | 0 | 0 | 0 | 0 | 0 | 0 | 0 | 0 | 0 | 0 | 0 | 0 | 0 | 0 | 0 | 0 | 0 | 0 | 0 | 0 | 0 | 0 | 0 | 0 | 0 | 0 | 0 | 0 | 0 | 0 | 0 | 0 | 0 | 0 | 0 | 0 | 0 | 0 | 0 | 0 | 0 | 0 | 0
Gross-Up Factor | 1.0354 | 1.0354 | 1.0354 | 1.0298 | 1.0298 | 1.0298 | 1.0298 | 1.0298 | 1.0298 | 1.0298 | 1.0298 | 1.0298 | 1.0298 | 1.0298 | 1.0298 | 1.0298 | 1.0298 | 1.0298 | 1.0298 | 1.0298 | 1.0298 | 1.0298 | 1.0298 | 1.0298 | 1.0298 | 1.0298 | 1.0298 | 1.0298 | 1.0298 | 1.0298 | 1.0298 | 1.0298 | 1.0298 | 1.0298 | 1.0298 | 1.0298 | 1.0298 | 1.0298 | 1.0298 | 1.0298 | 1.0298 | 1.0298 | 1.0298 | 1.0298 | 1.0298 | 1.0298 | 1.0298 | 1.0298 | 1.0298 | 1.0298 | 1.0298 | 1.0298 | 1.0298 | 1.0298 | 1.0298 | 1.0298 | 1.0298 | 1.0298 | 1.0298 | 1.0298 | 1.0298 | 1.0298 | 1.0298
Revenue requirement | 0 | 0 | 0 | 0 | 0 | 0 | 0 | 0 | 0 | 0 | 0 | 0 | 0 | 0 | 0 | 0 | 0 | 0 | 0 | 0 | 0 | 0 | 0 | 0 | 0 | 0 | 0 | 0 | 0 | 0 | 0 | 0 | 0 | 0 | 0 | 0 | 0 | 0 | 0 | 0 | 0 | 0 | 0 | 0 | 0 | 0 | 0 | 0 | 0 | 0 | 0 | 0 | 0 | 0 | 0 | 0 | 0 | 0 | 0 | 0 | 0 | 0 | 0 | 0
Depreciation Calculations
Tax Depreciation - Federal
Cost of new equipment in service basis | 0 | 0 | 0 | 0 | 0 | 0 | 0 | 0 | 0 | 0 | 0 | 0 | 0 | 0 | 0 | 0 | 0 | 0 | 0 | 0 | 0 | 0 | 0 | 0 | 0 | 0 | 0 | 0 | 0 | 0 | 0 | 0 | 0 | 0 | 0 | 0 | 0 | 0 | 0 | 0 | 0 | 0 | 0 | 0 | 0 | 0 | 0 | 0 | 0 | 0 | 0 | 0 | 0 | 0 | 0 | 0 | 0 | 0 | 0 | 0 | 0
Bonus Depreciation (N/A) | 0 | 0 | 0 | 0 | 0 | 0 | 0 | 0 | 0 | 0 | 0 | 0 | 0 | 0 | 0 | 0 | 0 | 0 | 0 | 0 | 0 | 0 | 0 | 0 | 0 | 0 | 0 | 0 | 0 | 0 | 0 | 0 | 0 | 0 | 0 | 0 | 0 | 0 | 0 | 0 | 0 | 0 | 0 | 0 | 0 | 0 | 0 | 0 | 0 | 0 | 0 | 0 | 0 | 0 | 0 | 0 | 0 | 0 | 0 | 0 | 0
Regular Depreciation basis (Cumulative) | 0 | 0 | 0 | 0 | 0 | 0 | 0 | 0 | 0 | 0 | 0 | 0 | 0 | 0 | 0 | 0 | 0 | 0 | 0 | 0 | 0 | 0 | 0 | 0 | 0 | 0 | 0 | 0 | 0 | 0 | 0 | 0 | 0 | 0 | 0 | 0 | 0 | 0 | 0 | 0 | 0 | 0 | 0 | 0 | 0 | 0 | 0 | 0 | 0 | 0 | 0 | 0 | 0 | 0 | 0 | 0 | 0 | 0 | 0 | 0 | 0 | 0 | 0
RegularDepreciation | [10 empty] | 0 | 0 | 0 | 0 | 0 | 0 | 0 | 0 | 0 | 0 | 0 | 0 | 0 | 0 | 0 | 0 | 0 | 0 | 0 | 0 | 0 | [32 empty] | 0
Total Depreciation for year | 0 | 0 | 0 | 0 | 0 | 0 | 0 | 0 | 0 | 0 | 0 | 0 | 0 | 0 | 0 | 0 | 0 | 0 | 0 | 0 | 0 | 0 | 0 | 0 | 0 | 0 | 0 | 0 | 0 | 0 | 0 | 0 | 0 | 0 | 0 | 0 | 0 | 0 | 0 | 0 | 0 | 0 | 0 | 0 | 0 | 0 | 0 | 0 | 0 | 0 | 0 | 0 | 0 | 0 | 0 | 0 | 0 | 0 | 0 | 0 | 0
Tax Depreciation - State
Cost of new equipment in service basis | 0 | 0 | 0 | 0 | 0 | 0 | 0 | 0 | 0 | 0 | 0 | 0 | 0 | 0 | 0 | 0 | 0 | 0 | 0 | 0 | 0 | 0 | 0 | 0 | 0 | 0 | 0 | 0 | 0 | 0 | 0 | 0 | 0 | 0 | 0 | 0 | 0 | 0 | 0 | 0 | 0 | 0 | 0 | 0 | 0 | 0 | 0 | 0 | 0 | 0 | 0 | 0 | 0 | 0 | 0 | 0 | 0 | 0 | 0 | 0 | 0 | 0 | 0
Bonus Depreciation (N/A) | 0 | 0 | 0 | 0 | 0 | 0 | 0 | 0 | 0 | 0 | 0 | 0 | 0 | 0 | 0 | 0 | 0 | 0 | 0 | 0 | 0 | 0 | 0 | 0 | 0 | 0 | 0 | 0 | 0 | 0 | 0 | 0 | 0 | 0 | 0 | 0 | 0 | 0 | 0 | 0 | 0 | 0 | 0 | 0 | 0 | 0 | 0 | 0 | 0 | 0 | 0 | 0 | 0 | 0 | 0 | 0 | 0 | 0 | 0 | 0 | 0 | 0 | 0
Regular Depreciation basis (Cumulative) | 0 | 0 | 0 | 0 | 0 | 0 | 0 | 0 | 0 | 0 | 0 | 0 | 0 | 0 | 0 | 0 | 0 | 0 | 0 | 0 | 0 | 0 | 0 | 0 | 0 | 0 | 0 | 0 | 0 | 0 | 0 | 0 | 0 | 0 | 0 | 0 | 0 | 0 | 0 | 0 | 0 | 0 | 0 | 0 | 0 | 0 | 0 | 0 | 0 | 0 | 0 | 0 | 0 | 0 | 0 | 0 | 0 | 0 | 0 | 0 | 0 | 0 | 0
RegularDepreciation | 0 | 0 | 0 | 0 | 0 | 0 | 0 | 0 | 0 | 0 | 0 | 0 | 0 | 0 | 0 | 0 | 0 | 0 | 0 | 0 | 0 | 0 | 0 | 0 | 0 | 0 | 0 | 0 | 0 | 0 | 0 | 0 | 0 | 0 | 0 | 0 | 0 | 0 | 0 | 0 | 0 | 0 | 0 | 0 | 0 | 0 | 0 | 0 | 0 | 0 | 0 | 0 | 0 | 0 | 0 | 0 | 0 | 0 | 0 | 0 | 0 | 0 | 0 | 0
Total Depreciation for year | 0 | 0 | 0 | 0 | 0 | 0 | 0 | 0 | 0 | 0 | 0 | 0 | 0 | 0 | 0 | 0 | 0 | 0 | 0 | 0 | 0 | 0 | 0 | 0 | 0 | 0 | 0 | 0 | 0 | 0 | 0 | 0 | 0 | 0 | 0 | 0 | 0 | 0 | 0 | 0 | 0 | 0 | 0 | 0 | 0 | 0 | 0 | 0 | 0 | 0 | 0 | 0 | 0 | 0 | 0 | 0 | 0 | 0 | 0 | 0 | 0 | 0 | 0
Book Depreciation with COR
2014 | 0 | 0 | 0 | 0 | 0 | 0 | 0 | 0 | 0 | 0 | 0 | 0 | 0 | 0 | 0 | 0 | 0 | 0 | 0 | 0 | 0 | 0 | 0 | 0 | 0 | 0 | 0 | 0 | 0 | 0 | 0 | 0 | 0 | 0 | 0 | 0 | 0 | 0 | 0 | 0 | 0 | 0 | 0 | 0 | 0 | 0 | 0 | 0 | 0 | 0 | [13 empty] | 0
2015 |  | 0 | 0 | 0 | 0 | 0 | 0 | 0 | 0 | 0 | 0 | 0 | 0 | 0 | 0 | 0 | 0 | 0 | 0 | 0 | 0 | 0 | 0 | 0 | 0 | 0 | 0 | 0 | 0 | 0 | 0 | 0 | 0 | 0 | 0 | 0 | 0 | 0 | 0 | 0 | 0 | 0 | 0 | 0 | 0 | 0 | 0 | 0 | 0 | 0 | 0 | [12 empty] | 0 | check - total PIS
2016 |  |  | 0 | 0 | 0 | 0 | 0 | 0 | 0 | 0 | 0 | 0 | 0 | 0 | 0 | 0 | 0 | 0 | 0 | 0 | 0 | 0 | 0 | 0 | 0 | 0 | 0 | 0 | 0 | 0 | 0 | 0 | 0 | 0 | 0 | 0 | 0 | 0 | 0 | 0 | 0 | 0 | 0 | 0 | 0 | 0 | 0 | 0 | 0 | 0 | 0 | 0 | [11 empty] | 0 | 0
2017 |  |  |  | 0 | 0 | 0 | 0 | 0 | 0 | 0 | 0 | 0 | 0 | 0 | 0 | 0 | 0 | 0 | 0 | 0 | 0 | 0 | 0 | 0 | 0 | 0 | 0 | 0 | 0 | 0 | 0 | 0 | 0 | 0 | 0 | 0 | 0 | 0 | 0 | 0 | 0 | 0 | 0 | 0 | 0 | 0 | 0 | 0 | 0 | 0 | 0 | 0 | 0 | [10 empty] | 0 | 0
2018 |  |  |  |  | 0 | 0 | 0 | 0 | 0 | 0 | 0 | 0 | 0 | 0 | 0 | 0 | 0 | 0 | 0 | 0 | 0 | 0 | 0 | 0 | 0 | 0 | 0 | 0 | 0 | 0 | 0 | 0 | 0 | 0 | 0 | 0 | 0 | 0 | 0 | 0 | 0 | 0 | 0 | 0 | 0 | 0 | 0 | 0 | 0 | 0 | 0 | 0 | 0 | 0 | [9 empty] | 0
2019 | [5 empty] | 0 | 0 | 0 | 0 | 0 | 0 | 0 | 0 | 0 | 0 | 0 | 0 | 0 | 0 | 0 | 0 | 0 | 0 | 0 | 0 | 0 | 0 | 0 | 0 | 0 | 0 | 0 | 0 | 0 | 0 | 0 | 0 | 0 | 0 | 0 | 0 | 0 | 0 | 0 | 0 | 0 | 0 | 0 | 0 | 0 | 0 | 0 | 0 | 0 | 0 | [8 empty] | 0 | 0
2020 | [6 empty] | 0 | 0 | 0 | 0 | 0 | 0 | 0 | 0 | 0 | 0 | 0 | 0 | 0 | 0 | 0 | 0 | 0 | 0 | 0 | 0 | 0 | 0 | 0 | 0 | 0 | 0 | 0 | 0 | 0 | 0 | 0 | 0 | 0 | 0 | 0 | 0 | 0 | 0 | 0 | 0 | 0 | 0 | 0 | 0 | 0 | 0 | 0 | 0 | 0 | 0 | [7 empty] | 0
2021 | [7 empty] | 0 | 0 | 0 | 0 | 0 | 0 | 0 | 0 | 0 | 0 | 0 | 0 | 0 | 0 | 0 | 0 | 0 | 0 | 0 | 0 | 0 | 0 | 0 | 0 | 0 | 0 | 0 | 0 | 0 | 0 | 0 | 0 | 0 | 0 | 0 | 0 | 0 | 0 | 0 | 0 | 0 | 0 | 0 | 0 | 0 | 0 | 0 | 0 | 0 | 0 | [6 empty] | 0
2022 | [8 empty] | 0 | 0 | 0 | 0 | 0 | 0 | 0 | 0 | 0 | 0 | 0 | 0 | 0 | 0 | 0 | 0 | 0 | 0 | 0 | 0 | 0 | 0 | 0 | 0 | 0 | 0 | 0 | 0 | 0 | 0 | 0 | 0 | 0 | 0 | 0 | 0 | 0 | 0 | 0 | 0 | 0 | 0 | 0 | 0 | 0 | 0 | 0 | 0 | 0 | 0 | [5 empty] | 0
2023 | [9 empty] | 0 | 0 | 0 | 0 | 0 | 0 | 0 | 0 | 0 | 0 | 0 | 0 | 0 | 0 | 0 | 0 | 0 | 0 | 0 | 0 | 0 | 0 | 0 | 0 | 0 | 0 | 0 | 0 | 0 | 0 | 0 | 0 | 0 | 0 | 0 | 0 | 0 | 0 | 0 | 0 | 0 | 0 | 0 | 0 | 0 | 0 | 0 | 0 | 0 | 0 |  |  |  |  | 0
2024 | [10 empty] | 0 | 0 | 0 | 0 | 0 | 0 | 0 | 0 | 0 | 0 | 0 | 0 | 0 | 0 | 0 | 0 | 0 | 0 | 0 | 0 | 0 | 0 | 0 | 0 | 0 | 0 | 0 | 0 | 0 | 0 | 0 | 0 | 0 | 0 | 0 | 0 | 0 | 0 | 0 | 0 | 0 | 0 | 0 | 0 | 0 | 0 | 0 | 0 | 0 | 0 |  |  |  | 0 | 0
2025 | [11 empty] | 0 | 0 | 0 | 0 | 0 | 0 | 0 | 0 | 0 | 0 | 0 | 0 | 0 | 0 | 0 | 0 | 0 | 0 | 0 | 0 | 0 | 0 | 0 | 0 | 0 | 0 | 0 | 0 | 0 | 0 | 0 | 0 | 0 | 0 | 0 | 0 | 0 | 0 | 0 | 0 | 0 | 0 | 0 | 0 | 0 | 0 | 0 | 0 | 0 | 0 |  |  | 0
2026 | [12 empty] | 0 | 0 | 0 | 0 | 0 | 0 | 0 | 0 | 0 | 0 | 0 | 0 | 0 | 0 | 0 | 0 | 0 | 0 | 0 | 0 | 0 | 0 | 0 | 0 | 0 | 0 | 0 | 0 | 0 | 0 | 0 | 0 | 0 | 0 | 0 | 0 | 0 | 0 | 0 | 0 | 0 | 0 | 0 | 0 | 0 | 0 | 0 | 0 | 0 | 0 |  | 0
| 0 | 0 | 0 | 0 | 0 | 0 | 0 | 0 | 0 | 0 | 0 | 0 | 0 | 0 | 0 | 0 | 0 | 0 | 0 | 0 | 0 | 0 | 0 | 0 | 0 | 0 | 0 | 0 | 0 | 0 | 0 | 0 | 0 | 0 | 0 | 0 | 0 | 0 | 0 | 0 | 0 | 0 | 0 | 0 | 0 | 0 | 0 | 0 | 0 | 0 | 0 | 0 | 0 | 0 | 0 | 0 | 0 | 0 | 0 | 0 | 0 | 0 | 0 | 0
Book Depreciation- excl. Salvage
2014 | 0 | 0 | 0 | 0 | 0 | 0 | 0 | 0 | 0 | 0 | 0 | 0 | 0 | 0 | 0 | 0 | 0 | 0 | 0 | 0 | 0 | 0 | 0 | 0 | 0 |  |  | 0 | 0 | 0 | 0 | 0 | 0 | 0 | 0 | 0 | 0 | 0 | 0 | 0 | 0 | 0 | 0 | 0 | 0 | 0 | 0 | 0 | 0 | 0 | 0 | 0 | [11 empty] | 0
2015 |  | 0 | 0 | 0 | 0 | 0 | 0 | 0 | 0 | 0 | 0 | 0 | 0 | 0 | 0 | 0 | 0 | 0 | 0 | 0 | 0 | 0 | 0 | 0 | 0 | 0 |  | 0 | 0 | 0 | 0 | 0 | 0 | 0 | 0 | 0 | 0 | 0 | 0 | 0 | 0 | 0 | 0 | 0 | 0 | 0 | 0 | 0 | 0 | 0 | 0 | 0 | [11 empty] | 0 | check - total PIS
2016 |  |  | 0 | 0 | 0 | 0 | 0 | 0 | 0 | 0 | 0 | 0 | 0 | 0 | 0 | 0 | 0 | 0 | 0 | 0 | 0 | 0 | 0 | 0 | 0 | 0 | 0 | 0 | 0 | 0 | 0 | 0 | 0 | 0 | 0 | 0 | 0 | 0 | 0 | 0 | 0 | 0 | 0 | 0 | 0 | 0 | 0 | 0 | 0 | 0 | 0 | 0 | [11 empty] | 0 | 0
2017 |  |  |  | 0 | 0 | 0 | 0 | 0 | 0 | 0 | 0 | 0 | 0 | 0 | 0 | 0 | 0 | 0 | 0 | 0 | 0 | 0 | 0 | 0 | 0 | 0 | 0 | 0 | 0 | 0 | 0 | 0 | 0 | 0 | 0 | 0 | 0 | 0 | 0 | 0 | 0 | 0 | 0 | 0 | 0 | 0 | 0 | 0 | 0 | 0 | 0 | 0 | 0 | [10 empty] | 0 | 0
2018 |  |  |  |  | 0 | 0 | 0 | 0 | 0 | 0 | 0 | 0 | 0 | 0 | 0 | 0 | 0 | 0 | 0 | 0 | 0 | 0 | 0 | 0 | 0 | 0 | 0 | 0 | 0 | 0 | 0 | 0 | 0 | 0 | 0 | 0 | 0 | 0 | 0 | 0 | 0 | 0 | 0 | 0 | 0 | 0 | 0 | 0 | 0 | 0 | 0 | 0 | 0 | 0 | [9 empty] | 0
2019 | [5 empty] | 0 | 0 | 0 | 0 | 0 | 0 | 0 | 0 | 0 | 0 | 0 | 0 | 0 | 0 | 0 | 0 | 0 | 0 | 0 | 0 | 0 | 0 | 0 | 0 | 0 | 0 | 0 | 0 | 0 | 0 | 0 | 0 | 0 | 0 | 0 | 0 | 0 | 0 | 0 | 0 | 0 | 0 | 0 | 0 | 0 | 0 | 0 | 0 | 0 | 0 | [8 empty] | 0 | 0
2020 | [6 empty] | 0 | 0 | 0 | 0 | 0 | 0 | 0 | 0 | 0 | 0 | 0 | 0 | 0 | 0 | 0 | 0 | 0 | 0 | 0 | 0 | 0 | 0 | 0 | 0 | 0 | 0 | 0 | 0 | 0 | 0 | 0 | 0 | 0 | 0 | 0 | 0 | 0 | 0 | 0 | 0 | 0 | 0 | 0 | 0 | 0 | 0 | 0 | 0 | 0 | 0 | [7 empty] | 0
2021 | [7 empty] | 0 | 0 | 0 | 0 | 0 | 0 | 0 | 0 | 0 | 0 | 0 | 0 | 0 | 0 | 0 | 0 | 0 | 0 | 0 | 0 | 0 | 0 | 0 | 0 | 0 | 0 | 0 | 0 | 0 | 0 | 0 | 0 | 0 | 0 | 0 | 0 | 0 | 0 | 0 | 0 | 0 | 0 | 0 | 0 | 0 | 0 | 0 | 0 | 0 | 0 | [6 empty] | 0
2022 | [8 empty] | 0 | 0 | 0 | 0 | 0 | 0 | 0 | 0 | 0 | 0 | 0 | 0 | 0 | 0 | 0 | 0 | 0 | 0 | 0 | 0 | 0 | 0 | 0 | 0 | 0 | 0 | 0 | 0 | 0 | 0 | 0 | 0 | 0 | 0 | 0 | 0 | 0 | 0 | 0 | 0 | 0 | 0 | 0 | 0 | 0 | 0 | 0 | 0 | 0 | 0 | [5 empty] | 0
2023 | [9 empty] | 0 | 0 | 0 | 0 | 0 | 0 | 0 | 0 | 0 | 0 | 0 | 0 | 0 | 0 | 0 | 0 | 0 | 0 | 0 | 0 | 0 | 0 | 0 | 0 | 0 | 0 | 0 | 0 | 0 | 0 | 0 | 0 | 0 | 0 | 0 | 0 | 0 | 0 | 0 | 0 | 0 | 0 | 0 | 0 | 0 | 0 | 0 | 0 | 0 | 0 |  |  |  |  | 0
2024 | [10 empty] | 0 | 0 | 0 | 0 | 0 | 0 | 0 | 0 | 0 | 0 | 0 | 0 | 0 | 0 | 0 | 0 | 0 | 0 | 0 | 0 | 0 | 0 | 0 | 0 | 0 | 0 | 0 | 0 | 0 | 0 | 0 | 0 | 0 | 0 | 0 | 0 | 0 | 0 | 0 | 0 | 0 | 0 | 0 | 0 | 0 | 0 | 0 | 0 | 0 | 0 |  |  |  | 0 | 0
2025 | [11 empty] | 0 | 0 | 0 | 0 | 0 | 0 | 0 | 0 | 0 | 0 | 0 | 0 | 0 | 0 | 0 | 0 | 0 | 0 | 0 | 0 | 0 | 0 | 0 | 0 | 0 | 0 | 0 | 0 | 0 | 0 | 0 | 0 | 0 | 0 | 0 | 0 | 0 | 0 | 0 | 0 | 0 | 0 | 0 | 0 | 0 | 0 | 0 | 0 | 0 | 0 |  |  | 0
2026 | [12 empty] | 0 | 0 | 0 | 0 | 0 | 0 | 0 | 0 | 0 | 0 | 0 | 0 | 0 | 0 | 0 | 0 | 0 | 0 | 0 | 0 | 0 | 0 | 0 | 0 | 0 | 0 | 0 | 0 | 0 | 0 | 0 | 0 | 0 | 0 | 0 | 0 | 0 | 0 | 0 | 0 | 0 | 0 | 0 | 0 | 0 | 0 | 0 | 0 | 0 | 0 |  | 0 | 0
| 0 | 0 | 0 | 0 | 0 | 0 | 0 | 0 | 0 | 0 | 0 | 0 | 0 | 0 | 0 | 0 | 0 | 0 | 0 | 0 | 0 | 0 | 0 | 0 | 0 | 0 | 0 | 0 | 0 | 0 | 0 | 0 | 0 | 0 | 0 | 0 | 0 | 0 | 0 | 0 | 0 | 0 | 0 | 0 | 0 | 0 | 0 | 0 | 0 | 0 | 0 | 0 | 0 | 0 | 0 | 0 | 0 | 0 | 0 | 0 | 0 | 0 | 0 | 0
Note on A50: Lee, Betty: rate base does not include CWIP b/c the CapEx dollars include an AFUDC component in it already

## 4e-2026
Project No. | 4d
Project Desc. | NEW Gowanus Expansion
Book Life | 50
Tax Life | 20N
Salvage Rate | -25%
| 2014 | 2015 | 2016 | 2017 | 2018 | 2019 | 2020 | 2021 | 2022 | 2023 | 2024 | 2025 | 2026 | 2027 | 2028 | 2029 | 2030 | 2031 | 2032 | 2033 | 2034 | 2035 | 2036 | 2037 | 2038 | 2039 | 2040 | 2041 | 2042 | 2043 | 2044 | 2045 | 2046 | 2047 | 2048 | 2049 | 2050 | 2051 | 2052 | 2053 | 2054 | 2055 | 2056 | 2057 | 2058 | 2059 | 2060 | 2061 | 2062 | 2063 | 2064 | 2065 | 2066 | 2067 | 2068 | 2069 | 2070 | 2071 | 2072 | 2073 | 2074 | 2075 | 2076
Closing to Plant (Y/N) | N | N | N | N | N | N | N | N | N | N | N | N | N | N | N | N | N | N | N | N | N | N | N | N | N | N | N | N | N | N | N | N | N | N | N | N | N | N | N | N | N | N | N | N | N | N | N | N | N | N | N | N | N | N | N | N | N | N | N | N | N | N | N | Total
CWIP
Beginning of Period | 0 | 0 | 0 | 4.0833 | 21.014 | 38.5645 | 0 | 0 | 0 | 0 | 0 | 0 | 0 | 0 | 0 | 0 | 0 | 0 | 0 | 0 | 0 | 0 | 0 | 0 | 0 | 0 | 0 | 0 | 0 | 0 | 0 | 0 | 0 | 0 | 0 | 0 | 0 | 0 | 0 | 0 | 0 | 0 | 0 | 0 | 0 | 0 | 0 | 0 | 0 | 0 | 0 | 0 | 0 | 0 | 0 | 0 | 0 | 0 | 0 | 0 | 0 | 0 | 0
Activity
Capex | 0 | 0 | 4.0833 | 16.9308 | 17.5505 | 4.5482 | 0 | 0 | 0 | 0 | 0 | 0 | 0 | [50 empty] | 43.1127
Closings to Plant | [5 empty] | -43.1127 | [57 empty] | -43.1127
End of Period | 0 | 0 | 4.0833 | 21.014 | 38.5645 | 0 | 0 | 0 | 0 | 0 | 0 | 0 | 0 | 0 | 0 | 0 | 0 | 0 | 0 | 0 | 0 | 0 | 0 | 0 | 0 | 0 | 0 | 0 | 0 | 0 | 0 | 0 | 0 | 0 | 0 | 0 | 0 | 0 | 0 | 0 | 0 | 0 | 0 | 0 | 0 | 0 | 0 | 0 | 0 | 0 | 0 | 0 | 0 | 0 | 0 | 0 | 0 | 0 | 0 | 0 | 0 | 0 | 0
Average | 0 | 0 | 2.0416 | 12.5486 | 29.7893 | 19.2822 | 0 | 0 | 0 | 0 | 0 | 0 | 0 | 0 | 0 | 0 | 0 | 0 | 0 | 0 | 0 | 0 | 0 | 0 | 0 | 0 | 0 | 0 | 0 | 0 | 0 | 0 | 0 | 0 | 0 | 0 | 0 | 0 | 0 | 0 | 0 | 0 | 0 | 0 | 0 | 0 | 0 | 0 | 0 | 0 | 0 | 0 | 0 | 0 | 0 | 0 | 0 | 0 | 0 | 0 | 0 | 0 | 0
Plant in Service
Beginning of Period | 0 | 0 | 0 | 0 | 0 | 0 | 43.1127 | 43.1127 | 43.1127 | 43.1127 | 43.1127 | 43.1127 | 43.1127 | 43.1127 | 43.1127 | 43.1127 | 43.1127 | 43.1127 | 43.1127 | 43.1127 | 43.1127 | 43.1127 | 43.1127 | 43.1127 | 43.1127 | 43.1127 | 43.1127 | 43.1127 | 43.1127 | 43.1127 | 43.1127 | 43.1127 | 43.1127 | 43.1127 | 43.1127 | 43.1127 | 43.1127 | 43.1127 | 43.1127 | 43.1127 | 43.1127 | 43.1127 | 43.1127 | 43.1127 | 43.1127 | 43.1127 | 43.1127 | 43.1127 | 43.1127 | 43.1127 | 43.1127 | 43.1127 | 43.1127 | 43.1127 | 43.1127 | 0 | 0 | 0 | 0 | 0 | 0 | 0 | 0
Activity | 0 | 0 | 0 | 0 | 0 | 43.1127 | 0 | 0 | 0 | 0 | 0 | 0 | 0 | 0 | 0 | 0 | 0 | 0 | 0 | 0 | 0 | 0 | 0 | 0 | 0 | 0 | 0 | 0 | 0 | 0 | 0 | 0 | 0 | 0 | 0 | 0 | 0 | 0 | 0 | 0 | 0 | 0 | 0 | 0 | 0 | 0 | 0 | 0 | 0 | 0 | 0 | 0 | 0 | 0 | -43.1127 | 0 | 0 | 0 | 0 | 0 | 0 | 0 | 0 | 0
End of Period | 0 | 0 | 0 | 0 | 0 | 43.1127 | 43.1127 | 43.1127 | 43.1127 | 43.1127 | 43.1127 | 43.1127 | 43.1127 | 43.1127 | 43.1127 | 43.1127 | 43.1127 | 43.1127 | 43.1127 | 43.1127 | 43.1127 | 43.1127 | 43.1127 | 43.1127 | 43.1127 | 43.1127 | 43.1127 | 43.1127 | 43.1127 | 43.1127 | 43.1127 | 43.1127 | 43.1127 | 43.1127 | 43.1127 | 43.1127 | 43.1127 | 43.1127 | 43.1127 | 43.1127 | 43.1127 | 43.1127 | 43.1127 | 43.1127 | 43.1127 | 43.1127 | 43.1127 | 43.1127 | 43.1127 | 43.1127 | 43.1127 | 43.1127 | 43.1127 | 43.1127 | 0 | 0 | 0 | 0 | 0 | 0 | 0 | 0 | 0
Average | 0 | 0 | 0 | 0 | 0 | 21.5563 | 43.1127 | 43.1127 | 43.1127 | 43.1127 | 43.1127 | 43.1127 | 43.1127 | 43.1127 | 43.1127 | 43.1127 | 43.1127 | 43.1127 | 43.1127 | 43.1127 | 43.1127 | 43.1127 | 43.1127 | 43.1127 | 43.1127 | 43.1127 | 43.1127 | 43.1127 | 43.1127 | 43.1127 | 43.1127 | 43.1127 | 43.1127 | 43.1127 | 43.1127 | 43.1127 | 43.1127 | 43.1127 | 43.1127 | 43.1127 | 43.1127 | 43.1127 | 43.1127 | 43.1127 | 43.1127 | 43.1127 | 43.1127 | 43.1127 | 43.1127 | 43.1127 | 43.1127 | 43.1127 | 43.1127 | 43.1127 | 21.5563 | 0 | 0 | 0 | 0 | 0 | 0 | 0 | 0
Tax Depreciation
Beginning of Period | 0 | 0 | 0 | 0 | 0 | 0 | 3.2335 | 9.4581 | 15.2153 | 20.5415 | 25.4675 | 30.0245 | 34.2392 | 38.1384 | 41.9857 | 45.8331 | 49.6805 | 53.5279 | 57.3752 | 61.2226 | 65.07 | 68.9174 | 72.7647 | 76.6121 | 80.4595 | 84.3069 | 86.2306 | 86.2306 | 86.2306 | 86.2306 | 86.2306 | 86.2306 | 86.2306 | 86.2306 | 86.2306 | 86.2306 | 86.2306 | 86.2306 | 86.2306 | 86.2306 | 86.2306 | 86.2306 | 86.2306 | 86.2306 | 86.2306 | 86.2306 | 86.2306 | 86.2306 | 86.2306 | 86.2306 | 86.2306 | 86.2306 | 86.2306 | 86.2306 | 86.2306 | 86.2306 | 86.2306 | 86.2306 | 86.2306 | 86.2306 | 86.2306 | 86.2306 | 86.2306
Federal | 0 | 0 | 0 | 0 | 0 | 1.6167 | 3.1123 | 2.8786 | 2.6631 | 2.463 | 2.2785 | 2.1073 | 1.9496 | 1.9237 | 1.9237 | 1.9237 | 1.9237 | 1.9237 | 1.9237 | 1.9237 | 1.9237 | 1.9237 | 1.9237 | 1.9237 | 1.9237 | 0.96184 | 0 | 0 | 0 | 0 | 0 | 0 | 0 | 0 | 0 | 0 | 0 | 0 | 0 | 0 | 0 | 0 | 0 | 0 | 0 | 0 | 0 | 0 | 0 | 0 | 0 | 0 | 0 | 0 | 0 | 0 | 0 | 0 | 0 | 0 | 0 | 0 | 0 | 43.1153
State | 0 | 0 | 0 | 0 | 0 | 1.6167 | 3.1123 | 2.8786 | 2.6631 | 2.463 | 2.2785 | 2.1073 | 1.9496 | 1.9237 | 1.9237 | 1.9237 | 1.9237 | 1.9237 | 1.9237 | 1.9237 | 1.9237 | 1.9237 | 1.9237 | 1.9237 | 1.9237 | 0.96184 | 0 | 0 | 0 | 0 | 0 | 0 | 0 | 0 | 0 | 0 | 0 | 0 | 0 | 0 | 0 | 0 | 0 | 0 | 0 | 0 | 0 | 0 | 0 | 0 | 0 | 0 | 0 | 0 | 0 | 0 | 0 | 0 | 0 | 0 | 0 | 0 | 0 | 43.1153
End of Period | 0 | 0 | 0 | 0 | 0 | 3.2335 | 9.4581 | 15.2153 | 20.5415 | 25.4675 | 30.0245 | 34.2392 | 38.1384 | 41.9857 | 45.8331 | 49.6805 | 53.5279 | 57.3752 | 61.2226 | 65.07 | 68.9174 | 72.7647 | 76.6121 | 80.4595 | 84.3069 | 86.2306 | 86.2306 | 86.2306 | 86.2306 | 86.2306 | 86.2306 | 86.2306 | 86.2306 | 86.2306 | 86.2306 | 86.2306 | 86.2306 | 86.2306 | 86.2306 | 86.2306 | 86.2306 | 86.2306 | 86.2306 | 86.2306 | 86.2306 | 86.2306 | 86.2306 | 86.2306 | 86.2306 | 86.2306 | 86.2306 | 86.2306 | 86.2306 | 86.2306 | 86.2306 | 86.2306 | 86.2306 | 86.2306 | 86.2306 | 86.2306 | 86.2306 | 86.2306 | 86.2306
Average | 0 | 0 | 0 | 0 | 0 | 1.6167 | 6.3458 | 12.3367 | 17.8784 | 23.0045 | 27.746 | 32.1319 | 36.1888 | 40.062 | 43.9094 | 47.7568 | 51.6042 | 55.4515 | 59.2989 | 63.1463 | 66.9937 | 70.8411 | 74.6884 | 78.5358 | 82.3832 | 85.2687 | 86.2306 | 86.2306 | 86.2306 | 86.2306 | 86.2306 | 86.2306 | 86.2306 | 86.2306 | 86.2306 | 86.2306 | 86.2306 | 86.2306 | 86.2306 | 86.2306 | 86.2306 | 86.2306 | 86.2306 | 86.2306 | 86.2306 | 86.2306 | 86.2306 | 86.2306 | 86.2306 | 86.2306 | 86.2306 | 86.2306 | 86.2306 | 86.2306 | 86.2306 | 86.2306 | 86.2306 | 86.2306 | 86.2306 | 86.2306 | 86.2306 | 86.2306 | 86.2306
Book Depreciation with COR
Beginning of Period | 0 | 0 | 0 | 0 | 0 | 0 | 1.0778 | 2.1556 | 3.2335 | 4.3113 | 5.3891 | 6.4669 | 7.5447 | 8.6225 | 9.7004 | 10.7782 | 11.856 | 12.9338 | 14.0116 | 15.0894 | 16.1673 | 17.2451 | 18.3229 | 19.4007 | 20.4785 | 21.5563 | 22.6342 | 23.712 | 24.7898 | 25.8676 | 26.9454 | 28.0233 | 29.1011 | 30.1789 | 31.2567 | 32.3345 | 33.4123 | 34.4902 | 35.568 | 36.6458 | 37.7236 | 38.8014 | 39.8792 | 40.9571 | 42.0349 | 43.1127 | 44.1905 | 45.2683 | 46.3461 | 47.424 | 48.5018 | 49.5796 | 50.6574 | 51.7352 | 52.8131 | 0 | 0 | 0 | 0 | 0 | 0 | 0 | 0
Activity | 0 | 0 | 0 | 0 | 0 | 1.0778 | 1.0778 | 1.0778 | 1.0778 | 1.0778 | 1.0778 | 1.0778 | 1.0778 | 1.0778 | 1.0778 | 1.0778 | 1.0778 | 1.0778 | 1.0778 | 1.0778 | 1.0778 | 1.0778 | 1.0778 | 1.0778 | 1.0778 | 1.0778 | 1.0778 | 1.0778 | 1.0778 | 1.0778 | 1.0778 | 1.0778 | 1.0778 | 1.0778 | 1.0778 | 1.0778 | 1.0778 | 1.0778 | 1.0778 | 1.0778 | 1.0778 | 1.0778 | 1.0778 | 1.0778 | 1.0778 | 1.0778 | 1.0778 | 1.0778 | 1.0778 | 1.0778 | 1.0778 | 1.0778 | 1.0778 | 1.0778 | 1.0778 | 0 | 0 | 0 | 0 | 0 | 0 | 0 | 0 | 53.8909
Book Depreciation Related to Retired PIS | [49 empty] | 0 | 0 | 0 | 0 | 0 | -53.8909 | 0 | 0 | 0 | 0 | 0 | 0 | 0 |  | -53.8909
End of Period | 0 | 0 | 0 | 0 | 0 | 1.0778 | 2.1556 | 3.2335 | 4.3113 | 5.3891 | 6.4669 | 7.5447 | 8.6225 | 9.7004 | 10.7782 | 11.856 | 12.9338 | 14.0116 | 15.0894 | 16.1673 | 17.2451 | 18.3229 | 19.4007 | 20.4785 | 21.5563 | 22.6342 | 23.712 | 24.7898 | 25.8676 | 26.9454 | 28.0233 | 29.1011 | 30.1789 | 31.2567 | 32.3345 | 33.4123 | 34.4902 | 35.568 | 36.6458 | 37.7236 | 38.8014 | 39.8792 | 40.9571 | 42.0349 | 43.1127 | 44.1905 | 45.2683 | 46.3461 | 47.424 | 48.5018 | 49.5796 | 50.6574 | 51.7352 | 52.8131 | 0 | 0 | 0 | 0 | 0 | 0 | 0 | 0 | 0
Average | 0 | 0 | 0 | 0 | 0 | 0.53891 | 1.6167 | 2.6945 | 3.7724 | 4.8502 | 5.928 | 7.0058 | 8.0836 | 9.1614 | 10.2393 | 11.3171 | 12.3949 | 13.4727 | 14.5505 | 15.6284 | 16.7062 | 17.784 | 18.8618 | 19.9396 | 21.0174 | 22.0953 | 23.1731 | 24.2509 | 25.3287 | 26.4065 | 27.4843 | 28.5622 | 29.64 | 30.7178 | 31.7956 | 32.8734 | 33.9512 | 35.0291 | 36.1069 | 37.1847 | 38.2625 | 39.3403 | 40.4182 | 41.496 | 42.5738 | 43.6516 | 44.7294 | 45.8072 | 46.8851 | 47.9629 | 49.0407 | 50.1185 | 51.1963 | 52.2741 | 26.4065 | 0 | 0 | 0 | 0 | 0 | 0 | 0 | 0
Federal Deferred Tax Balance, Net of Tax
Beginning of Period | 0 | 0 | 0 | 0 | 0 | 0 | 0.26407 | 1.0516 | 1.7573 | 2.3876 | 2.9479 | 3.4436 | 3.8793 | 4.2599 | 4.6314 | 5.0029 | 5.3744 | 5.7459 | 6.1174 | 6.4889 | 6.8604 | 7.2319 | 7.6034 | 7.9749 | 8.3464 | 8.7179 | 8.7528 | 8.451 | 8.1492 | 7.8474 | 7.5456 | 7.2438 | 6.942 | 6.6403 | 6.3385 | 6.0367 | 5.7349 | 5.4331 | 5.1313 | 4.8295 | 4.5277 | 4.2259 | 3.9242 | 3.6224 | 3.3206 | 3.0188 | 2.717 | 2.4152 | 2.1134 | 1.8116 | 1.5098 | 1.2081 | 0.90627 | 0.60448 | 0.30269 | 0.00090537 | 0.00090537 | 0.00090537 | 0.00090537 | 0.00090537 | 0.00090537 | 0.00090537 | 0.00090537
Activity | 0 | 0 | 0 | 0 | 0 | 0.26407 | 0.78752 | 0.70573 | 0.63029 | 0.56027 | 0.49569 | 0.43578 | 0.38056 | 0.3715 | 0.3715 | 0.3715 | 0.3715 | 0.3715 | 0.3715 | 0.3715 | 0.3715 | 0.3715 | 0.3715 | 0.3715 | 0.3715 | 0.034857 | -0.30179 | -0.30179 | -0.30179 | -0.30179 | -0.30179 | -0.30179 | -0.30179 | -0.30179 | -0.30179 | -0.30179 | -0.30179 | -0.30179 | -0.30179 | -0.30179 | -0.30179 | -0.30179 | -0.30179 | -0.30179 | -0.30179 | -0.30179 | -0.30179 | -0.30179 | -0.30179 | -0.30179 | -0.30179 | -0.30179 | -0.30179 | -0.30179 | -0.30179 | 0 | 0 | 0 | 0 | 0 | 0 | 0 | 0 | 0.00090537
End of Period | 0 | 0 | 0 | 0 | 0 | 0.26407 | 1.0516 | 1.7573 | 2.3876 | 2.9479 | 3.4436 | 3.8793 | 4.2599 | 4.6314 | 5.0029 | 5.3744 | 5.7459 | 6.1174 | 6.4889 | 6.8604 | 7.2319 | 7.6034 | 7.9749 | 8.3464 | 8.7179 | 8.7528 | 8.451 | 8.1492 | 7.8474 | 7.5456 | 7.2438 | 6.942 | 6.6403 | 6.3385 | 6.0367 | 5.7349 | 5.4331 | 5.1313 | 4.8295 | 4.5277 | 4.2259 | 3.9242 | 3.6224 | 3.3206 | 3.0188 | 2.717 | 2.4152 | 2.1134 | 1.8116 | 1.5098 | 1.2081 | 0.90627 | 0.60448 | 0.30269 | 0.00090537 | 0.00090537 | 0.00090537 | 0.00090537 | 0.00090537 | 0.00090537 | 0.00090537 | 0.00090537 | 0.00090537
Average | 0 | 0 | 0 | 0 | 0 | 0.13203 | 0.65782 | 1.4044 | 2.0725 | 2.6677 | 3.1957 | 3.6615 | 4.0696 | 4.4457 | 4.8172 | 5.1887 | 5.5602 | 5.9317 | 6.3032 | 6.6747 | 7.0462 | 7.4177 | 7.7892 | 8.1607 | 8.5322 | 8.7354 | 8.6019 | 8.3001 | 7.9983 | 7.6965 | 7.3947 | 7.0929 | 6.7912 | 6.4894 | 6.1876 | 5.8858 | 5.584 | 5.2822 | 4.9804 | 4.6786 | 4.3768 | 4.0751 | 3.7733 | 3.4715 | 3.1697 | 2.8679 | 2.5661 | 2.2643 | 1.9625 | 1.6607 | 1.359 | 1.0572 | 0.75538 | 0.45359 | 0.1518 | 0.00090537 | 0.00090537 | 0.00090537 | 0.00090537 | 0.00090537 | 0.00090537 | 0.00090537 | 0.00090537
State Deferred Tax Balance
Beginning of Period | 0 | 0 | 0 | 0 | 0 | 0 | 0.049041 | 0.19529 | 0.32636 | 0.44341 | 0.54746 | 0.63952 | 0.72045 | 0.79112 | 0.86012 | 0.92911 | 0.9981 | 1.0671 | 1.1361 | 1.2051 | 1.2741 | 1.3431 | 1.4121 | 1.4811 | 1.5501 | 1.619 | 1.6255 | 1.5695 | 1.5134 | 1.4574 | 1.4013 | 1.3453 | 1.2892 | 1.2332 | 1.1771 | 1.1211 | 1.0651 | 1.009 | 0.95296 | 0.89691 | 0.84087 | 0.78482 | 0.72877 | 0.67273 | 0.61668 | 0.56063 | 0.50459 | 0.44854 | 0.39249 | 0.33645 | 0.2804 | 0.22435 | 0.16831 | 0.11226 | 0.056215 | 0.00016814 | 0.00016814 | 0.00016814 | 0.00016814 | 0.00016814 | 0.00016814 | 0.00016814 | 0.00016814
Activity | 0 | 0 | 0 | 0 | 0 | 0.049041 | 0.14625 | 0.13106 | 0.11705 | 0.10405 | 0.092056 | 0.080931 | 0.070675 | 0.068993 | 0.068993 | 0.068993 | 0.068993 | 0.068993 | 0.068993 | 0.068993 | 0.068993 | 0.068993 | 0.068993 | 0.068993 | 0.068993 | 0.0064734 | -0.056047 | -0.056047 | -0.056047 | -0.056047 | -0.056047 | -0.056047 | -0.056047 | -0.056047 | -0.056047 | -0.056047 | -0.056047 | -0.056047 | -0.056047 | -0.056047 | -0.056047 | -0.056047 | -0.056047 | -0.056047 | -0.056047 | -0.056047 | -0.056047 | -0.056047 | -0.056047 | -0.056047 | -0.056047 | -0.056047 | -0.056047 | -0.056047 | -0.056047 | 0 | 0 | 0 | 0 | 0 | 0 | 0 | 0 | 0.00016814
End of Period | 0 | 0 | 0 | 0 | 0 | 0.049041 | 0.19529 | 0.32636 | 0.44341 | 0.54746 | 0.63952 | 0.72045 | 0.79112 | 0.86012 | 0.92911 | 0.9981 | 1.0671 | 1.1361 | 1.2051 | 1.2741 | 1.3431 | 1.4121 | 1.4811 | 1.5501 | 1.619 | 1.6255 | 1.5695 | 1.5134 | 1.4574 | 1.4013 | 1.3453 | 1.2892 | 1.2332 | 1.1771 | 1.1211 | 1.0651 | 1.009 | 0.95296 | 0.89691 | 0.84087 | 0.78482 | 0.72877 | 0.67273 | 0.61668 | 0.56063 | 0.50459 | 0.44854 | 0.39249 | 0.33645 | 0.2804 | 0.22435 | 0.16831 | 0.11226 | 0.056215 | 0.00016814 | 0.00016814 | 0.00016814 | 0.00016814 | 0.00016814 | 0.00016814 | 0.00016814 | 0.00016814 | 0.00016814
Average | 0 | 0 | 0 | 0 | 0 | 0.02452 | 0.12217 | 0.26083 | 0.38489 | 0.49544 | 0.59349 | 0.67998 | 0.75579 | 0.82562 | 0.89461 | 0.96361 | 1.0326 | 1.1016 | 1.1706 | 1.2396 | 1.3086 | 1.3776 | 1.4466 | 1.5156 | 1.5845 | 1.6223 | 1.5975 | 1.5414 | 1.4854 | 1.4294 | 1.3733 | 1.3173 | 1.2612 | 1.2052 | 1.1491 | 1.0931 | 1.037 | 0.98098 | 0.92494 | 0.86889 | 0.81284 | 0.7568 | 0.70075 | 0.6447 | 0.58866 | 0.53261 | 0.47656 | 0.42052 | 0.36447 | 0.30842 | 0.25238 | 0.19633 | 0.14028 | 0.084238 | 0.028191 | 0.00016814 | 0.00016814 | 0.00016814 | 0.00016814 | 0.00016814 | 0.00016814 | 0.00016814 | 0.00016814
Net Rate Base - Average | 0 | 0 | 0 | 0 | 0 | 20.8609 | 40.716 | 38.7529 | 36.883 | 35.0993 | 33.3955 | 31.7654 | 30.2037 | 28.68 | 27.1617 | 25.6433 | 24.125 | 22.6067 | 21.0884 | 19.5701 | 18.0518 | 16.5335 | 15.0152 | 13.4968 | 11.9785 | 10.6598 | 9.7402 | 9.0203 | 8.3003 | 7.5803 | 6.8603 | 6.1403 | 5.4203 | 4.7004 | 3.9804 | 3.2604 | 2.5404 | 1.8204 | 1.1005 | 0.38047 | -0.33951 | -1.0595 | -1.7795 | -2.4995 | -3.2194 | -3.9394 | -4.6594 | -5.3794 | -6.0994 | -6.8193 | -7.5393 | -8.2593 | -8.9793 | -9.6993 | -5.0302 | -0.0010735 | -0.0010735 | -0.0010735 | -0.0010735 | -0.0010735 | -0.0010735 | -0.0010735 | -0.0010735
EXPENSES
Income Tax - Removal Cost | 0 | 0 | 0 | 0 | 0 | 0.13916 | 0.13916 | 0.13916 | 0.13916 | 0.13916 | 0.13916 | 0.13916 | 0.13916 | 0.13916 | 0.13916 | 0.13916 | 0.13916 | 0.13916 | 0.13916 | 0.13916 | 0.13916 | 0.13916 | 0.13916 | 0.13916 | 0.13916 | 0.13916 | 0.13916 | 0.13916 | 0.13916 | 0.13916 | 0.13916 | 0.13916 | 0.13916 | 0.13916 | 0.13916 | 0.13916 | 0.13916 | 0.13916 | 0.13916 | 0.13916 | 0.13916 | 0.13916 | 0.13916 | 0.13916 | 0.13916 | 0.13916 | 0.13916 | 0.13916 | 0.13916 | 0.13916 | 0.13916 | 0.13916 | 0.13916 | 0.13916 | 0.13916 | 0 | 0 | 0 | 0 | 0 | 0 | 0 | 0 | 6.9578
Book Depreciation | 0 | 0 | 0 | 0 | 0 | 1.0778 | 1.0778 | 1.0778 | 1.0778 | 1.0778 | 1.0778 | 1.0778 | 1.0778 | 1.0778 | 1.0778 | 1.0778 | 1.0778 | 1.0778 | 1.0778 | 1.0778 | 1.0778 | 1.0778 | 1.0778 | 1.0778 | 1.0778 | 1.0778 | 1.0778 | 1.0778 | 1.0778 | 1.0778 | 1.0778 | 1.0778 | 1.0778 | 1.0778 | 1.0778 | 1.0778 | 1.0778 | 1.0778 | 1.0778 | 1.0778 | 1.0778 | 1.0778 | 1.0778 | 1.0778 | 1.0778 | 1.0778 | 1.0778 | 1.0778 | 1.0778 | 1.0778 | 1.0778 | 1.0778 | 1.0778 | 1.0778 | 1.0778 | 0 | 0 | 0 | 0 | 0 | 0 | 0 | 0 | 53.8909
Property Taxes | 0 | 0 | 0 | 0 | 0 | 2.1556 | 2.1556 | 2.1556 | 2.1556 | 2.1556 | 2.1556 | 2.1556 | 2.1556 | 2.1556 | 2.1556 | 2.1556 | 2.1556 | 2.1556 | 2.1556 | 2.1556 | 2.1556 | 2.1556 | 2.1556 | 2.1556 | 2.1556 | 2.1556 | 2.1556 | 2.1556 | 2.1556 | 2.1556 | 2.1556 | 2.1556 | 2.1556 | 2.1556 | 2.1556 | 2.1556 | 2.1556 | 2.1556 | 2.1556 | 2.1556 | 2.1556 | 2.1556 | 2.1556 | 2.1556 | 2.1556 | 2.1556 | 2.1556 | 2.1556 | 2.1556 | 2.1556 | 2.1556 | 2.1556 | 2.1556 | 2.1556 | 0 | 0 | 0 | 0 | 0 | 0 | 0 | 0 | 0 | 105.6261
Total Expenses | 0 | 0 | 0 | 0 | 0 | 3.3726 | 3.3726 | 3.3726 | 3.3726 | 3.3726 | 3.3726 | 3.3726 | 3.3726 | 3.3726 | 3.3726 | 3.3726 | 3.3726 | 3.3726 | 3.3726 | 3.3726 | 3.3726 | 3.3726 | 3.3726 | 3.3726 | 3.3726 | 3.3726 | 3.3726 | 3.3726 | 3.3726 | 3.3726 | 3.3726 | 3.3726 | 3.3726 | 3.3726 | 3.3726 | 3.3726 | 3.3726 | 3.3726 | 3.3726 | 3.3726 | 3.3726 | 3.3726 | 3.3726 | 3.3726 | 3.3726 | 3.3726 | 3.3726 | 3.3726 | 3.3726 | 3.3726 | 3.3726 | 3.3726 | 3.3726 | 3.3726 | 1.217 | 0 | 0 | 0 | 0 | 0 | 0 | 0 | 0 | 166.4748
REVENUE REQUIREMENT
Net Rate Base | 0 | 0 | 0 | 0 | 0 | 20.8609 | 40.716 | 38.7529 | 36.883 | 35.0993 | 33.3955 | 31.7654 | 30.2037 | 28.68 | 27.1617 | 25.6433 | 24.125 | 22.6067 | 21.0884 | 19.5701 | 18.0518 | 16.5335 | 15.0152 | 13.4968 | 11.9785 | 10.6598 | 9.7402 | 9.0203 | 8.3003 | 7.5803 | 6.8603 | 6.1403 | 5.4203 | 4.7004 | 3.9804 | 3.2604 | 2.5404 | 1.8204 | 1.1005 | 0.38047 | -0.33951 | -1.0595 | -1.7795 | -2.4995 | -3.2194 | -3.9394 | -4.6594 | -5.3794 | -6.0994 | -6.8193 | -7.5393 | -8.2593 | -8.9793 | -9.6993 | -5.0302 | -0.0010735 | -0.0010735 | -0.0010735 | -0.0010735 | -0.0010735 | -0.0010735 | -0.0010735 | -0.0010735 | 517.8223
ROR | 9.98% | 9.98% | 9.7% | 9.61% | 9.61% | 9.61% | 9.61% | 9.61% | 9.61% | 9.61% | 9.61% | 9.61% | 9.61% | 9.61% | 9.61% | 9.61% | 9.61% | 9.61% | 9.61% | 9.61% | 9.61% | 9.61% | 9.61% | 9.61% | 9.61% | 9.61% | 9.61% | 9.61% | 9.61% | 9.61% | 9.61% | 9.61% | 9.61% | 9.61% | 9.61% | 9.61% | 9.61% | 9.61% | 9.61% | 9.61% | 9.61% | 9.61% | 9.61% | 9.61% | 9.61% | 9.61% | 9.61% | 9.61% | 9.61% | 9.61% | 9.61% | 9.61% | 9.61% | 9.61% | 9.61% | 9.61% | 9.61% | 9.61% | 9.61% | 9.61% | 9.61% | 9.61% | 9.61%
Earnings Base | 0 | 0 | 0 | 0 | 0 | 2.0047 | 3.9128 | 3.7242 | 3.5445 | 3.373 | 3.2093 | 3.0527 | 2.9026 | 2.7561 | 2.6102 | 2.4643 | 2.3184 | 2.1725 | 2.0266 | 1.8807 | 1.7348 | 1.5889 | 1.443 | 1.297 | 1.1511 | 1.0244 | 0.93604 | 0.86685 | 0.79766 | 0.72847 | 0.65928 | 0.59009 | 0.5209 | 0.45171 | 0.38251 | 0.31332 | 0.24413 | 0.17494 | 0.10575 | 0.036564 | -0.032627 | -0.10182 | -0.17101 | -0.2402 | -0.30939 | -0.37858 | -0.44777 | -0.51696 | -0.58615 | -0.65534 | -0.72453 | -0.79372 | -0.86291 | -0.9321 | -0.4834 | -0.00010316 | -0.00010316 | -0.00010316 | -0.00010316 | -0.00010316 | -0.00010316 | -0.00010316 | -0.00010316
Earnings - Expense | 0 | 0 | 0 | 0 | 0 | 3.3726 | 3.3726 | 3.3726 | 3.3726 | 3.3726 | 3.3726 | 3.3726 | 3.3726 | 3.3726 | 3.3726 | 3.3726 | 3.3726 | 3.3726 | 3.3726 | 3.3726 | 3.3726 | 3.3726 | 3.3726 | 3.3726 | 3.3726 | 3.3726 | 3.3726 | 3.3726 | 3.3726 | 3.3726 | 3.3726 | 3.3726 | 3.3726 | 3.3726 | 3.3726 | 3.3726 | 3.3726 | 3.3726 | 3.3726 | 3.3726 | 3.3726 | 3.3726 | 3.3726 | 3.3726 | 3.3726 | 3.3726 | 3.3726 | 3.3726 | 3.3726 | 3.3726 | 3.3726 | 3.3726 | 3.3726 | 3.3726 | 1.217 | 0 | 0 | 0 | 0 | 0 | 0 | 0 | 0 | 166.4748
Total Earnings Effect | 0 | 0 | 0 | 0 | 0 | 5.3773 | 7.2854 | 7.0968 | 6.9171 | 6.7457 | 6.5819 | 6.4253 | 6.2752 | 6.1288 | 5.9828 | 5.8369 | 5.691 | 5.5451 | 5.3992 | 5.2533 | 5.1074 | 4.9615 | 4.8156 | 4.6697 | 4.5237 | 4.397 | 4.3086 | 4.2395 | 4.1703 | 4.1011 | 4.0319 | 3.9627 | 3.8935 | 3.8243 | 3.7551 | 3.6859 | 3.6167 | 3.5476 | 3.4784 | 3.4092 | 3.34 | 3.2708 | 3.2016 | 3.1324 | 3.0632 | 2.994 | 2.9248 | 2.8557 | 2.7865 | 2.7173 | 2.6481 | 2.5789 | 2.5097 | 2.4405 | 0.73357 | -0.00010316 | -0.00010316 | -0.00010316 | -0.00010316 | -0.00010316 | -0.00010316 | -0.00010316 | -0.00010316
Gross-Up Factor | 1.0354 | 1.0354 | 1.0354 | 1.0298 | 1.0298 | 1.0298 | 1.0298 | 1.0298 | 1.0298 | 1.0298 | 1.0298 | 1.0298 | 1.0298 | 1.0298 | 1.0298 | 1.0298 | 1.0298 | 1.0298 | 1.0298 | 1.0298 | 1.0298 | 1.0298 | 1.0298 | 1.0298 | 1.0298 | 1.0298 | 1.0298 | 1.0298 | 1.0298 | 1.0298 | 1.0298 | 1.0298 | 1.0298 | 1.0298 | 1.0298 | 1.0298 | 1.0298 | 1.0298 | 1.0298 | 1.0298 | 1.0298 | 1.0298 | 1.0298 | 1.0298 | 1.0298 | 1.0298 | 1.0298 | 1.0298 | 1.0298 | 1.0298 | 1.0298 | 1.0298 | 1.0298 | 1.0298 | 1.0298 | 1.0298 | 1.0298 | 1.0298 | 1.0298 | 1.0298 | 1.0298 | 1.0298 | 1.0298
Revenue requirement | 0 | 0 | 0 | 0 | 0 | 5.5374 | 7.5022 | 7.308 | 7.1229 | 6.9464 | 6.7778 | 6.6165 | 6.4619 | 6.3111 | 6.1609 | 6.0106 | 5.8604 | 5.7101 | 5.5599 | 5.4096 | 5.2594 | 5.1091 | 4.9589 | 4.8086 | 4.6584 | 4.5279 | 4.4369 | 4.3656 | 4.2944 | 4.2231 | 4.1519 | 4.0806 | 4.0094 | 3.9381 | 3.8669 | 3.7956 | 3.7244 | 3.6531 | 3.5819 | 3.5106 | 3.4394 | 3.3681 | 3.2969 | 3.2256 | 3.1544 | 3.0831 | 3.0119 | 2.9406 | 2.8694 | 2.7981 | 2.7269 | 2.6556 | 2.5844 | 2.5131 | 0.75541 | -0.00010623 | -0.00010623 | -0.00010623 | -0.00010623 | -0.00010623 | -0.00010623 | -0.00010623 | -0.00010623 | 222.6728
Depreciation Calculations
Tax Depreciation - Federal
Cost of new equipment in service basis | 0 | 0 | 0 | 0 | 0 | 43.1127 | 0 | 0 | 0 | 0 | 0 | 0 | 0 | 0 | 0 | 0 | 0 | 0 | 0 | 0 | 0 | 0 | 0 | 0 | 0 | 0 | 0 | 0 | 0 | 0 | 0 | 0 | 0 | 0 | 0 | 0 | 0 | 0 | 0 | 0 | 0 | 0 | 0 | 0 | 0 | 0 | 0 | 0 | 0 | 0 | 0 | 0 | 0 | 0 | -43.1127 | 0 | 0 | 0 | 0 | 0 | 0
Bonus Depreciation (N/A) | 0 | 0 | 0 | 0 | 0 | 0 | 0 | 0 | 0 | 0 | 0 | 0 | 0 | 0 | 0 | 0 | 0 | 0 | 0 | 0 | 0 | 0 | 0 | 0 | 0 | 0 | 0 | 0 | 0 | 0 | 0 | 0 | 0 | 0 | 0 | 0 | 0 | 0 | 0 | 0 | 0 | 0 | 0 | 0 | 0 | 0 | 0 | 0 | 0 | 0 | 0 | 0 | 0 | 0 | 0 | 0 | 0 | 0 | 0 | 0 | 0
Regular Depreciation basis (Cumulative) | 0 | 0 | 0 | 0 | 0 | 43.1127 | 43.1127 | 43.1127 | 43.1127 | 43.1127 | 43.1127 | 43.1127 | 43.1127 | 43.1127 | 43.1127 | 43.1127 | 43.1127 | 43.1127 | 43.1127 | 43.1127 | 43.1127 | 43.1127 | 43.1127 | 43.1127 | 43.1127 | 43.1127 | 43.1127 | 43.1127 | 43.1127 | 43.1127 | 43.1127 | 43.1127 | 43.1127 | 43.1127 | 43.1127 | 43.1127 | 43.1127 | 43.1127 | 43.1127 | 43.1127 | 43.1127 | 43.1127 | 43.1127 | 43.1127 | 43.1127 | 43.1127 | 43.1127 | 43.1127 | 43.1127 | 43.1127 | 43.1127 | 43.1127 | 43.1127 | 43.1127 | 0 | 0 | 0 | 0 | 0 | 0 | 0 | 0 | 0
RegularDepreciation | [5 empty] | 1.6167 | 3.1123 | 2.8786 | 2.6631 | 2.463 | 2.2785 | 2.1073 | 1.9496 | 1.9237 | 1.9237 | 1.9237 | 1.9237 | 1.9237 | 1.9237 | 1.9237 | 1.9237 | 1.9237 | 1.9237 | 1.9237 | 1.9237 | 0.96184 |  | 0 | 0 |  | 0 | 0 | 0 | 0 | 0 | 0 | 0 | 0 | 0 | 0 | [23 empty] | 43.1153
Total Depreciation for year | 0 | 0 | 0 | 0 | 0 | 1.6167 | 3.1123 | 2.8786 | 2.6631 | 2.463 | 2.2785 | 2.1073 | 1.9496 | 1.9237 | 1.9237 | 1.9237 | 1.9237 | 1.9237 | 1.9237 | 1.9237 | 1.9237 | 1.9237 | 1.9237 | 1.9237 | 1.9237 | 0.96184 | 0 | 0 | 0 | 0 | 0 | 0 | 0 | 0 | 0 | 0 | 0 | 0 | 0 | 0 | 0 | 0 | 0 | 0 | 0 | 0 | 0 | 0 | 0 | 0 | 0 | 0 | 0 | 0 | 0 | 0 | 0 | 0 | 0 | 0 | 0
Tax Depreciation - State
Cost of new equipment in service basis | 0 | 0 | 0 | 0 | 0 | 43.1127 | 0 | 0 | 0 | 0 | 0 | 0 | 0 | 0 | 0 | 0 | 0 | 0 | 0 | 0 | 0 | 0 | 0 | 0 | 0 | 0 | 0 | 0 | 0 | 0 | 0 | 0 | 0 | 0 | 0 | 0 | 0 | 0 | 0 | 0 | 0 | 0 | 0 | 0 | 0 | 0 | 0 | 0 | 0 | 0 | 0 | 0 | 0 | 0 | -43.1127 | 0 | 0 | 0 | 0 | 0 | 0 | 0 | 0
Bonus Depreciation (N/A) | 0 | 0 | 0 | 0 | 0 | 0 | 0 | 0 | 0 | 0 | 0 | 0 | 0 | 0 | 0 | 0 | 0 | 0 | 0 | 0 | 0 | 0 | 0 | 0 | 0 | 0 | 0 | 0 | 0 | 0 | 0 | 0 | 0 | 0 | 0 | 0 | 0 | 0 | 0 | 0 | 0 | 0 | 0 | 0 | 0 | 0 | 0 | 0 | 0 | 0 | 0 | 0 | 0 | 0 | 0 | 0 | 0 | 0 | 0 | 0 | 0 | 0 | 0
Regular Depreciation basis (Cumulative) | 0 | 0 | 0 | 0 | 0 | 43.1127 | 43.1127 | 43.1127 | 43.1127 | 43.1127 | 43.1127 | 43.1127 | 43.1127 | 43.1127 | 43.1127 | 43.1127 | 43.1127 | 43.1127 | 43.1127 | 43.1127 | 43.1127 | 43.1127 | 43.1127 | 43.1127 | 43.1127 | 43.1127 | 43.1127 | 43.1127 | 43.1127 | 43.1127 | 43.1127 | 43.1127 | 43.1127 | 43.1127 | 43.1127 | 43.1127 | 43.1127 | 43.1127 | 43.1127 | 43.1127 | 43.1127 | 43.1127 | 43.1127 | 43.1127 | 43.1127 | 43.1127 | 43.1127 | 43.1127 | 43.1127 | 43.1127 | 43.1127 | 43.1127 | 43.1127 | 43.1127 | 0 | 0 | 0 | 0 | 0 | 0 | 0 | 0 | 0
RegularDepreciation | 0 | 0 | 0 | 0 | 0 | 1.6167 | 3.1123 | 2.8786 | 2.6631 | 2.463 | 2.2785 | 2.1073 | 1.9496 | 1.9237 | 1.9237 | 1.9237 | 1.9237 | 1.9237 | 1.9237 | 1.9237 | 1.9237 | 1.9237 | 1.9237 | 1.9237 | 1.9237 | 0.96184 | 0 | 0 | 0 | 0 | 0 | 0 | 0 | 0 | 0 | 0 | 0 | 0 | 0 | 0 | 0 | 0 | 0 | 0 | 0 | 0 | 0 | 0 | 0 | 0 | 0 | 0 | 0 | 0 | 0 | 0 | 0 | 0 | 0 | 0 | 0 | 0 | 0 | 43.1153
Total Depreciation for year | 0 | 0 | 0 | 0 | 0 | 1.6167 | 3.1123 | 2.8786 | 2.6631 | 2.463 | 2.2785 | 2.1073 | 1.9496 | 1.9237 | 1.9237 | 1.9237 | 1.9237 | 1.9237 | 1.9237 | 1.9237 | 1.9237 | 1.9237 | 1.9237 | 1.9237 | 1.9237 | 0.96184 | 0 | 0 | 0 | 0 | 0 | 0 | 0 | 0 | 0 | 0 | 0 | 0 | 0 | 0 | 0 | 0 | 0 | 0 | 0 | 0 | 0 | 0 | 0 | 0 | 0 | 0 | 0 | 0 | 0 | 0 | 0 | 0 | 0 | 0 | 0 | 0 | 0
Book Depreciation with COR
2014 | 0 | 0 | 0 | 0 | 0 | 0 | 0 | 0 | 0 | 0 | 0 | 0 | 0 | 0 | 0 | 0 | 0 | 0 | 0 | 0 | 0 | 0 | 0 | 0 | 0 | 0 | 0 | 0 | 0 | 0 | 0 | 0 | 0 | 0 | 0 | 0 | 0 | 0 | 0 | 0 | 0 | 0 | 0 | 0 | 0 | 0 | 0 | 0 | 0 | 0 | [13 empty] | 0
2015 |  | 0 | 0 | 0 | 0 | 0 | 0 | 0 | 0 | 0 | 0 | 0 | 0 | 0 | 0 | 0 | 0 | 0 | 0 | 0 | 0 | 0 | 0 | 0 | 0 | 0 | 0 | 0 | 0 | 0 | 0 | 0 | 0 | 0 | 0 | 0 | 0 | 0 | 0 | 0 | 0 | 0 | 0 | 0 | 0 | 0 | 0 | 0 | 0 | 0 | 0 | [12 empty] | 0 | check - total PIS
2016 |  |  | 0 | 0 | 0 | 0 | 0 | 0 | 0 | 0 | 0 | 0 | 0 | 0 | 0 | 0 | 0 | 0 | 0 | 0 | 0 | 0 | 0 | 0 | 0 | 0 | 0 | 0 | 0 | 0 | 0 | 0 | 0 | 0 | 0 | 0 | 0 | 0 | 0 | 0 | 0 | 0 | 0 | 0 | 0 | 0 | 0 | 0 | 0 | 0 | 0 | 0 | [11 empty] | 0 | 0
2017 |  |  |  | 0 | 0 | 0 | 0 | 0 | 0 | 0 | 0 | 0 | 0 | 0 | 0 | 0 | 0 | 0 | 0 | 0 | 0 | 0 | 0 | 0 | 0 | 0 | 0 | 0 | 0 | 0 | 0 | 0 | 0 | 0 | 0 | 0 | 0 | 0 | 0 | 0 | 0 | 0 | 0 | 0 | 0 | 0 | 0 | 0 | 0 | 0 | 0 | 0 | 0 | [10 empty] | 0 | 0
2018 |  |  |  |  | 0 | 0 | 0 | 0 | 0 | 0 | 0 | 0 | 0 | 0 | 0 | 0 | 0 | 0 | 0 | 0 | 0 | 0 | 0 | 0 | 0 | 0 | 0 | 0 | 0 | 0 | 0 | 0 | 0 | 0 | 0 | 0 | 0 | 0 | 0 | 0 | 0 | 0 | 0 | 0 | 0 | 0 | 0 | 0 | 0 | 0 | 0 | 0 | 0 | 0 | [9 empty] | 0
2019 | [5 empty] | 1.0778 | 1.0778 | 1.0778 | 1.0778 | 1.0778 | 1.0778 | 1.0778 | 1.0778 | 1.0778 | 1.0778 | 1.0778 | 1.0778 | 1.0778 | 1.0778 | 1.0778 | 1.0778 | 1.0778 | 1.0778 | 1.0778 | 1.0778 | 1.0778 | 1.0778 | 1.0778 | 1.0778 | 1.0778 | 1.0778 | 1.0778 | 1.0778 | 1.0778 | 1.0778 | 1.0778 | 1.0778 | 1.0778 | 1.0778 | 1.0778 | 1.0778 | 1.0778 | 1.0778 | 1.0778 | 1.0778 | 1.0778 | 1.0778 | 1.0778 | 1.0778 | 1.0778 | 1.0778 | 1.0778 | 1.0778 | 1.0778 | 1.0778 | [8 empty] | 53.8909 | 53.8909
2020 | [6 empty] | 0 | 0 | 0 | 0 | 0 | 0 | 0 | 0 | 0 | 0 | 0 | 0 | 0 | 0 | 0 | 0 | 0 | 0 | 0 | 0 | 0 | 0 | 0 | 0 | 0 | 0 | 0 | 0 | 0 | 0 | 0 | 0 | 0 | 0 | 0 | 0 | 0 | 0 | 0 | 0 | 0 | 0 | 0 | 0 | 0 | 0 | 0 | 0 | 0 | 0 | [7 empty] | 0
2021 | [7 empty] | 0 | 0 | 0 | 0 | 0 | 0 | 0 | 0 | 0 | 0 | 0 | 0 | 0 | 0 | 0 | 0 | 0 | 0 | 0 | 0 | 0 | 0 | 0 | 0 | 0 | 0 | 0 | 0 | 0 | 0 | 0 | 0 | 0 | 0 | 0 | 0 | 0 | 0 | 0 | 0 | 0 | 0 | 0 | 0 | 0 | 0 | 0 | 0 | 0 | 0 | [6 empty] | 0
2022 | [8 empty] | 0 | 0 | 0 | 0 | 0 | 0 | 0 | 0 | 0 | 0 | 0 | 0 | 0 | 0 | 0 | 0 | 0 | 0 | 0 | 0 | 0 | 0 | 0 | 0 | 0 | 0 | 0 | 0 | 0 | 0 | 0 | 0 | 0 | 0 | 0 | 0 | 0 | 0 | 0 | 0 | 0 | 0 | 0 | 0 | 0 | 0 | 0 | 0 | 0 | 0 | [5 empty] | 0
2023 | [9 empty] | 0 | 0 | 0 | 0 | 0 | 0 | 0 | 0 | 0 | 0 | 0 | 0 | 0 | 0 | 0 | 0 | 0 | 0 | 0 | 0 | 0 | 0 | 0 | 0 | 0 | 0 | 0 | 0 | 0 | 0 | 0 | 0 | 0 | 0 | 0 | 0 | 0 | 0 | 0 | 0 | 0 | 0 | 0 | 0 | 0 | 0 | 0 | 0 | 0 | 0 |  |  |  |  | 0
2024 | [10 empty] | 0 | 0 | 0 | 0 | 0 | 0 | 0 | 0 | 0 | 0 | 0 | 0 | 0 | 0 | 0 | 0 | 0 | 0 | 0 | 0 | 0 | 0 | 0 | 0 | 0 | 0 | 0 | 0 | 0 | 0 | 0 | 0 | 0 | 0 | 0 | 0 | 0 | 0 | 0 | 0 | 0 | 0 | 0 | 0 | 0 | 0 | 0 | 0 | 0 | 0 |  |  |  | 0 | 0
2025 | [11 empty] | 0 | 0 | 0 | 0 | 0 | 0 | 0 | 0 | 0 | 0 | 0 | 0 | 0 | 0 | 0 | 0 | 0 | 0 | 0 | 0 | 0 | 0 | 0 | 0 | 0 | 0 | 0 | 0 | 0 | 0 | 0 | 0 | 0 | 0 | 0 | 0 | 0 | 0 | 0 | 0 | 0 | 0 | 0 | 0 | 0 | 0 | 0 | 0 | 0 | 0 |  |  | 0
2026 | [12 empty] | 0 | 0 | 0 | 0 | 0 | 0 | 0 | 0 | 0 | 0 | 0 | 0 | 0 | 0 | 0 | 0 | 0 | 0 | 0 | 0 | 0 | 0 | 0 | 0 | 0 | 0 | 0 | 0 | 0 | 0 | 0 | 0 | 0 | 0 | 0 | 0 | 0 | 0 | 0 | 0 | 0 | 0 | 0 | 0 | 0 | 0 | 0 | 0 | 0 | 0 |  | 0
| 0 | 0 | 0 | 0 | 0 | 1.0778 | 1.0778 | 1.0778 | 1.0778 | 1.0778 | 1.0778 | 1.0778 | 1.0778 | 1.0778 | 1.0778 | 1.0778 | 1.0778 | 1.0778 | 1.0778 | 1.0778 | 1.0778 | 1.0778 | 1.0778 | 1.0778 | 1.0778 | 1.0778 | 1.0778 | 1.0778 | 1.0778 | 1.0778 | 1.0778 | 1.0778 | 1.0778 | 1.0778 | 1.0778 | 1.0778 | 1.0778 | 1.0778 | 1.0778 | 1.0778 | 1.0778 | 1.0778 | 1.0778 | 1.0778 | 1.0778 | 1.0778 | 1.0778 | 1.0778 | 1.0778 | 1.0778 | 1.0778 | 1.0778 | 1.0778 | 1.0778 | 1.0778 | 0 | 0 | 0 | 0 | 0 | 0 | 0 | 0 | 53.8909
Book Depreciation- excl. Salvage
2014 | 0 | 0 | 0 | 0 | 0 | 0 | 0 | 0 | 0 | 0 | 0 | 0 | 0 | 0 | 0 | 0 | 0 | 0 | 0 | 0 | 0 | 0 | 0 | 0 | 0 |  |  | 0 | 0 | 0 | 0 | 0 | 0 | 0 | 0 | 0 | 0 | 0 | 0 | 0 | 0 | 0 | 0 | 0 | 0 | 0 | 0 | 0 | 0 | 0 | 0 | 0 | [11 empty] | 0
2015 |  | 0 | 0 | 0 | 0 | 0 | 0 | 0 | 0 | 0 | 0 | 0 | 0 | 0 | 0 | 0 | 0 | 0 | 0 | 0 | 0 | 0 | 0 | 0 | 0 | 0 |  | 0 | 0 | 0 | 0 | 0 | 0 | 0 | 0 | 0 | 0 | 0 | 0 | 0 | 0 | 0 | 0 | 0 | 0 | 0 | 0 | 0 | 0 | 0 | 0 | 0 | [11 empty] | 0 | check - total PIS
2016 |  |  | 0 | 0 | 0 | 0 | 0 | 0 | 0 | 0 | 0 | 0 | 0 | 0 | 0 | 0 | 0 | 0 | 0 | 0 | 0 | 0 | 0 | 0 | 0 | 0 | 0 | 0 | 0 | 0 | 0 | 0 | 0 | 0 | 0 | 0 | 0 | 0 | 0 | 0 | 0 | 0 | 0 | 0 | 0 | 0 | 0 | 0 | 0 | 0 | 0 | 0 | [11 empty] | 0 | 0
2017 |  |  |  | 0 | 0 | 0 | 0 | 0 | 0 | 0 | 0 | 0 | 0 | 0 | 0 | 0 | 0 | 0 | 0 | 0 | 0 | 0 | 0 | 0 | 0 | 0 | 0 | 0 | 0 | 0 | 0 | 0 | 0 | 0 | 0 | 0 | 0 | 0 | 0 | 0 | 0 | 0 | 0 | 0 | 0 | 0 | 0 | 0 | 0 | 0 | 0 | 0 | 0 | [10 empty] | 0 | 0
2018 |  |  |  |  | 0 | 0 | 0 | 0 | 0 | 0 | 0 | 0 | 0 | 0 | 0 | 0 | 0 | 0 | 0 | 0 | 0 | 0 | 0 | 0 | 0 | 0 | 0 | 0 | 0 | 0 | 0 | 0 | 0 | 0 | 0 | 0 | 0 | 0 | 0 | 0 | 0 | 0 | 0 | 0 | 0 | 0 | 0 | 0 | 0 | 0 | 0 | 0 | 0 | 0 | [9 empty] | 0
2019 | [5 empty] | 0.86225 | 0.86225 | 0.86225 | 0.86225 | 0.86225 | 0.86225 | 0.86225 | 0.86225 | 0.86225 | 0.86225 | 0.86225 | 0.86225 | 0.86225 | 0.86225 | 0.86225 | 0.86225 | 0.86225 | 0.86225 | 0.86225 | 0.86225 | 0.86225 | 0.86225 | 0.86225 | 0.86225 | 0.86225 | 0.86225 | 0.86225 | 0.86225 | 0.86225 | 0.86225 | 0.86225 | 0.86225 | 0.86225 | 0.86225 | 0.86225 | 0.86225 | 0.86225 | 0.86225 | 0.86225 | 0.86225 | 0.86225 | 0.86225 | 0.86225 | 0.86225 | 0.86225 | 0.86225 | 0.86225 | 0.86225 | 0.86225 | 0.86225 | [8 empty] | 43.1127 | 43.1127
2020 | [6 empty] | 0 | 0 | 0 | 0 | 0 | 0 | 0 | 0 | 0 | 0 | 0 | 0 | 0 | 0 | 0 | 0 | 0 | 0 | 0 | 0 | 0 | 0 | 0 | 0 | 0 | 0 | 0 | 0 | 0 | 0 | 0 | 0 | 0 | 0 | 0 | 0 | 0 | 0 | 0 | 0 | 0 | 0 | 0 | 0 | 0 | 0 | 0 | 0 | 0 | 0 | [7 empty] | 0
2021 | [7 empty] | 0 | 0 | 0 | 0 | 0 | 0 | 0 | 0 | 0 | 0 | 0 | 0 | 0 | 0 | 0 | 0 | 0 | 0 | 0 | 0 | 0 | 0 | 0 | 0 | 0 | 0 | 0 | 0 | 0 | 0 | 0 | 0 | 0 | 0 | 0 | 0 | 0 | 0 | 0 | 0 | 0 | 0 | 0 | 0 | 0 | 0 | 0 | 0 | 0 | 0 | [6 empty] | 0
2022 | [8 empty] | 0 | 0 | 0 | 0 | 0 | 0 | 0 | 0 | 0 | 0 | 0 | 0 | 0 | 0 | 0 | 0 | 0 | 0 | 0 | 0 | 0 | 0 | 0 | 0 | 0 | 0 | 0 | 0 | 0 | 0 | 0 | 0 | 0 | 0 | 0 | 0 | 0 | 0 | 0 | 0 | 0 | 0 | 0 | 0 | 0 | 0 | 0 | 0 | 0 | 0 | [5 empty] | 0
2023 | [9 empty] | 0 | 0 | 0 | 0 | 0 | 0 | 0 | 0 | 0 | 0 | 0 | 0 | 0 | 0 | 0 | 0 | 0 | 0 | 0 | 0 | 0 | 0 | 0 | 0 | 0 | 0 | 0 | 0 | 0 | 0 | 0 | 0 | 0 | 0 | 0 | 0 | 0 | 0 | 0 | 0 | 0 | 0 | 0 | 0 | 0 | 0 | 0 | 0 | 0 | 0 |  |  |  |  | 0
2024 | [10 empty] | 0 | 0 | 0 | 0 | 0 | 0 | 0 | 0 | 0 | 0 | 0 | 0 | 0 | 0 | 0 | 0 | 0 | 0 | 0 | 0 | 0 | 0 | 0 | 0 | 0 | 0 | 0 | 0 | 0 | 0 | 0 | 0 | 0 | 0 | 0 | 0 | 0 | 0 | 0 | 0 | 0 | 0 | 0 | 0 | 0 | 0 | 0 | 0 | 0 | 0 |  |  |  | 0 | 0
2025 | [11 empty] | 0 | 0 | 0 | 0 | 0 | 0 | 0 | 0 | 0 | 0 | 0 | 0 | 0 | 0 | 0 | 0 | 0 | 0 | 0 | 0 | 0 | 0 | 0 | 0 | 0 | 0 | 0 | 0 | 0 | 0 | 0 | 0 | 0 | 0 | 0 | 0 | 0 | 0 | 0 | 0 | 0 | 0 | 0 | 0 | 0 | 0 | 0 | 0 | 0 | 0 |  |  | 0
2026 | [12 empty] | 0 | 0 | 0 | 0 | 0 | 0 | 0 | 0 | 0 | 0 | 0 | 0 | 0 | 0 | 0 | 0 | 0 | 0 | 0 | 0 | 0 | 0 | 0 | 0 | 0 | 0 | 0 | 0 | 0 | 0 | 0 | 0 | 0 | 0 | 0 | 0 | 0 | 0 | 0 | 0 | 0 | 0 | 0 | 0 | 0 | 0 | 0 | 0 | 0 | 0 |  | 0 | 0
| 0 | 0 | 0 | 0 | 0 | 0.86225 | 0.86225 | 0.86225 | 0.86225 | 0.86225 | 0.86225 | 0.86225 | 0.86225 | 0.86225 | 0.86225 | 0.86225 | 0.86225 | 0.86225 | 0.86225 | 0.86225 | 0.86225 | 0.86225 | 0.86225 | 0.86225 | 0.86225 | 0.86225 | 0.86225 | 0.86225 | 0.86225 | 0.86225 | 0.86225 | 0.86225 | 0.86225 | 0.86225 | 0.86225 | 0.86225 | 0.86225 | 0.86225 | 0.86225 | 0.86225 | 0.86225 | 0.86225 | 0.86225 | 0.86225 | 0.86225 | 0.86225 | 0.86225 | 0.86225 | 0.86225 | 0.86225 | 0.86225 | 0.86225 | 0.86225 | 0.86225 | 0.86225 | 0 | 0 | 0 | 0 | 0 | 0 | 0 | 0 | 43.1127
Note on A50: Lee, Betty: rate base does not include CWIP b/c the CapEx dollars include an AFUDC component in it already

## 4f-2017 (hidden)
Project No. | 4f
Project Desc. | Upgrade 3 Sections plus risers on Feeder 38Q03 (NEW to the 2015 LRP)
Book Life | 50
Tax Life | 20N
Salvage Rate | -25%
| 2014 | 2015 | 2016 | 2017 | 2018 | 2019 | 2020 | 2021 | 2022 | 2023 | 2024 | 2025 | 2026 | 2027 | 2028 | 2029 | 2030 | 2031 | 2032 | 2033 | 2034 | 2035 | 2036 | 2037 | 2038 | 2039 | 2040 | 2041 | 2042 | 2043 | 2044 | 2045 | 2046 | 2047 | 2048 | 2049 | 2050 | 2051 | 2052 | 2053 | 2054 | 2055 | 2056 | 2057 | 2058 | 2059 | 2060 | 2061 | 2062 | 2063 | 2064 | 2065 | 2066 | 2067 | 2068 | 2069 | 2070 | 2071 | 2072 | 2073 | 2074 | 2075 | 2076
Closing to Plant (Y/N) | N | N | N | N | N | N | N | N | N | N | N | N | N | N | N | N | N | N | N | N | N | N | N | N | N | N | N | N | N | N | N | N | N | N | N | N | N | N | N | N | N | N | N | N | N | N | N | N | N | N | N | N | N | N | N | N | N | N | N | N | N | N | N | Total
CWIP
Beginning of Period | 0 | 0 | 0 | 0 | 0 | 0 | 0 | 0 | 0 | 0 | 0 | 0 | 0 | 0 | 0 | 0 | 0 | 0 | 0 | 0 | 0 | 0 | 0 | 0 | 0 | 0 | 0 | 0 | 0 | 0 | 0 | 0 | 0 | 0 | 0 | 0 | 0 | 0 | 0 | 0 | 0 | 0 | 0 | 0 | 0 | 0 | 0 | 0 | 0 | 0 | 0 | 0 | 0 | 0 | 0 | 0 | 0 | 0 | 0 | 0 | 0 | 0 | 0
Activity
Capex | 0 | 0 | 0 | 0 | 0 | 0 | 0 | 0 | 0 | 0 | 0 | 0 | 0 | [50 empty] | 0
Closings to Plant |  |  |  |  | 0 | [58 empty] | 0
End of Period | 0 | 0 | 0 | 0 | 0 | 0 | 0 | 0 | 0 | 0 | 0 | 0 | 0 | 0 | 0 | 0 | 0 | 0 | 0 | 0 | 0 | 0 | 0 | 0 | 0 | 0 | 0 | 0 | 0 | 0 | 0 | 0 | 0 | 0 | 0 | 0 | 0 | 0 | 0 | 0 | 0 | 0 | 0 | 0 | 0 | 0 | 0 | 0 | 0 | 0 | 0 | 0 | 0 | 0 | 0 | 0 | 0 | 0 | 0 | 0 | 0 | 0 | 0
Average | 0 | 0 | 0 | 0 | 0 | 0 | 0 | 0 | 0 | 0 | 0 | 0 | 0 | 0 | 0 | 0 | 0 | 0 | 0 | 0 | 0 | 0 | 0 | 0 | 0 | 0 | 0 | 0 | 0 | 0 | 0 | 0 | 0 | 0 | 0 | 0 | 0 | 0 | 0 | 0 | 0 | 0 | 0 | 0 | 0 | 0 | 0 | 0 | 0 | 0 | 0 | 0 | 0 | 0 | 0 | 0 | 0 | 0 | 0 | 0 | 0 | 0 | 0
Plant in Service
Beginning of Period | 0 | 0 | 0 | 0 | 0 | 0 | 0 | 0 | 0 | 0 | 0 | 0 | 0 | 0 | 0 | 0 | 0 | 0 | 0 | 0 | 0 | 0 | 0 | 0 | 0 | 0 | 0 | 0 | 0 | 0 | 0 | 0 | 0 | 0 | 0 | 0 | 0 | 0 | 0 | 0 | 0 | 0 | 0 | 0 | 0 | 0 | 0 | 0 | 0 | 0 | 0 | 0 | 0 | 0 | 0 | 0 | 0 | 0 | 0 | 0 | 0 | 0 | 0
Activity | 0 | 0 | 0 | 0 | 0 | 0 | 0 | 0 | 0 | 0 | 0 | 0 | 0 | 0 | 0 | 0 | 0 | 0 | 0 | 0 | 0 | 0 | 0 | 0 | 0 | 0 | 0 | 0 | 0 | 0 | 0 | 0 | 0 | 0 | 0 | 0 | 0 | 0 | 0 | 0 | 0 | 0 | 0 | 0 | 0 | 0 | 0 | 0 | 0 | 0 | 0 | 0 | 0 | 0 | 0 | 0 | 0 | 0 | 0 | 0 | 0 | 0 | 0 | 0
End of Period | 0 | 0 | 0 | 0 | 0 | 0 | 0 | 0 | 0 | 0 | 0 | 0 | 0 | 0 | 0 | 0 | 0 | 0 | 0 | 0 | 0 | 0 | 0 | 0 | 0 | 0 | 0 | 0 | 0 | 0 | 0 | 0 | 0 | 0 | 0 | 0 | 0 | 0 | 0 | 0 | 0 | 0 | 0 | 0 | 0 | 0 | 0 | 0 | 0 | 0 | 0 | 0 | 0 | 0 | 0 | 0 | 0 | 0 | 0 | 0 | 0 | 0 | 0
Average | 0 | 0 | 0 | 0 | 0 | 0 | 0 | 0 | 0 | 0 | 0 | 0 | 0 | 0 | 0 | 0 | 0 | 0 | 0 | 0 | 0 | 0 | 0 | 0 | 0 | 0 | 0 | 0 | 0 | 0 | 0 | 0 | 0 | 0 | 0 | 0 | 0 | 0 | 0 | 0 | 0 | 0 | 0 | 0 | 0 | 0 | 0 | 0 | 0 | 0 | 0 | 0 | 0 | 0 | 0 | 0 | 0 | 0 | 0 | 0 | 0 | 0 | 0
Tax Depreciation
Beginning of Period | 0 | 0 | 0 | 0 | 0 | 0 | 0 | 0 | 0 | 0 | 0 | 0 | 0 | 0 | 0 | 0 | 0 | 0 | 0 | 0 | 0 | 0 | 0 | 0 | 0 | 0 | 0 | 0 | 0 | 0 | 0 | 0 | 0 | 0 | 0 | 0 | 0 | 0 | 0 | 0 | 0 | 0 | 0 | 0 | 0 | 0 | 0 | 0 | 0 | 0 | 0 | 0 | 0 | 0 | 0 | 0 | 0 | 0 | 0 | 0 | 0 | 0 | 0
Federal | 0 | 0 | 0 | 0 | 0 | 0 | 0 | 0 | 0 | 0 | 0 | 0 | 0 | 0 | 0 | 0 | 0 | 0 | 0 | 0 | 0 | 0 | 0 | 0 | 0 | 0 | 0 | 0 | 0 | 0 | 0 | 0 | 0 | 0 | 0 | 0 | 0 | 0 | 0 | 0 | 0 | 0 | 0 | 0 | 0 | 0 | 0 | 0 | 0 | 0 | 0 | 0 | 0 | 0 | 0 | 0 | 0 | 0 | 0 | 0 | 0 | 0 | 0 | 0
State | 0 | 0 | 0 | 0 | 0 | 0 | 0 | 0 | 0 | 0 | 0 | 0 | 0 | 0 | 0 | 0 | 0 | 0 | 0 | 0 | 0 | 0 | 0 | 0 | 0 | 0 | 0 | 0 | 0 | 0 | 0 | 0 | 0 | 0 | 0 | 0 | 0 | 0 | 0 | 0 | 0 | 0 | 0 | 0 | 0 | 0 | 0 | 0 | 0 | 0 | 0 | 0 | 0 | 0 | 0 | 0 | 0 | 0 | 0 | 0 | 0 | 0 | 0 | 0
End of Period | 0 | 0 | 0 | 0 | 0 | 0 | 0 | 0 | 0 | 0 | 0 | 0 | 0 | 0 | 0 | 0 | 0 | 0 | 0 | 0 | 0 | 0 | 0 | 0 | 0 | 0 | 0 | 0 | 0 | 0 | 0 | 0 | 0 | 0 | 0 | 0 | 0 | 0 | 0 | 0 | 0 | 0 | 0 | 0 | 0 | 0 | 0 | 0 | 0 | 0 | 0 | 0 | 0 | 0 | 0 | 0 | 0 | 0 | 0 | 0 | 0 | 0 | 0
Average | 0 | 0 | 0 | 0 | 0 | 0 | 0 | 0 | 0 | 0 | 0 | 0 | 0 | 0 | 0 | 0 | 0 | 0 | 0 | 0 | 0 | 0 | 0 | 0 | 0 | 0 | 0 | 0 | 0 | 0 | 0 | 0 | 0 | 0 | 0 | 0 | 0 | 0 | 0 | 0 | 0 | 0 | 0 | 0 | 0 | 0 | 0 | 0 | 0 | 0 | 0 | 0 | 0 | 0 | 0 | 0 | 0 | 0 | 0 | 0 | 0 | 0 | 0
Book Depreciation with COR
Beginning of Period | 0 | 0 | 0 | 0 | 0 | 0 | 0 | 0 | 0 | 0 | 0 | 0 | 0 | 0 | 0 | 0 | 0 | 0 | 0 | 0 | 0 | 0 | 0 | 0 | 0 | 0 | 0 | 0 | 0 | 0 | 0 | 0 | 0 | 0 | 0 | 0 | 0 | 0 | 0 | 0 | 0 | 0 | 0 | 0 | 0 | 0 | 0 | 0 | 0 | 0 | 0 | 0 | 0 | 0 | 0 | 0 | 0 | 0 | 0 | 0 | 0 | 0 | 0
Activity | 0 | 0 | 0 | 0 | 0 | 0 | 0 | 0 | 0 | 0 | 0 | 0 | 0 | 0 | 0 | 0 | 0 | 0 | 0 | 0 | 0 | 0 | 0 | 0 | 0 | 0 | 0 | 0 | 0 | 0 | 0 | 0 | 0 | 0 | 0 | 0 | 0 | 0 | 0 | 0 | 0 | 0 | 0 | 0 | 0 | 0 | 0 | 0 | 0 | 0 | 0 | 0 | 0 | 0 | 0 | 0 | 0 | 0 | 0 | 0 | 0 | 0 | 0 | 0
Book Depreciation Related to Retired PIS | [49 empty] | 0 | 0 | 0 | 0 | 0 | 0 | 0 | 0 | 0 | 0 | 0 | 0 | 0 |  | 0
End of Period | 0 | 0 | 0 | 0 | 0 | 0 | 0 | 0 | 0 | 0 | 0 | 0 | 0 | 0 | 0 | 0 | 0 | 0 | 0 | 0 | 0 | 0 | 0 | 0 | 0 | 0 | 0 | 0 | 0 | 0 | 0 | 0 | 0 | 0 | 0 | 0 | 0 | 0 | 0 | 0 | 0 | 0 | 0 | 0 | 0 | 0 | 0 | 0 | 0 | 0 | 0 | 0 | 0 | 0 | 0 | 0 | 0 | 0 | 0 | 0 | 0 | 0 | 0
Average | 0 | 0 | 0 | 0 | 0 | 0 | 0 | 0 | 0 | 0 | 0 | 0 | 0 | 0 | 0 | 0 | 0 | 0 | 0 | 0 | 0 | 0 | 0 | 0 | 0 | 0 | 0 | 0 | 0 | 0 | 0 | 0 | 0 | 0 | 0 | 0 | 0 | 0 | 0 | 0 | 0 | 0 | 0 | 0 | 0 | 0 | 0 | 0 | 0 | 0 | 0 | 0 | 0 | 0 | 0 | 0 | 0 | 0 | 0 | 0 | 0 | 0 | 0
Federal Deferred Tax Balance, Net of Tax
Beginning of Period | 0 | 0 | 0 | 0 | 0 | 0 | 0 | 0 | 0 | 0 | 0 | 0 | 0 | 0 | 0 | 0 | 0 | 0 | 0 | 0 | 0 | 0 | 0 | 0 | 0 | 0 | 0 | 0 | 0 | 0 | 0 | 0 | 0 | 0 | 0 | 0 | 0 | 0 | 0 | 0 | 0 | 0 | 0 | 0 | 0 | 0 | 0 | 0 | 0 | 0 | 0 | 0 | 0 | 0 | 0 | 0 | 0 | 0 | 0 | 0 | 0 | 0 | 0
Activity | 0 | 0 | 0 | 0 | 0 | 0 | 0 | 0 | 0 | 0 | 0 | 0 | 0 | 0 | 0 | 0 | 0 | 0 | 0 | 0 | 0 | 0 | 0 | 0 | 0 | 0 | 0 | 0 | 0 | 0 | 0 | 0 | 0 | 0 | 0 | 0 | 0 | 0 | 0 | 0 | 0 | 0 | 0 | 0 | 0 | 0 | 0 | 0 | 0 | 0 | 0 | 0 | 0 | 0 | 0 | 0 | 0 | 0 | 0 | 0 | 0 | 0 | 0 | 0
End of Period | 0 | 0 | 0 | 0 | 0 | 0 | 0 | 0 | 0 | 0 | 0 | 0 | 0 | 0 | 0 | 0 | 0 | 0 | 0 | 0 | 0 | 0 | 0 | 0 | 0 | 0 | 0 | 0 | 0 | 0 | 0 | 0 | 0 | 0 | 0 | 0 | 0 | 0 | 0 | 0 | 0 | 0 | 0 | 0 | 0 | 0 | 0 | 0 | 0 | 0 | 0 | 0 | 0 | 0 | 0 | 0 | 0 | 0 | 0 | 0 | 0 | 0 | 0
Average | 0 | 0 | 0 | 0 | 0 | 0 | 0 | 0 | 0 | 0 | 0 | 0 | 0 | 0 | 0 | 0 | 0 | 0 | 0 | 0 | 0 | 0 | 0 | 0 | 0 | 0 | 0 | 0 | 0 | 0 | 0 | 0 | 0 | 0 | 0 | 0 | 0 | 0 | 0 | 0 | 0 | 0 | 0 | 0 | 0 | 0 | 0 | 0 | 0 | 0 | 0 | 0 | 0 | 0 | 0 | 0 | 0 | 0 | 0 | 0 | 0 | 0 | 0
State Deferred Tax Balance
Beginning of Period | 0 | 0 | 0 | 0 | 0 | 0 | 0 | 0 | 0 | 0 | 0 | 0 | 0 | 0 | 0 | 0 | 0 | 0 | 0 | 0 | 0 | 0 | 0 | 0 | 0 | 0 | 0 | 0 | 0 | 0 | 0 | 0 | 0 | 0 | 0 | 0 | 0 | 0 | 0 | 0 | 0 | 0 | 0 | 0 | 0 | 0 | 0 | 0 | 0 | 0 | 0 | 0 | 0 | 0 | 0 | 0 | 0 | 0 | 0 | 0 | 0 | 0 | 0
Activity | 0 | 0 | 0 | 0 | 0 | 0 | 0 | 0 | 0 | 0 | 0 | 0 | 0 | 0 | 0 | 0 | 0 | 0 | 0 | 0 | 0 | 0 | 0 | 0 | 0 | 0 | 0 | 0 | 0 | 0 | 0 | 0 | 0 | 0 | 0 | 0 | 0 | 0 | 0 | 0 | 0 | 0 | 0 | 0 | 0 | 0 | 0 | 0 | 0 | 0 | 0 | 0 | 0 | 0 | 0 | 0 | 0 | 0 | 0 | 0 | 0 | 0 | 0 | 0
End of Period | 0 | 0 | 0 | 0 | 0 | 0 | 0 | 0 | 0 | 0 | 0 | 0 | 0 | 0 | 0 | 0 | 0 | 0 | 0 | 0 | 0 | 0 | 0 | 0 | 0 | 0 | 0 | 0 | 0 | 0 | 0 | 0 | 0 | 0 | 0 | 0 | 0 | 0 | 0 | 0 | 0 | 0 | 0 | 0 | 0 | 0 | 0 | 0 | 0 | 0 | 0 | 0 | 0 | 0 | 0 | 0 | 0 | 0 | 0 | 0 | 0 | 0 | 0
Average | 0 | 0 | 0 | 0 | 0 | 0 | 0 | 0 | 0 | 0 | 0 | 0 | 0 | 0 | 0 | 0 | 0 | 0 | 0 | 0 | 0 | 0 | 0 | 0 | 0 | 0 | 0 | 0 | 0 | 0 | 0 | 0 | 0 | 0 | 0 | 0 | 0 | 0 | 0 | 0 | 0 | 0 | 0 | 0 | 0 | 0 | 0 | 0 | 0 | 0 | 0 | 0 | 0 | 0 | 0 | 0 | 0 | 0 | 0 | 0 | 0 | 0 | 0
Net Rate Base - Average | 0 | 0 | 0 | 0 | 0 | 0 | 0 | 0 | 0 | 0 | 0 | 0 | 0 | 0 | 0 | 0 | 0 | 0 | 0 | 0 | 0 | 0 | 0 | 0 | 0 | 0 | 0 | 0 | 0 | 0 | 0 | 0 | 0 | 0 | 0 | 0 | 0 | 0 | 0 | 0 | 0 | 0 | 0 | 0 | 0 | 0 | 0 | 0 | 0 | 0 | 0 | 0 | 0 | 0 | 0 | 0 | 0 | 0 | 0 | 0 | 0 | 0 | 0
EXPENSES
Income Tax - Removal Cost | 0 | 0 | 0 | 0 | 0 | 0 | 0 | 0 | 0 | 0 | 0 | 0 | 0 | 0 | 0 | 0 | 0 | 0 | 0 | 0 | 0 | 0 | 0 | 0 | 0 | 0 | 0 | 0 | 0 | 0 | 0 | 0 | 0 | 0 | 0 | 0 | 0 | 0 | 0 | 0 | 0 | 0 | 0 | 0 | 0 | 0 | 0 | 0 | 0 | 0 | 0 | 0 | 0 | 0 | 0 | 0 | 0 | 0 | 0 | 0 | 0 | 0 | 0 | 0
Book Depreciation | 0 | 0 | 0 | 0 | 0 | 0 | 0 | 0 | 0 | 0 | 0 | 0 | 0 | 0 | 0 | 0 | 0 | 0 | 0 | 0 | 0 | 0 | 0 | 0 | 0 | 0 | 0 | 0 | 0 | 0 | 0 | 0 | 0 | 0 | 0 | 0 | 0 | 0 | 0 | 0 | 0 | 0 | 0 | 0 | 0 | 0 | 0 | 0 | 0 | 0 | 0 | 0 | 0 | 0 | 0 | 0 | 0 | 0 | 0 | 0 | 0 | 0 | 0 | 0
Property Taxes | 0 | 0 | 0 | 0 | 0 | 0 | 0 | 0 | 0 | 0 | 0 | 0 | 0 | 0 | 0 | 0 | 0 | 0 | 0 | 0 | 0 | 0 | 0 | 0 | 0 | 0 | 0 | 0 | 0 | 0 | 0 | 0 | 0 | 0 | 0 | 0 | 0 | 0 | 0 | 0 | 0 | 0 | 0 | 0 | 0 | 0 | 0 | 0 | 0 | 0 | 0 | 0 | 0 | 0 | 0 | 0 | 0 | 0 | 0 | 0 | 0 | 0 | 0 | 0
Total Expenses | 0 | 0 | 0 | 0 | 0 | 0 | 0 | 0 | 0 | 0 | 0 | 0 | 0 | 0 | 0 | 0 | 0 | 0 | 0 | 0 | 0 | 0 | 0 | 0 | 0 | 0 | 0 | 0 | 0 | 0 | 0 | 0 | 0 | 0 | 0 | 0 | 0 | 0 | 0 | 0 | 0 | 0 | 0 | 0 | 0 | 0 | 0 | 0 | 0 | 0 | 0 | 0 | 0 | 0 | 0 | 0 | 0 | 0 | 0 | 0 | 0 | 0 | 0 | 0
REVENUE REQUIREMENT
Net Rate Base | 0 | 0 | 0 | 0 | 0 | 0 | 0 | 0 | 0 | 0 | 0 | 0 | 0 | 0 | 0 | 0 | 0 | 0 | 0 | 0 | 0 | 0 | 0 | 0 | 0 | 0 | 0 | 0 | 0 | 0 | 0 | 0 | 0 | 0 | 0 | 0 | 0 | 0 | 0 | 0 | 0 | 0 | 0 | 0 | 0 | 0 | 0 | 0 | 0 | 0 | 0 | 0 | 0 | 0 | 0 | 0 | 0 | 0 | 0 | 0 | 0 | 0 | 0 | 0
ROR | 9.98% | 9.98% | 9.7% | 9.7% | 9.7% | 9.7% | 9.7% | 9.7% | 9.7% | 9.7% | 9.7% | 9.7% | 9.7% | 9.7% | 9.7% | 9.7% | 9.7% | 9.7% | 9.7% | 9.7% | 9.7% | 9.7% | 9.7% | 9.7% | 9.7% | 9.7% | 9.7% | 9.7% | 9.7% | 9.7% | 9.7% | 9.7% | 9.7% | 9.7% | 9.7% | 9.7% | 9.7% | 9.7% | 9.7% | 9.7% | 9.7% | 9.7% | 9.7% | 9.7% | 9.7% | 9.7% | 9.7% | 9.7% | 9.7% | 9.7% | 9.7% | 9.7% | 9.7% | 9.7% | 9.7% | 9.7% | 9.7% | 9.7% | 9.7% | 9.7% | 9.7% | 9.7% | 9.7%
Earnings Base | 0 | 0 | 0 | 0 | 0 | 0 | 0 | 0 | 0 | 0 | 0 | 0 | 0 | 0 | 0 | 0 | 0 | 0 | 0 | 0 | 0 | 0 | 0 | 0 | 0 | 0 | 0 | 0 | 0 | 0 | 0 | 0 | 0 | 0 | 0 | 0 | 0 | 0 | 0 | 0 | 0 | 0 | 0 | 0 | 0 | 0 | 0 | 0 | 0 | 0 | 0 | 0 | 0 | 0 | 0 | 0 | 0 | 0 | 0 | 0 | 0 | 0 | 0
Earnings - Expense | 0 | 0 | 0 | 0 | 0 | 0 | 0 | 0 | 0 | 0 | 0 | 0 | 0 | 0 | 0 | 0 | 0 | 0 | 0 | 0 | 0 | 0 | 0 | 0 | 0 | 0 | 0 | 0 | 0 | 0 | 0 | 0 | 0 | 0 | 0 | 0 | 0 | 0 | 0 | 0 | 0 | 0 | 0 | 0 | 0 | 0 | 0 | 0 | 0 | 0 | 0 | 0 | 0 | 0 | 0 | 0 | 0 | 0 | 0 | 0 | 0 | 0 | 0 | 0
Total Earnings Effect | 0 | 0 | 0 | 0 | 0 | 0 | 0 | 0 | 0 | 0 | 0 | 0 | 0 | 0 | 0 | 0 | 0 | 0 | 0 | 0 | 0 | 0 | 0 | 0 | 0 | 0 | 0 | 0 | 0 | 0 | 0 | 0 | 0 | 0 | 0 | 0 | 0 | 0 | 0 | 0 | 0 | 0 | 0 | 0 | 0 | 0 | 0 | 0 | 0 | 0 | 0 | 0 | 0 | 0 | 0 | 0 | 0 | 0 | 0 | 0 | 0 | 0 | 0
Gross-Up Factor | 1.0354 | 1.0354 | 1.0354 | 1.0354 | 1.0354 | 1.0354 | 1.0354 | 1.0354 | 1.0354 | 1.0354 | 1.0354 | 1.0354 | 1.0354 | 1.0354 | 1.0354 | 1.0354 | 1.0354 | 1.0354 | 1.0354 | 1.0354 | 1.0354 | 1.0354 | 1.0354 | 1.0354 | 1.0354 | 1.0354 | 1.0354 | 1.0354 | 1.0354 | 1.0354 | 1.0354 | 1.0354 | 1.0354 | 1.0354 | 1.0354 | 1.0354 | 1.0354 | 1.0354 | 1.0354 | 1.0354 | 1.0354 | 1.0354 | 1.0354 | 1.0354 | 1.0354 | 1.0354 | 1.0354 | 1.0354 | 1.0354 | 1.0354 | 1.0354 | 1.0354 | 1.0354 | 1.0354 | 1.0354 | 1.0354 | 1.0354 | 1.0354 | 1.0354 | 1.0354 | 1.0354 | 1.0354 | 1.0354
Revenue requirement | 0 | 0 | 0 | 0 | 0 | 0 | 0 | 0 | 0 | 0 | 0 | 0 | 0 | 0 | 0 | 0 | 0 | 0 | 0 | 0 | 0 | 0 | 0 | 0 | 0 | 0 | 0 | 0 | 0 | 0 | 0 | 0 | 0 | 0 | 0 | 0 | 0 | 0 | 0 | 0 | 0 | 0 | 0 | 0 | 0 | 0 | 0 | 0 | 0 | 0 | 0 | 0 | 0 | 0 | 0 | 0 | 0 | 0 | 0 | 0 | 0 | 0 | 0 | 0
Depreciation Calculations
Tax Depreciation - Federal
Cost of new equipment in service basis | 0 | 0 | 0 | 0 | 0 | 0 | 0 | 0 | 0 | 0 | 0 | 0 | 0 | 0 | 0 | 0 | 0 | 0 | 0 | 0 | 0 | 0 | 0 | 0 | 0 | 0 | 0 | 0 | 0 | 0 | 0 | 0 | 0 | 0 | 0 | 0 | 0 | 0 | 0 | 0 | 0 | 0 | 0 | 0 | 0 | 0 | 0 | 0 | 0 | 0 | 0 | 0 | 0 | 0 | 0 | 0 | 0 | 0 | 0 | 0 | 0
Bonus Depreciation (N/A) | 0 | 0 | 0 | 0 | 0 | 0 | 0 | 0 | 0 | 0 | 0 | 0 | 0 | 0 | 0 | 0 | 0 | 0 | 0 | 0 | 0 | 0 | 0 | 0 | 0 | 0 | 0 | 0 | 0 | 0 | 0 | 0 | 0 | 0 | 0 | 0 | 0 | 0 | 0 | 0 | 0 | 0 | 0 | 0 | 0 | 0 | 0 | 0 | 0 | 0 | 0 | 0 | 0 | 0 | 0 | 0 | 0 | 0 | 0 | 0 | 0
Regular Depreciation basis (Cumulative) | 0 | 0 | 0 | 0 | 0 | 0 | 0 | 0 | 0 | 0 | 0 | 0 | 0 | 0 | 0 | 0 | 0 | 0 | 0 | 0 | 0 | 0 | 0 | 0 | 0 | 0 | 0 | 0 | 0 | 0 | 0 | 0 | 0 | 0 | 0 | 0 | 0 | 0 | 0 | 0 | 0 | 0 | 0 | 0 | 0 | 0 | 0 | 0 | 0 | 0 | 0 | 0 | 0 | 0 | 0 | 0 | 0 | 0 | 0 | 0 | 0 | 0 | 0
RegularDepreciation |  |  |  |  | 0 | 0 | 0 | 0 | 0 | 0 | 0 | 0 | 0 | 0 | 0 | 0 | 0 | 0 | 0 | 0 | 0 | 0 | 0 | 0 | 0 |  | 0 | 0 | 0 |  | 0 | 0 | 0 | 0 | 0 | 0 | 0 | 0 | 0 | 0 | [23 empty] | 0
Total Depreciation for year | 0 | 0 | 0 | 0 | 0 | 0 | 0 | 0 | 0 | 0 | 0 | 0 | 0 | 0 | 0 | 0 | 0 | 0 | 0 | 0 | 0 | 0 | 0 | 0 | 0 | 0 | 0 | 0 | 0 | 0 | 0 | 0 | 0 | 0 | 0 | 0 | 0 | 0 | 0 | 0 | 0 | 0 | 0 | 0 | 0 | 0 | 0 | 0 | 0 | 0 | 0 | 0 | 0 | 0 | 0 | 0 | 0 | 0 | 0 | 0 | 0
Tax Depreciation - State
Cost of new equipment in service basis | 0 | 0 | 0 | 0 | 0 | 0 | 0 | 0 | 0 | 0 | 0 | 0 | 0 | 0 | 0 | 0 | 0 | 0 | 0 | 0 | 0 | 0 | 0 | 0 | 0 | 0 | 0 | 0 | 0 | 0 | 0 | 0 | 0 | 0 | 0 | 0 | 0 | 0 | 0 | 0 | 0 | 0 | 0 | 0 | 0 | 0 | 0 | 0 | 0 | 0 | 0 | 0 | 0 | 0 | 0 | 0 | 0 | 0 | 0 | 0 | 0 | 0 | 0
Bonus Depreciation (N/A) | 0 | 0 | 0 | 0 | 0 | 0 | 0 | 0 | 0 | 0 | 0 | 0 | 0 | 0 | 0 | 0 | 0 | 0 | 0 | 0 | 0 | 0 | 0 | 0 | 0 | 0 | 0 | 0 | 0 | 0 | 0 | 0 | 0 | 0 | 0 | 0 | 0 | 0 | 0 | 0 | 0 | 0 | 0 | 0 | 0 | 0 | 0 | 0 | 0 | 0 | 0 | 0 | 0 | 0 | 0 | 0 | 0 | 0 | 0 | 0 | 0 | 0 | 0
Regular Depreciation basis (Cumulative) | 0 | 0 | 0 | 0 | 0 | 0 | 0 | 0 | 0 | 0 | 0 | 0 | 0 | 0 | 0 | 0 | 0 | 0 | 0 | 0 | 0 | 0 | 0 | 0 | 0 | 0 | 0 | 0 | 0 | 0 | 0 | 0 | 0 | 0 | 0 | 0 | 0 | 0 | 0 | 0 | 0 | 0 | 0 | 0 | 0 | 0 | 0 | 0 | 0 | 0 | 0 | 0 | 0 | 0 | 0 | 0 | 0 | 0 | 0 | 0 | 0 | 0 | 0
RegularDepreciation | 0 | 0 | 0 | 0 | 0 | 0 | 0 | 0 | 0 | 0 | 0 | 0 | 0 | 0 | 0 | 0 | 0 | 0 | 0 | 0 | 0 | 0 | 0 | 0 | 0 | 0 | 0 | 0 | 0 | 0 | 0 | 0 | 0 | 0 | 0 | 0 | 0 | 0 | 0 | 0 | 0 | 0 | 0 | 0 | 0 | 0 | 0 | 0 | 0 | 0 | 0 | 0 | 0 | 0 | 0 | 0 | 0 | 0 | 0 | 0 | 0 | 0 | 0 | 0
Total Depreciation for year | 0 | 0 | 0 | 0 | 0 | 0 | 0 | 0 | 0 | 0 | 0 | 0 | 0 | 0 | 0 | 0 | 0 | 0 | 0 | 0 | 0 | 0 | 0 | 0 | 0 | 0 | 0 | 0 | 0 | 0 | 0 | 0 | 0 | 0 | 0 | 0 | 0 | 0 | 0 | 0 | 0 | 0 | 0 | 0 | 0 | 0 | 0 | 0 | 0 | 0 | 0 | 0 | 0 | 0 | 0 | 0 | 0 | 0 | 0 | 0 | 0 | 0 | 0
Book Depreciation with COR
2014 | 0 | 0 | 0 | 0 | 0 | 0 | 0 | 0 | 0 | 0 | 0 | 0 | 0 | 0 | 0 | 0 | 0 | 0 | 0 | 0 | 0 | 0 | 0 | 0 | 0 | 0 | 0 | 0 | 0 | 0 | 0 | 0 | 0 | 0 | 0 | 0 | 0 | 0 | 0 | 0 | 0 | 0 | 0 | 0 | 0 | 0 | 0 | 0 | 0 | 0 | [13 empty] | 0
2015 |  | 0 | 0 | 0 | 0 | 0 | 0 | 0 | 0 | 0 | 0 | 0 | 0 | 0 | 0 | 0 | 0 | 0 | 0 | 0 | 0 | 0 | 0 | 0 | 0 | 0 | 0 | 0 | 0 | 0 | 0 | 0 | 0 | 0 | 0 | 0 | 0 | 0 | 0 | 0 | 0 | 0 | 0 | 0 | 0 | 0 | 0 | 0 | 0 | 0 | 0 | [12 empty] | 0 | check - total PIS
2016 |  |  | 0 | 0 | 0 | 0 | 0 | 0 | 0 | 0 | 0 | 0 | 0 | 0 | 0 | 0 | 0 | 0 | 0 | 0 | 0 | 0 | 0 | 0 | 0 | 0 | 0 | 0 | 0 | 0 | 0 | 0 | 0 | 0 | 0 | 0 | 0 | 0 | 0 | 0 | 0 | 0 | 0 | 0 | 0 | 0 | 0 | 0 | 0 | 0 | 0 | 0 | [11 empty] | 0 | 0
2017 |  |  |  | 0 | 0 | 0 | 0 | 0 | 0 | 0 | 0 | 0 | 0 | 0 | 0 | 0 | 0 | 0 | 0 | 0 | 0 | 0 | 0 | 0 | 0 | 0 | 0 | 0 | 0 | 0 | 0 | 0 | 0 | 0 | 0 | 0 | 0 | 0 | 0 | 0 | 0 | 0 | 0 | 0 | 0 | 0 | 0 | 0 | 0 | 0 | 0 | 0 | 0 | [10 empty] | 0 | 0
2018 |  |  |  |  | 0 | 0 | 0 | 0 | 0 | 0 | 0 | 0 | 0 | 0 | 0 | 0 | 0 | 0 | 0 | 0 | 0 | 0 | 0 | 0 | 0 | 0 | 0 | 0 | 0 | 0 | 0 | 0 | 0 | 0 | 0 | 0 | 0 | 0 | 0 | 0 | 0 | 0 | 0 | 0 | 0 | 0 | 0 | 0 | 0 | 0 | 0 | 0 | 0 | 0 | [9 empty] | 0
2019 | [5 empty] | 0 | 0 | 0 | 0 | 0 | 0 | 0 | 0 | 0 | 0 | 0 | 0 | 0 | 0 | 0 | 0 | 0 | 0 | 0 | 0 | 0 | 0 | 0 | 0 | 0 | 0 | 0 | 0 | 0 | 0 | 0 | 0 | 0 | 0 | 0 | 0 | 0 | 0 | 0 | 0 | 0 | 0 | 0 | 0 | 0 | 0 | 0 | 0 | 0 | 0 | [8 empty] | 0 | 0
2020 | [6 empty] | 0 | 0 | 0 | 0 | 0 | 0 | 0 | 0 | 0 | 0 | 0 | 0 | 0 | 0 | 0 | 0 | 0 | 0 | 0 | 0 | 0 | 0 | 0 | 0 | 0 | 0 | 0 | 0 | 0 | 0 | 0 | 0 | 0 | 0 | 0 | 0 | 0 | 0 | 0 | 0 | 0 | 0 | 0 | 0 | 0 | 0 | 0 | 0 | 0 | 0 | [7 empty] | 0
2021 | [7 empty] | 0 | 0 | 0 | 0 | 0 | 0 | 0 | 0 | 0 | 0 | 0 | 0 | 0 | 0 | 0 | 0 | 0 | 0 | 0 | 0 | 0 | 0 | 0 | 0 | 0 | 0 | 0 | 0 | 0 | 0 | 0 | 0 | 0 | 0 | 0 | 0 | 0 | 0 | 0 | 0 | 0 | 0 | 0 | 0 | 0 | 0 | 0 | 0 | 0 | 0 | [6 empty] | 0
2022 | [8 empty] | 0 | 0 | 0 | 0 | 0 | 0 | 0 | 0 | 0 | 0 | 0 | 0 | 0 | 0 | 0 | 0 | 0 | 0 | 0 | 0 | 0 | 0 | 0 | 0 | 0 | 0 | 0 | 0 | 0 | 0 | 0 | 0 | 0 | 0 | 0 | 0 | 0 | 0 | 0 | 0 | 0 | 0 | 0 | 0 | 0 | 0 | 0 | 0 | 0 | 0 | [5 empty] | 0
2023 | [9 empty] | 0 | 0 | 0 | 0 | 0 | 0 | 0 | 0 | 0 | 0 | 0 | 0 | 0 | 0 | 0 | 0 | 0 | 0 | 0 | 0 | 0 | 0 | 0 | 0 | 0 | 0 | 0 | 0 | 0 | 0 | 0 | 0 | 0 | 0 | 0 | 0 | 0 | 0 | 0 | 0 | 0 | 0 | 0 | 0 | 0 | 0 | 0 | 0 | 0 | 0 |  |  |  |  | 0
2024 | [10 empty] | 0 | 0 | 0 | 0 | 0 | 0 | 0 | 0 | 0 | 0 | 0 | 0 | 0 | 0 | 0 | 0 | 0 | 0 | 0 | 0 | 0 | 0 | 0 | 0 | 0 | 0 | 0 | 0 | 0 | 0 | 0 | 0 | 0 | 0 | 0 | 0 | 0 | 0 | 0 | 0 | 0 | 0 | 0 | 0 | 0 | 0 | 0 | 0 | 0 | 0 |  |  |  | 0 | 0
2025 | [11 empty] | 0 | 0 | 0 | 0 | 0 | 0 | 0 | 0 | 0 | 0 | 0 | 0 | 0 | 0 | 0 | 0 | 0 | 0 | 0 | 0 | 0 | 0 | 0 | 0 | 0 | 0 | 0 | 0 | 0 | 0 | 0 | 0 | 0 | 0 | 0 | 0 | 0 | 0 | 0 | 0 | 0 | 0 | 0 | 0 | 0 | 0 | 0 | 0 | 0 | 0 |  |  | 0
2026 | [12 empty] | 0 | 0 | 0 | 0 | 0 | 0 | 0 | 0 | 0 | 0 | 0 | 0 | 0 | 0 | 0 | 0 | 0 | 0 | 0 | 0 | 0 | 0 | 0 | 0 | 0 | 0 | 0 | 0 | 0 | 0 | 0 | 0 | 0 | 0 | 0 | 0 | 0 | 0 | 0 | 0 | 0 | 0 | 0 | 0 | 0 | 0 | 0 | 0 | 0 | 0 |  | 0
| 0 | 0 | 0 | 0 | 0 | 0 | 0 | 0 | 0 | 0 | 0 | 0 | 0 | 0 | 0 | 0 | 0 | 0 | 0 | 0 | 0 | 0 | 0 | 0 | 0 | 0 | 0 | 0 | 0 | 0 | 0 | 0 | 0 | 0 | 0 | 0 | 0 | 0 | 0 | 0 | 0 | 0 | 0 | 0 | 0 | 0 | 0 | 0 | 0 | 0 | 0 | 0 | 0 | 0 | 0 | 0 | 0 | 0 | 0 | 0 | 0 | 0 | 0 | 0
Book Depreciation- excl. Salvage
2014 | 0 | 0 | 0 | 0 | 0 | 0 | 0 | 0 | 0 | 0 | 0 | 0 | 0 | 0 | 0 | 0 | 0 | 0 | 0 | 0 | 0 | 0 | 0 | 0 | 0 |  |  | 0 | 0 | 0 | 0 | 0 | 0 | 0 | 0 | 0 | 0 | 0 | 0 | 0 | 0 | 0 | 0 | 0 | 0 | 0 | 0 | 0 | 0 | 0 | 0 | 0 | [11 empty] | 0
2015 |  | 0 | 0 | 0 | 0 | 0 | 0 | 0 | 0 | 0 | 0 | 0 | 0 | 0 | 0 | 0 | 0 | 0 | 0 | 0 | 0 | 0 | 0 | 0 | 0 | 0 |  | 0 | 0 | 0 | 0 | 0 | 0 | 0 | 0 | 0 | 0 | 0 | 0 | 0 | 0 | 0 | 0 | 0 | 0 | 0 | 0 | 0 | 0 | 0 | 0 | 0 | [11 empty] | 0 | check - total PIS
2016 |  |  | 0 | 0 | 0 | 0 | 0 | 0 | 0 | 0 | 0 | 0 | 0 | 0 | 0 | 0 | 0 | 0 | 0 | 0 | 0 | 0 | 0 | 0 | 0 | 0 | 0 | 0 | 0 | 0 | 0 | 0 | 0 | 0 | 0 | 0 | 0 | 0 | 0 | 0 | 0 | 0 | 0 | 0 | 0 | 0 | 0 | 0 | 0 | 0 | 0 | 0 | [11 empty] | 0 | 0
2017 |  |  |  | 0 | 0 | 0 | 0 | 0 | 0 | 0 | 0 | 0 | 0 | 0 | 0 | 0 | 0 | 0 | 0 | 0 | 0 | 0 | 0 | 0 | 0 | 0 | 0 | 0 | 0 | 0 | 0 | 0 | 0 | 0 | 0 | 0 | 0 | 0 | 0 | 0 | 0 | 0 | 0 | 0 | 0 | 0 | 0 | 0 | 0 | 0 | 0 | 0 | 0 | [10 empty] | 0 | 0
2018 |  |  |  |  | 0 | 0 | 0 | 0 | 0 | 0 | 0 | 0 | 0 | 0 | 0 | 0 | 0 | 0 | 0 | 0 | 0 | 0 | 0 | 0 | 0 | 0 | 0 | 0 | 0 | 0 | 0 | 0 | 0 | 0 | 0 | 0 | 0 | 0 | 0 | 0 | 0 | 0 | 0 | 0 | 0 | 0 | 0 | 0 | 0 | 0 | 0 | 0 | 0 | 0 | [9 empty] | 0
2019 | [5 empty] | 0 | 0 | 0 | 0 | 0 | 0 | 0 | 0 | 0 | 0 | 0 | 0 | 0 | 0 | 0 | 0 | 0 | 0 | 0 | 0 | 0 | 0 | 0 | 0 | 0 | 0 | 0 | 0 | 0 | 0 | 0 | 0 | 0 | 0 | 0 | 0 | 0 | 0 | 0 | 0 | 0 | 0 | 0 | 0 | 0 | 0 | 0 | 0 | 0 | 0 | [8 empty] | 0 | 0
2020 | [6 empty] | 0 | 0 | 0 | 0 | 0 | 0 | 0 | 0 | 0 | 0 | 0 | 0 | 0 | 0 | 0 | 0 | 0 | 0 | 0 | 0 | 0 | 0 | 0 | 0 | 0 | 0 | 0 | 0 | 0 | 0 | 0 | 0 | 0 | 0 | 0 | 0 | 0 | 0 | 0 | 0 | 0 | 0 | 0 | 0 | 0 | 0 | 0 | 0 | 0 | 0 | [7 empty] | 0
2021 | [7 empty] | 0 | 0 | 0 | 0 | 0 | 0 | 0 | 0 | 0 | 0 | 0 | 0 | 0 | 0 | 0 | 0 | 0 | 0 | 0 | 0 | 0 | 0 | 0 | 0 | 0 | 0 | 0 | 0 | 0 | 0 | 0 | 0 | 0 | 0 | 0 | 0 | 0 | 0 | 0 | 0 | 0 | 0 | 0 | 0 | 0 | 0 | 0 | 0 | 0 | 0 | [6 empty] | 0
2022 | [8 empty] | 0 | 0 | 0 | 0 | 0 | 0 | 0 | 0 | 0 | 0 | 0 | 0 | 0 | 0 | 0 | 0 | 0 | 0 | 0 | 0 | 0 | 0 | 0 | 0 | 0 | 0 | 0 | 0 | 0 | 0 | 0 | 0 | 0 | 0 | 0 | 0 | 0 | 0 | 0 | 0 | 0 | 0 | 0 | 0 | 0 | 0 | 0 | 0 | 0 | 0 | [5 empty] | 0
2023 | [9 empty] | 0 | 0 | 0 | 0 | 0 | 0 | 0 | 0 | 0 | 0 | 0 | 0 | 0 | 0 | 0 | 0 | 0 | 0 | 0 | 0 | 0 | 0 | 0 | 0 | 0 | 0 | 0 | 0 | 0 | 0 | 0 | 0 | 0 | 0 | 0 | 0 | 0 | 0 | 0 | 0 | 0 | 0 | 0 | 0 | 0 | 0 | 0 | 0 | 0 | 0 |  |  |  |  | 0
2024 | [10 empty] | 0 | 0 | 0 | 0 | 0 | 0 | 0 | 0 | 0 | 0 | 0 | 0 | 0 | 0 | 0 | 0 | 0 | 0 | 0 | 0 | 0 | 0 | 0 | 0 | 0 | 0 | 0 | 0 | 0 | 0 | 0 | 0 | 0 | 0 | 0 | 0 | 0 | 0 | 0 | 0 | 0 | 0 | 0 | 0 | 0 | 0 | 0 | 0 | 0 | 0 |  |  |  | 0 | 0
2025 | [11 empty] | 0 | 0 | 0 | 0 | 0 | 0 | 0 | 0 | 0 | 0 | 0 | 0 | 0 | 0 | 0 | 0 | 0 | 0 | 0 | 0 | 0 | 0 | 0 | 0 | 0 | 0 | 0 | 0 | 0 | 0 | 0 | 0 | 0 | 0 | 0 | 0 | 0 | 0 | 0 | 0 | 0 | 0 | 0 | 0 | 0 | 0 | 0 | 0 | 0 | 0 |  |  | 0
2026 | [12 empty] | 0 | 0 | 0 | 0 | 0 | 0 | 0 | 0 | 0 | 0 | 0 | 0 | 0 | 0 | 0 | 0 | 0 | 0 | 0 | 0 | 0 | 0 | 0 | 0 | 0 | 0 | 0 | 0 | 0 | 0 | 0 | 0 | 0 | 0 | 0 | 0 | 0 | 0 | 0 | 0 | 0 | 0 | 0 | 0 | 0 | 0 | 0 | 0 | 0 | 0 |  | 0 | 0
| 0 | 0 | 0 | 0 | 0 | 0 | 0 | 0 | 0 | 0 | 0 | 0 | 0 | 0 | 0 | 0 | 0 | 0 | 0 | 0 | 0 | 0 | 0 | 0 | 0 | 0 | 0 | 0 | 0 | 0 | 0 | 0 | 0 | 0 | 0 | 0 | 0 | 0 | 0 | 0 | 0 | 0 | 0 | 0 | 0 | 0 | 0 | 0 | 0 | 0 | 0 | 0 | 0 | 0 | 0 | 0 | 0 | 0 | 0 | 0 | 0 | 0 | 0 | 0
Note on A50: Lee, Betty: rate base does not include CWIP b/c the CapEx dollars include an AFUDC component in it already

## 4f-2026 (hidden)
Project No. | 4f
Project Desc. | Upgrade 3 Sections plus risers on Feeder 38Q03 (NEW to the 2015 LRP)
Book Life | 50
Tax Life | 20N
Salvage Rate | -25%
| 2014 | 2015 | 2016 | 2017 | 2018 | 2019 | 2020 | 2021 | 2022 | 2023 | 2024 | 2025 | 2026 | 2027 | 2028 | 2029 | 2030 | 2031 | 2032 | 2033 | 2034 | 2035 | 2036 | 2037 | 2038 | 2039 | 2040 | 2041 | 2042 | 2043 | 2044 | 2045 | 2046 | 2047 | 2048 | 2049 | 2050 | 2051 | 2052 | 2053 | 2054 | 2055 | 2056 | 2057 | 2058 | 2059 | 2060 | 2061 | 2062 | 2063 | 2064 | 2065 | 2066 | 2067 | 2068 | 2069 | 2070 | 2071 | 2072 | 2073 | 2074 | 2075 | 2076
Closing to Plant (Y/N) | N | N | N | N | N | N | N | N | N | N | N | N | N | N | N | N | N | N | N | N | N | N | N | N | N | N | N | N | N | N | N | N | N | N | N | N | N | N | N | N | N | N | N | N | N | N | N | N | N | N | N | N | N | N | N | N | N | N | N | N | N | N | N | Total
CWIP
Beginning of Period | 0 | 0 | 0 | 0 | 0 | 0 | 0 | 0 | 0 | 0 | 0 | 0 | 0 | 0 | 0 | 0 | 0 | 0 | 0 | 0 | 0 | 0 | 0 | 0 | 0 | 0 | 0 | 0 | 0 | 0 | 0 | 0 | 0 | 0 | 0 | 0 | 0 | 0 | 0 | 0 | 0 | 0 | 0 | 0 | 0 | 0 | 0 | 0 | 0 | 0 | 0 | 0 | 0 | 0 | 0 | 0 | 0 | 0 | 0 | 0 | 0 | 0 | 0
Activity
Capex | 0 | 0 | 0 | 0 | 0 | 0 | 0 | 0 | 0 | 0 | 0 | 0 | 0 | [50 empty] | 0
Closings to Plant |  |  |  |  | 0 | [58 empty] | 0
End of Period | 0 | 0 | 0 | 0 | 0 | 0 | 0 | 0 | 0 | 0 | 0 | 0 | 0 | 0 | 0 | 0 | 0 | 0 | 0 | 0 | 0 | 0 | 0 | 0 | 0 | 0 | 0 | 0 | 0 | 0 | 0 | 0 | 0 | 0 | 0 | 0 | 0 | 0 | 0 | 0 | 0 | 0 | 0 | 0 | 0 | 0 | 0 | 0 | 0 | 0 | 0 | 0 | 0 | 0 | 0 | 0 | 0 | 0 | 0 | 0 | 0 | 0 | 0
Average | 0 | 0 | 0 | 0 | 0 | 0 | 0 | 0 | 0 | 0 | 0 | 0 | 0 | 0 | 0 | 0 | 0 | 0 | 0 | 0 | 0 | 0 | 0 | 0 | 0 | 0 | 0 | 0 | 0 | 0 | 0 | 0 | 0 | 0 | 0 | 0 | 0 | 0 | 0 | 0 | 0 | 0 | 0 | 0 | 0 | 0 | 0 | 0 | 0 | 0 | 0 | 0 | 0 | 0 | 0 | 0 | 0 | 0 | 0 | 0 | 0 | 0 | 0
Plant in Service
Beginning of Period | 0 | 0 | 0 | 0 | 0 | 0 | 0 | 0 | 0 | 0 | 0 | 0 | 0 | 0 | 0 | 0 | 0 | 0 | 0 | 0 | 0 | 0 | 0 | 0 | 0 | 0 | 0 | 0 | 0 | 0 | 0 | 0 | 0 | 0 | 0 | 0 | 0 | 0 | 0 | 0 | 0 | 0 | 0 | 0 | 0 | 0 | 0 | 0 | 0 | 0 | 0 | 0 | 0 | 0 | 0 | 0 | 0 | 0 | 0 | 0 | 0 | 0 | 0
Activity | 0 | 0 | 0 | 0 | 0 | 0 | 0 | 0 | 0 | 0 | 0 | 0 | 0 | 0 | 0 | 0 | 0 | 0 | 0 | 0 | 0 | 0 | 0 | 0 | 0 | 0 | 0 | 0 | 0 | 0 | 0 | 0 | 0 | 0 | 0 | 0 | 0 | 0 | 0 | 0 | 0 | 0 | 0 | 0 | 0 | 0 | 0 | 0 | 0 | 0 | 0 | 0 | 0 | 0 | 0 | 0 | 0 | 0 | 0 | 0 | 0 | 0 | 0 | 0
End of Period | 0 | 0 | 0 | 0 | 0 | 0 | 0 | 0 | 0 | 0 | 0 | 0 | 0 | 0 | 0 | 0 | 0 | 0 | 0 | 0 | 0 | 0 | 0 | 0 | 0 | 0 | 0 | 0 | 0 | 0 | 0 | 0 | 0 | 0 | 0 | 0 | 0 | 0 | 0 | 0 | 0 | 0 | 0 | 0 | 0 | 0 | 0 | 0 | 0 | 0 | 0 | 0 | 0 | 0 | 0 | 0 | 0 | 0 | 0 | 0 | 0 | 0 | 0
Average | 0 | 0 | 0 | 0 | 0 | 0 | 0 | 0 | 0 | 0 | 0 | 0 | 0 | 0 | 0 | 0 | 0 | 0 | 0 | 0 | 0 | 0 | 0 | 0 | 0 | 0 | 0 | 0 | 0 | 0 | 0 | 0 | 0 | 0 | 0 | 0 | 0 | 0 | 0 | 0 | 0 | 0 | 0 | 0 | 0 | 0 | 0 | 0 | 0 | 0 | 0 | 0 | 0 | 0 | 0 | 0 | 0 | 0 | 0 | 0 | 0 | 0 | 0
Tax Depreciation
Beginning of Period | 0 | 0 | 0 | 0 | 0 | 0 | 0 | 0 | 0 | 0 | 0 | 0 | 0 | 0 | 0 | 0 | 0 | 0 | 0 | 0 | 0 | 0 | 0 | 0 | 0 | 0 | 0 | 0 | 0 | 0 | 0 | 0 | 0 | 0 | 0 | 0 | 0 | 0 | 0 | 0 | 0 | 0 | 0 | 0 | 0 | 0 | 0 | 0 | 0 | 0 | 0 | 0 | 0 | 0 | 0 | 0 | 0 | 0 | 0 | 0 | 0 | 0 | 0
Federal | 0 | 0 | 0 | 0 | 0 | 0 | 0 | 0 | 0 | 0 | 0 | 0 | 0 | 0 | 0 | 0 | 0 | 0 | 0 | 0 | 0 | 0 | 0 | 0 | 0 | 0 | 0 | 0 | 0 | 0 | 0 | 0 | 0 | 0 | 0 | 0 | 0 | 0 | 0 | 0 | 0 | 0 | 0 | 0 | 0 | 0 | 0 | 0 | 0 | 0 | 0 | 0 | 0 | 0 | 0 | 0 | 0 | 0 | 0 | 0 | 0 | 0 | 0 | 0
State | 0 | 0 | 0 | 0 | 0 | 0 | 0 | 0 | 0 | 0 | 0 | 0 | 0 | 0 | 0 | 0 | 0 | 0 | 0 | 0 | 0 | 0 | 0 | 0 | 0 | 0 | 0 | 0 | 0 | 0 | 0 | 0 | 0 | 0 | 0 | 0 | 0 | 0 | 0 | 0 | 0 | 0 | 0 | 0 | 0 | 0 | 0 | 0 | 0 | 0 | 0 | 0 | 0 | 0 | 0 | 0 | 0 | 0 | 0 | 0 | 0 | 0 | 0 | 0
End of Period | 0 | 0 | 0 | 0 | 0 | 0 | 0 | 0 | 0 | 0 | 0 | 0 | 0 | 0 | 0 | 0 | 0 | 0 | 0 | 0 | 0 | 0 | 0 | 0 | 0 | 0 | 0 | 0 | 0 | 0 | 0 | 0 | 0 | 0 | 0 | 0 | 0 | 0 | 0 | 0 | 0 | 0 | 0 | 0 | 0 | 0 | 0 | 0 | 0 | 0 | 0 | 0 | 0 | 0 | 0 | 0 | 0 | 0 | 0 | 0 | 0 | 0 | 0
Average | 0 | 0 | 0 | 0 | 0 | 0 | 0 | 0 | 0 | 0 | 0 | 0 | 0 | 0 | 0 | 0 | 0 | 0 | 0 | 0 | 0 | 0 | 0 | 0 | 0 | 0 | 0 | 0 | 0 | 0 | 0 | 0 | 0 | 0 | 0 | 0 | 0 | 0 | 0 | 0 | 0 | 0 | 0 | 0 | 0 | 0 | 0 | 0 | 0 | 0 | 0 | 0 | 0 | 0 | 0 | 0 | 0 | 0 | 0 | 0 | 0 | 0 | 0
Book Depreciation with COR
Beginning of Period | 0 | 0 | 0 | 0 | 0 | 0 | 0 | 0 | 0 | 0 | 0 | 0 | 0 | 0 | 0 | 0 | 0 | 0 | 0 | 0 | 0 | 0 | 0 | 0 | 0 | 0 | 0 | 0 | 0 | 0 | 0 | 0 | 0 | 0 | 0 | 0 | 0 | 0 | 0 | 0 | 0 | 0 | 0 | 0 | 0 | 0 | 0 | 0 | 0 | 0 | 0 | 0 | 0 | 0 | 0 | 0 | 0 | 0 | 0 | 0 | 0 | 0 | 0
Activity | 0 | 0 | 0 | 0 | 0 | 0 | 0 | 0 | 0 | 0 | 0 | 0 | 0 | 0 | 0 | 0 | 0 | 0 | 0 | 0 | 0 | 0 | 0 | 0 | 0 | 0 | 0 | 0 | 0 | 0 | 0 | 0 | 0 | 0 | 0 | 0 | 0 | 0 | 0 | 0 | 0 | 0 | 0 | 0 | 0 | 0 | 0 | 0 | 0 | 0 | 0 | 0 | 0 | 0 | 0 | 0 | 0 | 0 | 0 | 0 | 0 | 0 | 0 | 0
Book Depreciation Related to Retired PIS | [49 empty] | 0 | 0 | 0 | 0 | 0 | 0 | 0 | 0 | 0 | 0 | 0 | 0 | 0 |  | 0
End of Period | 0 | 0 | 0 | 0 | 0 | 0 | 0 | 0 | 0 | 0 | 0 | 0 | 0 | 0 | 0 | 0 | 0 | 0 | 0 | 0 | 0 | 0 | 0 | 0 | 0 | 0 | 0 | 0 | 0 | 0 | 0 | 0 | 0 | 0 | 0 | 0 | 0 | 0 | 0 | 0 | 0 | 0 | 0 | 0 | 0 | 0 | 0 | 0 | 0 | 0 | 0 | 0 | 0 | 0 | 0 | 0 | 0 | 0 | 0 | 0 | 0 | 0 | 0
Average | 0 | 0 | 0 | 0 | 0 | 0 | 0 | 0 | 0 | 0 | 0 | 0 | 0 | 0 | 0 | 0 | 0 | 0 | 0 | 0 | 0 | 0 | 0 | 0 | 0 | 0 | 0 | 0 | 0 | 0 | 0 | 0 | 0 | 0 | 0 | 0 | 0 | 0 | 0 | 0 | 0 | 0 | 0 | 0 | 0 | 0 | 0 | 0 | 0 | 0 | 0 | 0 | 0 | 0 | 0 | 0 | 0 | 0 | 0 | 0 | 0 | 0 | 0
Federal Deferred Tax Balance, Net of Tax
Beginning of Period | 0 | 0 | 0 | 0 | 0 | 0 | 0 | 0 | 0 | 0 | 0 | 0 | 0 | 0 | 0 | 0 | 0 | 0 | 0 | 0 | 0 | 0 | 0 | 0 | 0 | 0 | 0 | 0 | 0 | 0 | 0 | 0 | 0 | 0 | 0 | 0 | 0 | 0 | 0 | 0 | 0 | 0 | 0 | 0 | 0 | 0 | 0 | 0 | 0 | 0 | 0 | 0 | 0 | 0 | 0 | 0 | 0 | 0 | 0 | 0 | 0 | 0 | 0
Activity | 0 | 0 | 0 | 0 | 0 | 0 | 0 | 0 | 0 | 0 | 0 | 0 | 0 | 0 | 0 | 0 | 0 | 0 | 0 | 0 | 0 | 0 | 0 | 0 | 0 | 0 | 0 | 0 | 0 | 0 | 0 | 0 | 0 | 0 | 0 | 0 | 0 | 0 | 0 | 0 | 0 | 0 | 0 | 0 | 0 | 0 | 0 | 0 | 0 | 0 | 0 | 0 | 0 | 0 | 0 | 0 | 0 | 0 | 0 | 0 | 0 | 0 | 0 | 0
End of Period | 0 | 0 | 0 | 0 | 0 | 0 | 0 | 0 | 0 | 0 | 0 | 0 | 0 | 0 | 0 | 0 | 0 | 0 | 0 | 0 | 0 | 0 | 0 | 0 | 0 | 0 | 0 | 0 | 0 | 0 | 0 | 0 | 0 | 0 | 0 | 0 | 0 | 0 | 0 | 0 | 0 | 0 | 0 | 0 | 0 | 0 | 0 | 0 | 0 | 0 | 0 | 0 | 0 | 0 | 0 | 0 | 0 | 0 | 0 | 0 | 0 | 0 | 0
Average | 0 | 0 | 0 | 0 | 0 | 0 | 0 | 0 | 0 | 0 | 0 | 0 | 0 | 0 | 0 | 0 | 0 | 0 | 0 | 0 | 0 | 0 | 0 | 0 | 0 | 0 | 0 | 0 | 0 | 0 | 0 | 0 | 0 | 0 | 0 | 0 | 0 | 0 | 0 | 0 | 0 | 0 | 0 | 0 | 0 | 0 | 0 | 0 | 0 | 0 | 0 | 0 | 0 | 0 | 0 | 0 | 0 | 0 | 0 | 0 | 0 | 0 | 0
State Deferred Tax Balance
Beginning of Period | 0 | 0 | 0 | 0 | 0 | 0 | 0 | 0 | 0 | 0 | 0 | 0 | 0 | 0 | 0 | 0 | 0 | 0 | 0 | 0 | 0 | 0 | 0 | 0 | 0 | 0 | 0 | 0 | 0 | 0 | 0 | 0 | 0 | 0 | 0 | 0 | 0 | 0 | 0 | 0 | 0 | 0 | 0 | 0 | 0 | 0 | 0 | 0 | 0 | 0 | 0 | 0 | 0 | 0 | 0 | 0 | 0 | 0 | 0 | 0 | 0 | 0 | 0
Activity | 0 | 0 | 0 | 0 | 0 | 0 | 0 | 0 | 0 | 0 | 0 | 0 | 0 | 0 | 0 | 0 | 0 | 0 | 0 | 0 | 0 | 0 | 0 | 0 | 0 | 0 | 0 | 0 | 0 | 0 | 0 | 0 | 0 | 0 | 0 | 0 | 0 | 0 | 0 | 0 | 0 | 0 | 0 | 0 | 0 | 0 | 0 | 0 | 0 | 0 | 0 | 0 | 0 | 0 | 0 | 0 | 0 | 0 | 0 | 0 | 0 | 0 | 0 | 0
End of Period | 0 | 0 | 0 | 0 | 0 | 0 | 0 | 0 | 0 | 0 | 0 | 0 | 0 | 0 | 0 | 0 | 0 | 0 | 0 | 0 | 0 | 0 | 0 | 0 | 0 | 0 | 0 | 0 | 0 | 0 | 0 | 0 | 0 | 0 | 0 | 0 | 0 | 0 | 0 | 0 | 0 | 0 | 0 | 0 | 0 | 0 | 0 | 0 | 0 | 0 | 0 | 0 | 0 | 0 | 0 | 0 | 0 | 0 | 0 | 0 | 0 | 0 | 0
Average | 0 | 0 | 0 | 0 | 0 | 0 | 0 | 0 | 0 | 0 | 0 | 0 | 0 | 0 | 0 | 0 | 0 | 0 | 0 | 0 | 0 | 0 | 0 | 0 | 0 | 0 | 0 | 0 | 0 | 0 | 0 | 0 | 0 | 0 | 0 | 0 | 0 | 0 | 0 | 0 | 0 | 0 | 0 | 0 | 0 | 0 | 0 | 0 | 0 | 0 | 0 | 0 | 0 | 0 | 0 | 0 | 0 | 0 | 0 | 0 | 0 | 0 | 0
Net Rate Base - Average | 0 | 0 | 0 | 0 | 0 | 0 | 0 | 0 | 0 | 0 | 0 | 0 | 0 | 0 | 0 | 0 | 0 | 0 | 0 | 0 | 0 | 0 | 0 | 0 | 0 | 0 | 0 | 0 | 0 | 0 | 0 | 0 | 0 | 0 | 0 | 0 | 0 | 0 | 0 | 0 | 0 | 0 | 0 | 0 | 0 | 0 | 0 | 0 | 0 | 0 | 0 | 0 | 0 | 0 | 0 | 0 | 0 | 0 | 0 | 0 | 0 | 0 | 0
EXPENSES
Income Tax - Removal Cost | 0 | 0 | 0 | 0 | 0 | 0 | 0 | 0 | 0 | 0 | 0 | 0 | 0 | 0 | 0 | 0 | 0 | 0 | 0 | 0 | 0 | 0 | 0 | 0 | 0 | 0 | 0 | 0 | 0 | 0 | 0 | 0 | 0 | 0 | 0 | 0 | 0 | 0 | 0 | 0 | 0 | 0 | 0 | 0 | 0 | 0 | 0 | 0 | 0 | 0 | 0 | 0 | 0 | 0 | 0 | 0 | 0 | 0 | 0 | 0 | 0 | 0 | 0 | 0
Book Depreciation | 0 | 0 | 0 | 0 | 0 | 0 | 0 | 0 | 0 | 0 | 0 | 0 | 0 | 0 | 0 | 0 | 0 | 0 | 0 | 0 | 0 | 0 | 0 | 0 | 0 | 0 | 0 | 0 | 0 | 0 | 0 | 0 | 0 | 0 | 0 | 0 | 0 | 0 | 0 | 0 | 0 | 0 | 0 | 0 | 0 | 0 | 0 | 0 | 0 | 0 | 0 | 0 | 0 | 0 | 0 | 0 | 0 | 0 | 0 | 0 | 0 | 0 | 0 | 0
Property Taxes | 0 | 0 | 0 | 0 | 0 | 0 | 0 | 0 | 0 | 0 | 0 | 0 | 0 | 0 | 0 | 0 | 0 | 0 | 0 | 0 | 0 | 0 | 0 | 0 | 0 | 0 | 0 | 0 | 0 | 0 | 0 | 0 | 0 | 0 | 0 | 0 | 0 | 0 | 0 | 0 | 0 | 0 | 0 | 0 | 0 | 0 | 0 | 0 | 0 | 0 | 0 | 0 | 0 | 0 | 0 | 0 | 0 | 0 | 0 | 0 | 0 | 0 | 0 | 0
Total Expenses | 0 | 0 | 0 | 0 | 0 | 0 | 0 | 0 | 0 | 0 | 0 | 0 | 0 | 0 | 0 | 0 | 0 | 0 | 0 | 0 | 0 | 0 | 0 | 0 | 0 | 0 | 0 | 0 | 0 | 0 | 0 | 0 | 0 | 0 | 0 | 0 | 0 | 0 | 0 | 0 | 0 | 0 | 0 | 0 | 0 | 0 | 0 | 0 | 0 | 0 | 0 | 0 | 0 | 0 | 0 | 0 | 0 | 0 | 0 | 0 | 0 | 0 | 0 | 0
REVENUE REQUIREMENT
Net Rate Base | 0 | 0 | 0 | 0 | 0 | 0 | 0 | 0 | 0 | 0 | 0 | 0 | 0 | 0 | 0 | 0 | 0 | 0 | 0 | 0 | 0 | 0 | 0 | 0 | 0 | 0 | 0 | 0 | 0 | 0 | 0 | 0 | 0 | 0 | 0 | 0 | 0 | 0 | 0 | 0 | 0 | 0 | 0 | 0 | 0 | 0 | 0 | 0 | 0 | 0 | 0 | 0 | 0 | 0 | 0 | 0 | 0 | 0 | 0 | 0 | 0 | 0 | 0 | 0
ROR | 9.98% | 9.98% | 9.7% | 9.7% | 9.7% | 9.7% | 9.7% | 9.7% | 9.7% | 9.7% | 9.7% | 9.7% | 9.7% | 9.7% | 9.7% | 9.7% | 9.7% | 9.7% | 9.7% | 9.7% | 9.7% | 9.7% | 9.7% | 9.7% | 9.7% | 9.7% | 9.7% | 9.7% | 9.7% | 9.7% | 9.7% | 9.7% | 9.7% | 9.7% | 9.7% | 9.7% | 9.7% | 9.7% | 9.7% | 9.7% | 9.7% | 9.7% | 9.7% | 9.7% | 9.7% | 9.7% | 9.7% | 9.7% | 9.7% | 9.7% | 9.7% | 9.7% | 9.7% | 9.7% | 9.7% | 9.7% | 9.7% | 9.7% | 9.7% | 9.7% | 9.7% | 9.7% | 9.7%
Earnings Base | 0 | 0 | 0 | 0 | 0 | 0 | 0 | 0 | 0 | 0 | 0 | 0 | 0 | 0 | 0 | 0 | 0 | 0 | 0 | 0 | 0 | 0 | 0 | 0 | 0 | 0 | 0 | 0 | 0 | 0 | 0 | 0 | 0 | 0 | 0 | 0 | 0 | 0 | 0 | 0 | 0 | 0 | 0 | 0 | 0 | 0 | 0 | 0 | 0 | 0 | 0 | 0 | 0 | 0 | 0 | 0 | 0 | 0 | 0 | 0 | 0 | 0 | 0
Earnings - Expense | 0 | 0 | 0 | 0 | 0 | 0 | 0 | 0 | 0 | 0 | 0 | 0 | 0 | 0 | 0 | 0 | 0 | 0 | 0 | 0 | 0 | 0 | 0 | 0 | 0 | 0 | 0 | 0 | 0 | 0 | 0 | 0 | 0 | 0 | 0 | 0 | 0 | 0 | 0 | 0 | 0 | 0 | 0 | 0 | 0 | 0 | 0 | 0 | 0 | 0 | 0 | 0 | 0 | 0 | 0 | 0 | 0 | 0 | 0 | 0 | 0 | 0 | 0 | 0
Total Earnings Effect | 0 | 0 | 0 | 0 | 0 | 0 | 0 | 0 | 0 | 0 | 0 | 0 | 0 | 0 | 0 | 0 | 0 | 0 | 0 | 0 | 0 | 0 | 0 | 0 | 0 | 0 | 0 | 0 | 0 | 0 | 0 | 0 | 0 | 0 | 0 | 0 | 0 | 0 | 0 | 0 | 0 | 0 | 0 | 0 | 0 | 0 | 0 | 0 | 0 | 0 | 0 | 0 | 0 | 0 | 0 | 0 | 0 | 0 | 0 | 0 | 0 | 0 | 0
Gross-Up Factor | 1.0354 | 1.0354 | 1.0354 | 1.0354 | 1.0354 | 1.0354 | 1.0354 | 1.0354 | 1.0354 | 1.0354 | 1.0354 | 1.0354 | 1.0354 | 1.0354 | 1.0354 | 1.0354 | 1.0354 | 1.0354 | 1.0354 | 1.0354 | 1.0354 | 1.0354 | 1.0354 | 1.0354 | 1.0354 | 1.0354 | 1.0354 | 1.0354 | 1.0354 | 1.0354 | 1.0354 | 1.0354 | 1.0354 | 1.0354 | 1.0354 | 1.0354 | 1.0354 | 1.0354 | 1.0354 | 1.0354 | 1.0354 | 1.0354 | 1.0354 | 1.0354 | 1.0354 | 1.0354 | 1.0354 | 1.0354 | 1.0354 | 1.0354 | 1.0354 | 1.0354 | 1.0354 | 1.0354 | 1.0354 | 1.0354 | 1.0354 | 1.0354 | 1.0354 | 1.0354 | 1.0354 | 1.0354 | 1.0354
Revenue requirement | 0 | 0 | 0 | 0 | 0 | 0 | 0 | 0 | 0 | 0 | 0 | 0 | 0 | 0 | 0 | 0 | 0 | 0 | 0 | 0 | 0 | 0 | 0 | 0 | 0 | 0 | 0 | 0 | 0 | 0 | 0 | 0 | 0 | 0 | 0 | 0 | 0 | 0 | 0 | 0 | 0 | 0 | 0 | 0 | 0 | 0 | 0 | 0 | 0 | 0 | 0 | 0 | 0 | 0 | 0 | 0 | 0 | 0 | 0 | 0 | 0 | 0 | 0 | 0
Depreciation Calculations
Tax Depreciation - Federal
Cost of new equipment in service basis | 0 | 0 | 0 | 0 | 0 | 0 | 0 | 0 | 0 | 0 | 0 | 0 | 0 | 0 | 0 | 0 | 0 | 0 | 0 | 0 | 0 | 0 | 0 | 0 | 0 | 0 | 0 | 0 | 0 | 0 | 0 | 0 | 0 | 0 | 0 | 0 | 0 | 0 | 0 | 0 | 0 | 0 | 0 | 0 | 0 | 0 | 0 | 0 | 0 | 0 | 0 | 0 | 0 | 0 | 0 | 0 | 0 | 0 | 0 | 0 | 0
Bonus Depreciation (N/A) | 0 | 0 | 0 | 0 | 0 | 0 | 0 | 0 | 0 | 0 | 0 | 0 | 0 | 0 | 0 | 0 | 0 | 0 | 0 | 0 | 0 | 0 | 0 | 0 | 0 | 0 | 0 | 0 | 0 | 0 | 0 | 0 | 0 | 0 | 0 | 0 | 0 | 0 | 0 | 0 | 0 | 0 | 0 | 0 | 0 | 0 | 0 | 0 | 0 | 0 | 0 | 0 | 0 | 0 | 0 | 0 | 0 | 0 | 0 | 0 | 0
Regular Depreciation basis (Cumulative) | 0 | 0 | 0 | 0 | 0 | 0 | 0 | 0 | 0 | 0 | 0 | 0 | 0 | 0 | 0 | 0 | 0 | 0 | 0 | 0 | 0 | 0 | 0 | 0 | 0 | 0 | 0 | 0 | 0 | 0 | 0 | 0 | 0 | 0 | 0 | 0 | 0 | 0 | 0 | 0 | 0 | 0 | 0 | 0 | 0 | 0 | 0 | 0 | 0 | 0 | 0 | 0 | 0 | 0 | 0 | 0 | 0 | 0 | 0 | 0 | 0 | 0 | 0
RegularDepreciation |  |  |  |  | 0 | 0 | 0 | 0 | 0 | 0 | 0 | 0 | 0 | 0 | 0 | 0 | 0 | 0 | 0 | 0 | 0 | 0 | 0 | 0 | 0 |  | 0 | 0 | 0 |  | 0 | 0 | 0 | 0 | 0 | 0 | 0 | 0 | 0 | 0 | [23 empty] | 0
Total Depreciation for year | 0 | 0 | 0 | 0 | 0 | 0 | 0 | 0 | 0 | 0 | 0 | 0 | 0 | 0 | 0 | 0 | 0 | 0 | 0 | 0 | 0 | 0 | 0 | 0 | 0 | 0 | 0 | 0 | 0 | 0 | 0 | 0 | 0 | 0 | 0 | 0 | 0 | 0 | 0 | 0 | 0 | 0 | 0 | 0 | 0 | 0 | 0 | 0 | 0 | 0 | 0 | 0 | 0 | 0 | 0 | 0 | 0 | 0 | 0 | 0 | 0
Tax Depreciation - State
Cost of new equipment in service basis | 0 | 0 | 0 | 0 | 0 | 0 | 0 | 0 | 0 | 0 | 0 | 0 | 0 | 0 | 0 | 0 | 0 | 0 | 0 | 0 | 0 | 0 | 0 | 0 | 0 | 0 | 0 | 0 | 0 | 0 | 0 | 0 | 0 | 0 | 0 | 0 | 0 | 0 | 0 | 0 | 0 | 0 | 0 | 0 | 0 | 0 | 0 | 0 | 0 | 0 | 0 | 0 | 0 | 0 | 0 | 0 | 0 | 0 | 0 | 0 | 0 | 0 | 0
Bonus Depreciation (N/A) | 0 | 0 | 0 | 0 | 0 | 0 | 0 | 0 | 0 | 0 | 0 | 0 | 0 | 0 | 0 | 0 | 0 | 0 | 0 | 0 | 0 | 0 | 0 | 0 | 0 | 0 | 0 | 0 | 0 | 0 | 0 | 0 | 0 | 0 | 0 | 0 | 0 | 0 | 0 | 0 | 0 | 0 | 0 | 0 | 0 | 0 | 0 | 0 | 0 | 0 | 0 | 0 | 0 | 0 | 0 | 0 | 0 | 0 | 0 | 0 | 0 | 0 | 0
Regular Depreciation basis (Cumulative) | 0 | 0 | 0 | 0 | 0 | 0 | 0 | 0 | 0 | 0 | 0 | 0 | 0 | 0 | 0 | 0 | 0 | 0 | 0 | 0 | 0 | 0 | 0 | 0 | 0 | 0 | 0 | 0 | 0 | 0 | 0 | 0 | 0 | 0 | 0 | 0 | 0 | 0 | 0 | 0 | 0 | 0 | 0 | 0 | 0 | 0 | 0 | 0 | 0 | 0 | 0 | 0 | 0 | 0 | 0 | 0 | 0 | 0 | 0 | 0 | 0 | 0 | 0
RegularDepreciation | 0 | 0 | 0 | 0 | 0 | 0 | 0 | 0 | 0 | 0 | 0 | 0 | 0 | 0 | 0 | 0 | 0 | 0 | 0 | 0 | 0 | 0 | 0 | 0 | 0 | 0 | 0 | 0 | 0 | 0 | 0 | 0 | 0 | 0 | 0 | 0 | 0 | 0 | 0 | 0 | 0 | 0 | 0 | 0 | 0 | 0 | 0 | 0 | 0 | 0 | 0 | 0 | 0 | 0 | 0 | 0 | 0 | 0 | 0 | 0 | 0 | 0 | 0 | 0
Total Depreciation for year | 0 | 0 | 0 | 0 | 0 | 0 | 0 | 0 | 0 | 0 | 0 | 0 | 0 | 0 | 0 | 0 | 0 | 0 | 0 | 0 | 0 | 0 | 0 | 0 | 0 | 0 | 0 | 0 | 0 | 0 | 0 | 0 | 0 | 0 | 0 | 0 | 0 | 0 | 0 | 0 | 0 | 0 | 0 | 0 | 0 | 0 | 0 | 0 | 0 | 0 | 0 | 0 | 0 | 0 | 0 | 0 | 0 | 0 | 0 | 0 | 0 | 0 | 0
Book Depreciation with COR
2014 | 0 | 0 | 0 | 0 | 0 | 0 | 0 | 0 | 0 | 0 | 0 | 0 | 0 | 0 | 0 | 0 | 0 | 0 | 0 | 0 | 0 | 0 | 0 | 0 | 0 | 0 | 0 | 0 | 0 | 0 | 0 | 0 | 0 | 0 | 0 | 0 | 0 | 0 | 0 | 0 | 0 | 0 | 0 | 0 | 0 | 0 | 0 | 0 | 0 | 0 | [13 empty] | 0
2015 |  | 0 | 0 | 0 | 0 | 0 | 0 | 0 | 0 | 0 | 0 | 0 | 0 | 0 | 0 | 0 | 0 | 0 | 0 | 0 | 0 | 0 | 0 | 0 | 0 | 0 | 0 | 0 | 0 | 0 | 0 | 0 | 0 | 0 | 0 | 0 | 0 | 0 | 0 | 0 | 0 | 0 | 0 | 0 | 0 | 0 | 0 | 0 | 0 | 0 | 0 | [12 empty] | 0 | check - total PIS
2016 |  |  | 0 | 0 | 0 | 0 | 0 | 0 | 0 | 0 | 0 | 0 | 0 | 0 | 0 | 0 | 0 | 0 | 0 | 0 | 0 | 0 | 0 | 0 | 0 | 0 | 0 | 0 | 0 | 0 | 0 | 0 | 0 | 0 | 0 | 0 | 0 | 0 | 0 | 0 | 0 | 0 | 0 | 0 | 0 | 0 | 0 | 0 | 0 | 0 | 0 | 0 | [11 empty] | 0 | 0
2017 |  |  |  | 0 | 0 | 0 | 0 | 0 | 0 | 0 | 0 | 0 | 0 | 0 | 0 | 0 | 0 | 0 | 0 | 0 | 0 | 0 | 0 | 0 | 0 | 0 | 0 | 0 | 0 | 0 | 0 | 0 | 0 | 0 | 0 | 0 | 0 | 0 | 0 | 0 | 0 | 0 | 0 | 0 | 0 | 0 | 0 | 0 | 0 | 0 | 0 | 0 | 0 | [10 empty] | 0 | 0
2018 |  |  |  |  | 0 | 0 | 0 | 0 | 0 | 0 | 0 | 0 | 0 | 0 | 0 | 0 | 0 | 0 | 0 | 0 | 0 | 0 | 0 | 0 | 0 | 0 | 0 | 0 | 0 | 0 | 0 | 0 | 0 | 0 | 0 | 0 | 0 | 0 | 0 | 0 | 0 | 0 | 0 | 0 | 0 | 0 | 0 | 0 | 0 | 0 | 0 | 0 | 0 | 0 | [9 empty] | 0
2019 | [5 empty] | 0 | 0 | 0 | 0 | 0 | 0 | 0 | 0 | 0 | 0 | 0 | 0 | 0 | 0 | 0 | 0 | 0 | 0 | 0 | 0 | 0 | 0 | 0 | 0 | 0 | 0 | 0 | 0 | 0 | 0 | 0 | 0 | 0 | 0 | 0 | 0 | 0 | 0 | 0 | 0 | 0 | 0 | 0 | 0 | 0 | 0 | 0 | 0 | 0 | 0 | [8 empty] | 0 | 0
2020 | [6 empty] | 0 | 0 | 0 | 0 | 0 | 0 | 0 | 0 | 0 | 0 | 0 | 0 | 0 | 0 | 0 | 0 | 0 | 0 | 0 | 0 | 0 | 0 | 0 | 0 | 0 | 0 | 0 | 0 | 0 | 0 | 0 | 0 | 0 | 0 | 0 | 0 | 0 | 0 | 0 | 0 | 0 | 0 | 0 | 0 | 0 | 0 | 0 | 0 | 0 | 0 | [7 empty] | 0
2021 | [7 empty] | 0 | 0 | 0 | 0 | 0 | 0 | 0 | 0 | 0 | 0 | 0 | 0 | 0 | 0 | 0 | 0 | 0 | 0 | 0 | 0 | 0 | 0 | 0 | 0 | 0 | 0 | 0 | 0 | 0 | 0 | 0 | 0 | 0 | 0 | 0 | 0 | 0 | 0 | 0 | 0 | 0 | 0 | 0 | 0 | 0 | 0 | 0 | 0 | 0 | 0 | [6 empty] | 0
2022 | [8 empty] | 0 | 0 | 0 | 0 | 0 | 0 | 0 | 0 | 0 | 0 | 0 | 0 | 0 | 0 | 0 | 0 | 0 | 0 | 0 | 0 | 0 | 0 | 0 | 0 | 0 | 0 | 0 | 0 | 0 | 0 | 0 | 0 | 0 | 0 | 0 | 0 | 0 | 0 | 0 | 0 | 0 | 0 | 0 | 0 | 0 | 0 | 0 | 0 | 0 | 0 | [5 empty] | 0
2023 | [9 empty] | 0 | 0 | 0 | 0 | 0 | 0 | 0 | 0 | 0 | 0 | 0 | 0 | 0 | 0 | 0 | 0 | 0 | 0 | 0 | 0 | 0 | 0 | 0 | 0 | 0 | 0 | 0 | 0 | 0 | 0 | 0 | 0 | 0 | 0 | 0 | 0 | 0 | 0 | 0 | 0 | 0 | 0 | 0 | 0 | 0 | 0 | 0 | 0 | 0 | 0 |  |  |  |  | 0
2024 | [10 empty] | 0 | 0 | 0 | 0 | 0 | 0 | 0 | 0 | 0 | 0 | 0 | 0 | 0 | 0 | 0 | 0 | 0 | 0 | 0 | 0 | 0 | 0 | 0 | 0 | 0 | 0 | 0 | 0 | 0 | 0 | 0 | 0 | 0 | 0 | 0 | 0 | 0 | 0 | 0 | 0 | 0 | 0 | 0 | 0 | 0 | 0 | 0 | 0 | 0 | 0 |  |  |  | 0 | 0
2025 | [11 empty] | 0 | 0 | 0 | 0 | 0 | 0 | 0 | 0 | 0 | 0 | 0 | 0 | 0 | 0 | 0 | 0 | 0 | 0 | 0 | 0 | 0 | 0 | 0 | 0 | 0 | 0 | 0 | 0 | 0 | 0 | 0 | 0 | 0 | 0 | 0 | 0 | 0 | 0 | 0 | 0 | 0 | 0 | 0 | 0 | 0 | 0 | 0 | 0 | 0 | 0 |  |  | 0
2026 | [12 empty] | 0 | 0 | 0 | 0 | 0 | 0 | 0 | 0 | 0 | 0 | 0 | 0 | 0 | 0 | 0 | 0 | 0 | 0 | 0 | 0 | 0 | 0 | 0 | 0 | 0 | 0 | 0 | 0 | 0 | 0 | 0 | 0 | 0 | 0 | 0 | 0 | 0 | 0 | 0 | 0 | 0 | 0 | 0 | 0 | 0 | 0 | 0 | 0 | 0 | 0 |  | 0
| 0 | 0 | 0 | 0 | 0 | 0 | 0 | 0 | 0 | 0 | 0 | 0 | 0 | 0 | 0 | 0 | 0 | 0 | 0 | 0 | 0 | 0 | 0 | 0 | 0 | 0 | 0 | 0 | 0 | 0 | 0 | 0 | 0 | 0 | 0 | 0 | 0 | 0 | 0 | 0 | 0 | 0 | 0 | 0 | 0 | 0 | 0 | 0 | 0 | 0 | 0 | 0 | 0 | 0 | 0 | 0 | 0 | 0 | 0 | 0 | 0 | 0 | 0 | 0
Book Depreciation- excl. Salvage
2014 | 0 | 0 | 0 | 0 | 0 | 0 | 0 | 0 | 0 | 0 | 0 | 0 | 0 | 0 | 0 | 0 | 0 | 0 | 0 | 0 | 0 | 0 | 0 | 0 | 0 |  |  | 0 | 0 | 0 | 0 | 0 | 0 | 0 | 0 | 0 | 0 | 0 | 0 | 0 | 0 | 0 | 0 | 0 | 0 | 0 | 0 | 0 | 0 | 0 | 0 | 0 | [11 empty] | 0
2015 |  | 0 | 0 | 0 | 0 | 0 | 0 | 0 | 0 | 0 | 0 | 0 | 0 | 0 | 0 | 0 | 0 | 0 | 0 | 0 | 0 | 0 | 0 | 0 | 0 | 0 |  | 0 | 0 | 0 | 0 | 0 | 0 | 0 | 0 | 0 | 0 | 0 | 0 | 0 | 0 | 0 | 0 | 0 | 0 | 0 | 0 | 0 | 0 | 0 | 0 | 0 | [11 empty] | 0 | check - total PIS
2016 |  |  | 0 | 0 | 0 | 0 | 0 | 0 | 0 | 0 | 0 | 0 | 0 | 0 | 0 | 0 | 0 | 0 | 0 | 0 | 0 | 0 | 0 | 0 | 0 | 0 | 0 | 0 | 0 | 0 | 0 | 0 | 0 | 0 | 0 | 0 | 0 | 0 | 0 | 0 | 0 | 0 | 0 | 0 | 0 | 0 | 0 | 0 | 0 | 0 | 0 | 0 | [11 empty] | 0 | 0
2017 |  |  |  | 0 | 0 | 0 | 0 | 0 | 0 | 0 | 0 | 0 | 0 | 0 | 0 | 0 | 0 | 0 | 0 | 0 | 0 | 0 | 0 | 0 | 0 | 0 | 0 | 0 | 0 | 0 | 0 | 0 | 0 | 0 | 0 | 0 | 0 | 0 | 0 | 0 | 0 | 0 | 0 | 0 | 0 | 0 | 0 | 0 | 0 | 0 | 0 | 0 | 0 | [10 empty] | 0 | 0
2018 |  |  |  |  | 0 | 0 | 0 | 0 | 0 | 0 | 0 | 0 | 0 | 0 | 0 | 0 | 0 | 0 | 0 | 0 | 0 | 0 | 0 | 0 | 0 | 0 | 0 | 0 | 0 | 0 | 0 | 0 | 0 | 0 | 0 | 0 | 0 | 0 | 0 | 0 | 0 | 0 | 0 | 0 | 0 | 0 | 0 | 0 | 0 | 0 | 0 | 0 | 0 | 0 | [9 empty] | 0
2019 | [5 empty] | 0 | 0 | 0 | 0 | 0 | 0 | 0 | 0 | 0 | 0 | 0 | 0 | 0 | 0 | 0 | 0 | 0 | 0 | 0 | 0 | 0 | 0 | 0 | 0 | 0 | 0 | 0 | 0 | 0 | 0 | 0 | 0 | 0 | 0 | 0 | 0 | 0 | 0 | 0 | 0 | 0 | 0 | 0 | 0 | 0 | 0 | 0 | 0 | 0 | 0 | [8 empty] | 0 | 0
2020 | [6 empty] | 0 | 0 | 0 | 0 | 0 | 0 | 0 | 0 | 0 | 0 | 0 | 0 | 0 | 0 | 0 | 0 | 0 | 0 | 0 | 0 | 0 | 0 | 0 | 0 | 0 | 0 | 0 | 0 | 0 | 0 | 0 | 0 | 0 | 0 | 0 | 0 | 0 | 0 | 0 | 0 | 0 | 0 | 0 | 0 | 0 | 0 | 0 | 0 | 0 | 0 | [7 empty] | 0
2021 | [7 empty] | 0 | 0 | 0 | 0 | 0 | 0 | 0 | 0 | 0 | 0 | 0 | 0 | 0 | 0 | 0 | 0 | 0 | 0 | 0 | 0 | 0 | 0 | 0 | 0 | 0 | 0 | 0 | 0 | 0 | 0 | 0 | 0 | 0 | 0 | 0 | 0 | 0 | 0 | 0 | 0 | 0 | 0 | 0 | 0 | 0 | 0 | 0 | 0 | 0 | 0 | [6 empty] | 0
2022 | [8 empty] | 0 | 0 | 0 | 0 | 0 | 0 | 0 | 0 | 0 | 0 | 0 | 0 | 0 | 0 | 0 | 0 | 0 | 0 | 0 | 0 | 0 | 0 | 0 | 0 | 0 | 0 | 0 | 0 | 0 | 0 | 0 | 0 | 0 | 0 | 0 | 0 | 0 | 0 | 0 | 0 | 0 | 0 | 0 | 0 | 0 | 0 | 0 | 0 | 0 | 0 | [5 empty] | 0
2023 | [9 empty] | 0 | 0 | 0 | 0 | 0 | 0 | 0 | 0 | 0 | 0 | 0 | 0 | 0 | 0 | 0 | 0 | 0 | 0 | 0 | 0 | 0 | 0 | 0 | 0 | 0 | 0 | 0 | 0 | 0 | 0 | 0 | 0 | 0 | 0 | 0 | 0 | 0 | 0 | 0 | 0 | 0 | 0 | 0 | 0 | 0 | 0 | 0 | 0 | 0 | 0 |  |  |  |  | 0
2024 | [10 empty] | 0 | 0 | 0 | 0 | 0 | 0 | 0 | 0 | 0 | 0 | 0 | 0 | 0 | 0 | 0 | 0 | 0 | 0 | 0 | 0 | 0 | 0 | 0 | 0 | 0 | 0 | 0 | 0 | 0 | 0 | 0 | 0 | 0 | 0 | 0 | 0 | 0 | 0 | 0 | 0 | 0 | 0 | 0 | 0 | 0 | 0 | 0 | 0 | 0 | 0 |  |  |  | 0 | 0
2025 | [11 empty] | 0 | 0 | 0 | 0 | 0 | 0 | 0 | 0 | 0 | 0 | 0 | 0 | 0 | 0 | 0 | 0 | 0 | 0 | 0 | 0 | 0 | 0 | 0 | 0 | 0 | 0 | 0 | 0 | 0 | 0 | 0 | 0 | 0 | 0 | 0 | 0 | 0 | 0 | 0 | 0 | 0 | 0 | 0 | 0 | 0 | 0 | 0 | 0 | 0 | 0 |  |  | 0
2026 | [12 empty] | 0 | 0 | 0 | 0 | 0 | 0 | 0 | 0 | 0 | 0 | 0 | 0 | 0 | 0 | 0 | 0 | 0 | 0 | 0 | 0 | 0 | 0 | 0 | 0 | 0 | 0 | 0 | 0 | 0 | 0 | 0 | 0 | 0 | 0 | 0 | 0 | 0 | 0 | 0 | 0 | 0 | 0 | 0 | 0 | 0 | 0 | 0 | 0 | 0 | 0 |  | 0 | 0
| 0 | 0 | 0 | 0 | 0 | 0 | 0 | 0 | 0 | 0 | 0 | 0 | 0 | 0 | 0 | 0 | 0 | 0 | 0 | 0 | 0 | 0 | 0 | 0 | 0 | 0 | 0 | 0 | 0 | 0 | 0 | 0 | 0 | 0 | 0 | 0 | 0 | 0 | 0 | 0 | 0 | 0 | 0 | 0 | 0 | 0 | 0 | 0 | 0 | 0 | 0 | 0 | 0 | 0 | 0 | 0 | 0 | 0 | 0 | 0 | 0 | 0 | 0 | 0
Note on A50: Lee, Betty: rate base does not include CWIP b/c the CapEx dollars include an AFUDC component in it already

## 4g-2017 (hidden)
Project No. | 4g
Project Desc. | Upgrade 2 Sections plus risers on Feeder 38Q04 (NEW to the 2015 LRP)
Book Life | 50
Tax Life | 20N
Salvage Rate | -25%
| 2014 | 2015 | 2016 | 2017 | 2018 | 2019 | 2020 | 2021 | 2022 | 2023 | 2024 | 2025 | 2026 | 2027 | 2028 | 2029 | 2030 | 2031 | 2032 | 2033 | 2034 | 2035 | 2036 | 2037 | 2038 | 2039 | 2040 | 2041 | 2042 | 2043 | 2044 | 2045 | 2046 | 2047 | 2048 | 2049 | 2050 | 2051 | 2052 | 2053 | 2054 | 2055 | 2056 | 2057 | 2058 | 2059 | 2060 | 2061 | 2062 | 2063 | 2064 | 2065 | 2066 | 2067 | 2068 | 2069 | 2070 | 2071 | 2072 | 2073 | 2074 | 2075 | 2076
Closing to Plant (Y/N) | N | N | N | N | N | N | N | N | N | N | N | N | N | N | N | N | N | N | N | N | N | N | N | N | N | N | N | N | N | N | N | N | N | N | N | N | N | N | N | N | N | N | N | N | N | N | N | N | N | N | N | N | N | N | N | N | N | N | N | N | N | N | N | Total
CWIP
Beginning of Period | 0 | 0 | 0 | 0 | 0 | 0 | 0 | 0 | 0 | 0 | 0 | 0 | 0 | 0 | 0 | 0 | 0 | 0 | 0 | 0 | 0 | 0 | 0 | 0 | 0 | 0 | 0 | 0 | 0 | 0 | 0 | 0 | 0 | 0 | 0 | 0 | 0 | 0 | 0 | 0 | 0 | 0 | 0 | 0 | 0 | 0 | 0 | 0 | 0 | 0 | 0 | 0 | 0 | 0 | 0 | 0 | 0 | 0 | 0 | 0 | 0 | 0 | 0
Activity
Capex | 0 | 0 | 0 | 0 | 0 | 0 | 0 | 0 | 0 | 0 | 0 | 0 | 0 | [50 empty] | 0
Closings to Plant |  |  |  |  | 0 | [58 empty] | 0
End of Period | 0 | 0 | 0 | 0 | 0 | 0 | 0 | 0 | 0 | 0 | 0 | 0 | 0 | 0 | 0 | 0 | 0 | 0 | 0 | 0 | 0 | 0 | 0 | 0 | 0 | 0 | 0 | 0 | 0 | 0 | 0 | 0 | 0 | 0 | 0 | 0 | 0 | 0 | 0 | 0 | 0 | 0 | 0 | 0 | 0 | 0 | 0 | 0 | 0 | 0 | 0 | 0 | 0 | 0 | 0 | 0 | 0 | 0 | 0 | 0 | 0 | 0 | 0
Average | 0 | 0 | 0 | 0 | 0 | 0 | 0 | 0 | 0 | 0 | 0 | 0 | 0 | 0 | 0 | 0 | 0 | 0 | 0 | 0 | 0 | 0 | 0 | 0 | 0 | 0 | 0 | 0 | 0 | 0 | 0 | 0 | 0 | 0 | 0 | 0 | 0 | 0 | 0 | 0 | 0 | 0 | 0 | 0 | 0 | 0 | 0 | 0 | 0 | 0 | 0 | 0 | 0 | 0 | 0 | 0 | 0 | 0 | 0 | 0 | 0 | 0 | 0
Plant in Service
Beginning of Period | 0 | 0 | 0 | 0 | 0 | 0 | 0 | 0 | 0 | 0 | 0 | 0 | 0 | 0 | 0 | 0 | 0 | 0 | 0 | 0 | 0 | 0 | 0 | 0 | 0 | 0 | 0 | 0 | 0 | 0 | 0 | 0 | 0 | 0 | 0 | 0 | 0 | 0 | 0 | 0 | 0 | 0 | 0 | 0 | 0 | 0 | 0 | 0 | 0 | 0 | 0 | 0 | 0 | 0 | 0 | 0 | 0 | 0 | 0 | 0 | 0 | 0 | 0
Activity | 0 | 0 | 0 | 0 | 0 | 0 | 0 | 0 | 0 | 0 | 0 | 0 | 0 | 0 | 0 | 0 | 0 | 0 | 0 | 0 | 0 | 0 | 0 | 0 | 0 | 0 | 0 | 0 | 0 | 0 | 0 | 0 | 0 | 0 | 0 | 0 | 0 | 0 | 0 | 0 | 0 | 0 | 0 | 0 | 0 | 0 | 0 | 0 | 0 | 0 | 0 | 0 | 0 | 0 | 0 | 0 | 0 | 0 | 0 | 0 | 0 | 0 | 0 | 0
End of Period | 0 | 0 | 0 | 0 | 0 | 0 | 0 | 0 | 0 | 0 | 0 | 0 | 0 | 0 | 0 | 0 | 0 | 0 | 0 | 0 | 0 | 0 | 0 | 0 | 0 | 0 | 0 | 0 | 0 | 0 | 0 | 0 | 0 | 0 | 0 | 0 | 0 | 0 | 0 | 0 | 0 | 0 | 0 | 0 | 0 | 0 | 0 | 0 | 0 | 0 | 0 | 0 | 0 | 0 | 0 | 0 | 0 | 0 | 0 | 0 | 0 | 0 | 0
Average | 0 | 0 | 0 | 0 | 0 | 0 | 0 | 0 | 0 | 0 | 0 | 0 | 0 | 0 | 0 | 0 | 0 | 0 | 0 | 0 | 0 | 0 | 0 | 0 | 0 | 0 | 0 | 0 | 0 | 0 | 0 | 0 | 0 | 0 | 0 | 0 | 0 | 0 | 0 | 0 | 0 | 0 | 0 | 0 | 0 | 0 | 0 | 0 | 0 | 0 | 0 | 0 | 0 | 0 | 0 | 0 | 0 | 0 | 0 | 0 | 0 | 0 | 0
Tax Depreciation
Beginning of Period | 0 | 0 | 0 | 0 | 0 | 0 | 0 | 0 | 0 | 0 | 0 | 0 | 0 | 0 | 0 | 0 | 0 | 0 | 0 | 0 | 0 | 0 | 0 | 0 | 0 | 0 | 0 | 0 | 0 | 0 | 0 | 0 | 0 | 0 | 0 | 0 | 0 | 0 | 0 | 0 | 0 | 0 | 0 | 0 | 0 | 0 | 0 | 0 | 0 | 0 | 0 | 0 | 0 | 0 | 0 | 0 | 0 | 0 | 0 | 0 | 0 | 0 | 0
Federal | 0 | 0 | 0 | 0 | 0 | 0 | 0 | 0 | 0 | 0 | 0 | 0 | 0 | 0 | 0 | 0 | 0 | 0 | 0 | 0 | 0 | 0 | 0 | 0 | 0 | 0 | 0 | 0 | 0 | 0 | 0 | 0 | 0 | 0 | 0 | 0 | 0 | 0 | 0 | 0 | 0 | 0 | 0 | 0 | 0 | 0 | 0 | 0 | 0 | 0 | 0 | 0 | 0 | 0 | 0 | 0 | 0 | 0 | 0 | 0 | 0 | 0 | 0 | 0
State | 0 | 0 | 0 | 0 | 0 | 0 | 0 | 0 | 0 | 0 | 0 | 0 | 0 | 0 | 0 | 0 | 0 | 0 | 0 | 0 | 0 | 0 | 0 | 0 | 0 | 0 | 0 | 0 | 0 | 0 | 0 | 0 | 0 | 0 | 0 | 0 | 0 | 0 | 0 | 0 | 0 | 0 | 0 | 0 | 0 | 0 | 0 | 0 | 0 | 0 | 0 | 0 | 0 | 0 | 0 | 0 | 0 | 0 | 0 | 0 | 0 | 0 | 0 | 0
End of Period | 0 | 0 | 0 | 0 | 0 | 0 | 0 | 0 | 0 | 0 | 0 | 0 | 0 | 0 | 0 | 0 | 0 | 0 | 0 | 0 | 0 | 0 | 0 | 0 | 0 | 0 | 0 | 0 | 0 | 0 | 0 | 0 | 0 | 0 | 0 | 0 | 0 | 0 | 0 | 0 | 0 | 0 | 0 | 0 | 0 | 0 | 0 | 0 | 0 | 0 | 0 | 0 | 0 | 0 | 0 | 0 | 0 | 0 | 0 | 0 | 0 | 0 | 0
Average | 0 | 0 | 0 | 0 | 0 | 0 | 0 | 0 | 0 | 0 | 0 | 0 | 0 | 0 | 0 | 0 | 0 | 0 | 0 | 0 | 0 | 0 | 0 | 0 | 0 | 0 | 0 | 0 | 0 | 0 | 0 | 0 | 0 | 0 | 0 | 0 | 0 | 0 | 0 | 0 | 0 | 0 | 0 | 0 | 0 | 0 | 0 | 0 | 0 | 0 | 0 | 0 | 0 | 0 | 0 | 0 | 0 | 0 | 0 | 0 | 0 | 0 | 0
Book Depreciation with COR
Beginning of Period | 0 | 0 | 0 | 0 | 0 | 0 | 0 | 0 | 0 | 0 | 0 | 0 | 0 | 0 | 0 | 0 | 0 | 0 | 0 | 0 | 0 | 0 | 0 | 0 | 0 | 0 | 0 | 0 | 0 | 0 | 0 | 0 | 0 | 0 | 0 | 0 | 0 | 0 | 0 | 0 | 0 | 0 | 0 | 0 | 0 | 0 | 0 | 0 | 0 | 0 | 0 | 0 | 0 | 0 | 0 | 0 | 0 | 0 | 0 | 0 | 0 | 0 | 0
Activity | 0 | 0 | 0 | 0 | 0 | 0 | 0 | 0 | 0 | 0 | 0 | 0 | 0 | 0 | 0 | 0 | 0 | 0 | 0 | 0 | 0 | 0 | 0 | 0 | 0 | 0 | 0 | 0 | 0 | 0 | 0 | 0 | 0 | 0 | 0 | 0 | 0 | 0 | 0 | 0 | 0 | 0 | 0 | 0 | 0 | 0 | 0 | 0 | 0 | 0 | 0 | 0 | 0 | 0 | 0 | 0 | 0 | 0 | 0 | 0 | 0 | 0 | 0 | 0
Book Depreciation Related to Retired PIS | [49 empty] | 0 | 0 | 0 | 0 | 0 | 0 | 0 | 0 | 0 | 0 | 0 | 0 | 0 |  | 0
End of Period | 0 | 0 | 0 | 0 | 0 | 0 | 0 | 0 | 0 | 0 | 0 | 0 | 0 | 0 | 0 | 0 | 0 | 0 | 0 | 0 | 0 | 0 | 0 | 0 | 0 | 0 | 0 | 0 | 0 | 0 | 0 | 0 | 0 | 0 | 0 | 0 | 0 | 0 | 0 | 0 | 0 | 0 | 0 | 0 | 0 | 0 | 0 | 0 | 0 | 0 | 0 | 0 | 0 | 0 | 0 | 0 | 0 | 0 | 0 | 0 | 0 | 0 | 0
Average | 0 | 0 | 0 | 0 | 0 | 0 | 0 | 0 | 0 | 0 | 0 | 0 | 0 | 0 | 0 | 0 | 0 | 0 | 0 | 0 | 0 | 0 | 0 | 0 | 0 | 0 | 0 | 0 | 0 | 0 | 0 | 0 | 0 | 0 | 0 | 0 | 0 | 0 | 0 | 0 | 0 | 0 | 0 | 0 | 0 | 0 | 0 | 0 | 0 | 0 | 0 | 0 | 0 | 0 | 0 | 0 | 0 | 0 | 0 | 0 | 0 | 0 | 0
Federal Deferred Tax Balance, Net of Tax
Beginning of Period | 0 | 0 | 0 | 0 | 0 | 0 | 0 | 0 | 0 | 0 | 0 | 0 | 0 | 0 | 0 | 0 | 0 | 0 | 0 | 0 | 0 | 0 | 0 | 0 | 0 | 0 | 0 | 0 | 0 | 0 | 0 | 0 | 0 | 0 | 0 | 0 | 0 | 0 | 0 | 0 | 0 | 0 | 0 | 0 | 0 | 0 | 0 | 0 | 0 | 0 | 0 | 0 | 0 | 0 | 0 | 0 | 0 | 0 | 0 | 0 | 0 | 0 | 0
Activity | 0 | 0 | 0 | 0 | 0 | 0 | 0 | 0 | 0 | 0 | 0 | 0 | 0 | 0 | 0 | 0 | 0 | 0 | 0 | 0 | 0 | 0 | 0 | 0 | 0 | 0 | 0 | 0 | 0 | 0 | 0 | 0 | 0 | 0 | 0 | 0 | 0 | 0 | 0 | 0 | 0 | 0 | 0 | 0 | 0 | 0 | 0 | 0 | 0 | 0 | 0 | 0 | 0 | 0 | 0 | 0 | 0 | 0 | 0 | 0 | 0 | 0 | 0 | 0
End of Period | 0 | 0 | 0 | 0 | 0 | 0 | 0 | 0 | 0 | 0 | 0 | 0 | 0 | 0 | 0 | 0 | 0 | 0 | 0 | 0 | 0 | 0 | 0 | 0 | 0 | 0 | 0 | 0 | 0 | 0 | 0 | 0 | 0 | 0 | 0 | 0 | 0 | 0 | 0 | 0 | 0 | 0 | 0 | 0 | 0 | 0 | 0 | 0 | 0 | 0 | 0 | 0 | 0 | 0 | 0 | 0 | 0 | 0 | 0 | 0 | 0 | 0 | 0
Average | 0 | 0 | 0 | 0 | 0 | 0 | 0 | 0 | 0 | 0 | 0 | 0 | 0 | 0 | 0 | 0 | 0 | 0 | 0 | 0 | 0 | 0 | 0 | 0 | 0 | 0 | 0 | 0 | 0 | 0 | 0 | 0 | 0 | 0 | 0 | 0 | 0 | 0 | 0 | 0 | 0 | 0 | 0 | 0 | 0 | 0 | 0 | 0 | 0 | 0 | 0 | 0 | 0 | 0 | 0 | 0 | 0 | 0 | 0 | 0 | 0 | 0 | 0
State Deferred Tax Balance
Beginning of Period | 0 | 0 | 0 | 0 | 0 | 0 | 0 | 0 | 0 | 0 | 0 | 0 | 0 | 0 | 0 | 0 | 0 | 0 | 0 | 0 | 0 | 0 | 0 | 0 | 0 | 0 | 0 | 0 | 0 | 0 | 0 | 0 | 0 | 0 | 0 | 0 | 0 | 0 | 0 | 0 | 0 | 0 | 0 | 0 | 0 | 0 | 0 | 0 | 0 | 0 | 0 | 0 | 0 | 0 | 0 | 0 | 0 | 0 | 0 | 0 | 0 | 0 | 0
Activity | 0 | 0 | 0 | 0 | 0 | 0 | 0 | 0 | 0 | 0 | 0 | 0 | 0 | 0 | 0 | 0 | 0 | 0 | 0 | 0 | 0 | 0 | 0 | 0 | 0 | 0 | 0 | 0 | 0 | 0 | 0 | 0 | 0 | 0 | 0 | 0 | 0 | 0 | 0 | 0 | 0 | 0 | 0 | 0 | 0 | 0 | 0 | 0 | 0 | 0 | 0 | 0 | 0 | 0 | 0 | 0 | 0 | 0 | 0 | 0 | 0 | 0 | 0 | 0
End of Period | 0 | 0 | 0 | 0 | 0 | 0 | 0 | 0 | 0 | 0 | 0 | 0 | 0 | 0 | 0 | 0 | 0 | 0 | 0 | 0 | 0 | 0 | 0 | 0 | 0 | 0 | 0 | 0 | 0 | 0 | 0 | 0 | 0 | 0 | 0 | 0 | 0 | 0 | 0 | 0 | 0 | 0 | 0 | 0 | 0 | 0 | 0 | 0 | 0 | 0 | 0 | 0 | 0 | 0 | 0 | 0 | 0 | 0 | 0 | 0 | 0 | 0 | 0
Average | 0 | 0 | 0 | 0 | 0 | 0 | 0 | 0 | 0 | 0 | 0 | 0 | 0 | 0 | 0 | 0 | 0 | 0 | 0 | 0 | 0 | 0 | 0 | 0 | 0 | 0 | 0 | 0 | 0 | 0 | 0 | 0 | 0 | 0 | 0 | 0 | 0 | 0 | 0 | 0 | 0 | 0 | 0 | 0 | 0 | 0 | 0 | 0 | 0 | 0 | 0 | 0 | 0 | 0 | 0 | 0 | 0 | 0 | 0 | 0 | 0 | 0 | 0
Net Rate Base - Average | 0 | 0 | 0 | 0 | 0 | 0 | 0 | 0 | 0 | 0 | 0 | 0 | 0 | 0 | 0 | 0 | 0 | 0 | 0 | 0 | 0 | 0 | 0 | 0 | 0 | 0 | 0 | 0 | 0 | 0 | 0 | 0 | 0 | 0 | 0 | 0 | 0 | 0 | 0 | 0 | 0 | 0 | 0 | 0 | 0 | 0 | 0 | 0 | 0 | 0 | 0 | 0 | 0 | 0 | 0 | 0 | 0 | 0 | 0 | 0 | 0 | 0 | 0
EXPENSES
Income Tax - Removal Cost | 0 | 0 | 0 | 0 | 0 | 0 | 0 | 0 | 0 | 0 | 0 | 0 | 0 | 0 | 0 | 0 | 0 | 0 | 0 | 0 | 0 | 0 | 0 | 0 | 0 | 0 | 0 | 0 | 0 | 0 | 0 | 0 | 0 | 0 | 0 | 0 | 0 | 0 | 0 | 0 | 0 | 0 | 0 | 0 | 0 | 0 | 0 | 0 | 0 | 0 | 0 | 0 | 0 | 0 | 0 | 0 | 0 | 0 | 0 | 0 | 0 | 0 | 0 | 0
Book Depreciation | 0 | 0 | 0 | 0 | 0 | 0 | 0 | 0 | 0 | 0 | 0 | 0 | 0 | 0 | 0 | 0 | 0 | 0 | 0 | 0 | 0 | 0 | 0 | 0 | 0 | 0 | 0 | 0 | 0 | 0 | 0 | 0 | 0 | 0 | 0 | 0 | 0 | 0 | 0 | 0 | 0 | 0 | 0 | 0 | 0 | 0 | 0 | 0 | 0 | 0 | 0 | 0 | 0 | 0 | 0 | 0 | 0 | 0 | 0 | 0 | 0 | 0 | 0 | 0
Property Taxes | 0 | 0 | 0 | 0 | 0 | 0 | 0 | 0 | 0 | 0 | 0 | 0 | 0 | 0 | 0 | 0 | 0 | 0 | 0 | 0 | 0 | 0 | 0 | 0 | 0 | 0 | 0 | 0 | 0 | 0 | 0 | 0 | 0 | 0 | 0 | 0 | 0 | 0 | 0 | 0 | 0 | 0 | 0 | 0 | 0 | 0 | 0 | 0 | 0 | 0 | 0 | 0 | 0 | 0 | 0 | 0 | 0 | 0 | 0 | 0 | 0 | 0 | 0 | 0
Total Expenses | 0 | 0 | 0 | 0 | 0 | 0 | 0 | 0 | 0 | 0 | 0 | 0 | 0 | 0 | 0 | 0 | 0 | 0 | 0 | 0 | 0 | 0 | 0 | 0 | 0 | 0 | 0 | 0 | 0 | 0 | 0 | 0 | 0 | 0 | 0 | 0 | 0 | 0 | 0 | 0 | 0 | 0 | 0 | 0 | 0 | 0 | 0 | 0 | 0 | 0 | 0 | 0 | 0 | 0 | 0 | 0 | 0 | 0 | 0 | 0 | 0 | 0 | 0 | 0
REVENUE REQUIREMENT
Net Rate Base | 0 | 0 | 0 | 0 | 0 | 0 | 0 | 0 | 0 | 0 | 0 | 0 | 0 | 0 | 0 | 0 | 0 | 0 | 0 | 0 | 0 | 0 | 0 | 0 | 0 | 0 | 0 | 0 | 0 | 0 | 0 | 0 | 0 | 0 | 0 | 0 | 0 | 0 | 0 | 0 | 0 | 0 | 0 | 0 | 0 | 0 | 0 | 0 | 0 | 0 | 0 | 0 | 0 | 0 | 0 | 0 | 0 | 0 | 0 | 0 | 0 | 0 | 0 | 0
ROR | 9.98% | 9.98% | 9.7% | 9.7% | 9.7% | 9.7% | 9.7% | 9.7% | 9.7% | 9.7% | 9.7% | 9.7% | 9.7% | 9.7% | 9.7% | 9.7% | 9.7% | 9.7% | 9.7% | 9.7% | 9.7% | 9.7% | 9.7% | 9.7% | 9.7% | 9.7% | 9.7% | 9.7% | 9.7% | 9.7% | 9.7% | 9.7% | 9.7% | 9.7% | 9.7% | 9.7% | 9.7% | 9.7% | 9.7% | 9.7% | 9.7% | 9.7% | 9.7% | 9.7% | 9.7% | 9.7% | 9.7% | 9.7% | 9.7% | 9.7% | 9.7% | 9.7% | 9.7% | 9.7% | 9.7% | 9.7% | 9.7% | 9.7% | 9.7% | 9.7% | 9.7% | 9.7% | 9.7%
Earnings Base | 0 | 0 | 0 | 0 | 0 | 0 | 0 | 0 | 0 | 0 | 0 | 0 | 0 | 0 | 0 | 0 | 0 | 0 | 0 | 0 | 0 | 0 | 0 | 0 | 0 | 0 | 0 | 0 | 0 | 0 | 0 | 0 | 0 | 0 | 0 | 0 | 0 | 0 | 0 | 0 | 0 | 0 | 0 | 0 | 0 | 0 | 0 | 0 | 0 | 0 | 0 | 0 | 0 | 0 | 0 | 0 | 0 | 0 | 0 | 0 | 0 | 0 | 0
Earnings - Expense | 0 | 0 | 0 | 0 | 0 | 0 | 0 | 0 | 0 | 0 | 0 | 0 | 0 | 0 | 0 | 0 | 0 | 0 | 0 | 0 | 0 | 0 | 0 | 0 | 0 | 0 | 0 | 0 | 0 | 0 | 0 | 0 | 0 | 0 | 0 | 0 | 0 | 0 | 0 | 0 | 0 | 0 | 0 | 0 | 0 | 0 | 0 | 0 | 0 | 0 | 0 | 0 | 0 | 0 | 0 | 0 | 0 | 0 | 0 | 0 | 0 | 0 | 0 | 0
Total Earnings Effect | 0 | 0 | 0 | 0 | 0 | 0 | 0 | 0 | 0 | 0 | 0 | 0 | 0 | 0 | 0 | 0 | 0 | 0 | 0 | 0 | 0 | 0 | 0 | 0 | 0 | 0 | 0 | 0 | 0 | 0 | 0 | 0 | 0 | 0 | 0 | 0 | 0 | 0 | 0 | 0 | 0 | 0 | 0 | 0 | 0 | 0 | 0 | 0 | 0 | 0 | 0 | 0 | 0 | 0 | 0 | 0 | 0 | 0 | 0 | 0 | 0 | 0 | 0
Gross-Up Factor | 1.0354 | 1.0354 | 1.0354 | 1.0354 | 1.0354 | 1.0354 | 1.0354 | 1.0354 | 1.0354 | 1.0354 | 1.0354 | 1.0354 | 1.0354 | 1.0354 | 1.0354 | 1.0354 | 1.0354 | 1.0354 | 1.0354 | 1.0354 | 1.0354 | 1.0354 | 1.0354 | 1.0354 | 1.0354 | 1.0354 | 1.0354 | 1.0354 | 1.0354 | 1.0354 | 1.0354 | 1.0354 | 1.0354 | 1.0354 | 1.0354 | 1.0354 | 1.0354 | 1.0354 | 1.0354 | 1.0354 | 1.0354 | 1.0354 | 1.0354 | 1.0354 | 1.0354 | 1.0354 | 1.0354 | 1.0354 | 1.0354 | 1.0354 | 1.0354 | 1.0354 | 1.0354 | 1.0354 | 1.0354 | 1.0354 | 1.0354 | 1.0354 | 1.0354 | 1.0354 | 1.0354 | 1.0354 | 1.0354
Revenue requirement | 0 | 0 | 0 | 0 | 0 | 0 | 0 | 0 | 0 | 0 | 0 | 0 | 0 | 0 | 0 | 0 | 0 | 0 | 0 | 0 | 0 | 0 | 0 | 0 | 0 | 0 | 0 | 0 | 0 | 0 | 0 | 0 | 0 | 0 | 0 | 0 | 0 | 0 | 0 | 0 | 0 | 0 | 0 | 0 | 0 | 0 | 0 | 0 | 0 | 0 | 0 | 0 | 0 | 0 | 0 | 0 | 0 | 0 | 0 | 0 | 0 | 0 | 0 | 0
Depreciation Calculations
Tax Depreciation - Federal
Cost of new equipment in service basis | 0 | 0 | 0 | 0 | 0 | 0 | 0 | 0 | 0 | 0 | 0 | 0 | 0 | 0 | 0 | 0 | 0 | 0 | 0 | 0 | 0 | 0 | 0 | 0 | 0 | 0 | 0 | 0 | 0 | 0 | 0 | 0 | 0 | 0 | 0 | 0 | 0 | 0 | 0 | 0 | 0 | 0 | 0 | 0 | 0 | 0 | 0 | 0 | 0 | 0 | 0 | 0 | 0 | 0 | 0 | 0 | 0 | 0 | 0 | 0 | 0
Bonus Depreciation (N/A) | 0 | 0 | 0 | 0 | 0 | 0 | 0 | 0 | 0 | 0 | 0 | 0 | 0 | 0 | 0 | 0 | 0 | 0 | 0 | 0 | 0 | 0 | 0 | 0 | 0 | 0 | 0 | 0 | 0 | 0 | 0 | 0 | 0 | 0 | 0 | 0 | 0 | 0 | 0 | 0 | 0 | 0 | 0 | 0 | 0 | 0 | 0 | 0 | 0 | 0 | 0 | 0 | 0 | 0 | 0 | 0 | 0 | 0 | 0 | 0 | 0
Regular Depreciation basis (Cumulative) | 0 | 0 | 0 | 0 | 0 | 0 | 0 | 0 | 0 | 0 | 0 | 0 | 0 | 0 | 0 | 0 | 0 | 0 | 0 | 0 | 0 | 0 | 0 | 0 | 0 | 0 | 0 | 0 | 0 | 0 | 0 | 0 | 0 | 0 | 0 | 0 | 0 | 0 | 0 | 0 | 0 | 0 | 0 | 0 | 0 | 0 | 0 | 0 | 0 | 0 | 0 | 0 | 0 | 0 | 0 | 0 | 0 | 0 | 0 | 0 | 0 | 0 | 0
RegularDepreciation |  |  |  |  | 0 | 0 | 0 | 0 | 0 | 0 | 0 | 0 | 0 | 0 | 0 | 0 | 0 | 0 | 0 | 0 | 0 | 0 | 0 | 0 | 0 |  | 0 | 0 | 0 |  | 0 | 0 | 0 | 0 | 0 | 0 | 0 | 0 | 0 | 0 | [23 empty] | 0
Total Depreciation for year | 0 | 0 | 0 | 0 | 0 | 0 | 0 | 0 | 0 | 0 | 0 | 0 | 0 | 0 | 0 | 0 | 0 | 0 | 0 | 0 | 0 | 0 | 0 | 0 | 0 | 0 | 0 | 0 | 0 | 0 | 0 | 0 | 0 | 0 | 0 | 0 | 0 | 0 | 0 | 0 | 0 | 0 | 0 | 0 | 0 | 0 | 0 | 0 | 0 | 0 | 0 | 0 | 0 | 0 | 0 | 0 | 0 | 0 | 0 | 0 | 0
Tax Depreciation - State
Cost of new equipment in service basis | 0 | 0 | 0 | 0 | 0 | 0 | 0 | 0 | 0 | 0 | 0 | 0 | 0 | 0 | 0 | 0 | 0 | 0 | 0 | 0 | 0 | 0 | 0 | 0 | 0 | 0 | 0 | 0 | 0 | 0 | 0 | 0 | 0 | 0 | 0 | 0 | 0 | 0 | 0 | 0 | 0 | 0 | 0 | 0 | 0 | 0 | 0 | 0 | 0 | 0 | 0 | 0 | 0 | 0 | 0 | 0 | 0 | 0 | 0 | 0 | 0 | 0 | 0
Bonus Depreciation (N/A) | 0 | 0 | 0 | 0 | 0 | 0 | 0 | 0 | 0 | 0 | 0 | 0 | 0 | 0 | 0 | 0 | 0 | 0 | 0 | 0 | 0 | 0 | 0 | 0 | 0 | 0 | 0 | 0 | 0 | 0 | 0 | 0 | 0 | 0 | 0 | 0 | 0 | 0 | 0 | 0 | 0 | 0 | 0 | 0 | 0 | 0 | 0 | 0 | 0 | 0 | 0 | 0 | 0 | 0 | 0 | 0 | 0 | 0 | 0 | 0 | 0 | 0 | 0
Regular Depreciation basis (Cumulative) | 0 | 0 | 0 | 0 | 0 | 0 | 0 | 0 | 0 | 0 | 0 | 0 | 0 | 0 | 0 | 0 | 0 | 0 | 0 | 0 | 0 | 0 | 0 | 0 | 0 | 0 | 0 | 0 | 0 | 0 | 0 | 0 | 0 | 0 | 0 | 0 | 0 | 0 | 0 | 0 | 0 | 0 | 0 | 0 | 0 | 0 | 0 | 0 | 0 | 0 | 0 | 0 | 0 | 0 | 0 | 0 | 0 | 0 | 0 | 0 | 0 | 0 | 0
RegularDepreciation | 0 | 0 | 0 | 0 | 0 | 0 | 0 | 0 | 0 | 0 | 0 | 0 | 0 | 0 | 0 | 0 | 0 | 0 | 0 | 0 | 0 | 0 | 0 | 0 | 0 | 0 | 0 | 0 | 0 | 0 | 0 | 0 | 0 | 0 | 0 | 0 | 0 | 0 | 0 | 0 | 0 | 0 | 0 | 0 | 0 | 0 | 0 | 0 | 0 | 0 | 0 | 0 | 0 | 0 | 0 | 0 | 0 | 0 | 0 | 0 | 0 | 0 | 0 | 0
Total Depreciation for year | 0 | 0 | 0 | 0 | 0 | 0 | 0 | 0 | 0 | 0 | 0 | 0 | 0 | 0 | 0 | 0 | 0 | 0 | 0 | 0 | 0 | 0 | 0 | 0 | 0 | 0 | 0 | 0 | 0 | 0 | 0 | 0 | 0 | 0 | 0 | 0 | 0 | 0 | 0 | 0 | 0 | 0 | 0 | 0 | 0 | 0 | 0 | 0 | 0 | 0 | 0 | 0 | 0 | 0 | 0 | 0 | 0 | 0 | 0 | 0 | 0 | 0 | 0
Book Depreciation with COR
2014 | 0 | 0 | 0 | 0 | 0 | 0 | 0 | 0 | 0 | 0 | 0 | 0 | 0 | 0 | 0 | 0 | 0 | 0 | 0 | 0 | 0 | 0 | 0 | 0 | 0 | 0 | 0 | 0 | 0 | 0 | 0 | 0 | 0 | 0 | 0 | 0 | 0 | 0 | 0 | 0 | 0 | 0 | 0 | 0 | 0 | 0 | 0 | 0 | 0 | 0 | [13 empty] | 0
2015 |  | 0 | 0 | 0 | 0 | 0 | 0 | 0 | 0 | 0 | 0 | 0 | 0 | 0 | 0 | 0 | 0 | 0 | 0 | 0 | 0 | 0 | 0 | 0 | 0 | 0 | 0 | 0 | 0 | 0 | 0 | 0 | 0 | 0 | 0 | 0 | 0 | 0 | 0 | 0 | 0 | 0 | 0 | 0 | 0 | 0 | 0 | 0 | 0 | 0 | 0 | [12 empty] | 0 | check - total PIS
2016 |  |  | 0 | 0 | 0 | 0 | 0 | 0 | 0 | 0 | 0 | 0 | 0 | 0 | 0 | 0 | 0 | 0 | 0 | 0 | 0 | 0 | 0 | 0 | 0 | 0 | 0 | 0 | 0 | 0 | 0 | 0 | 0 | 0 | 0 | 0 | 0 | 0 | 0 | 0 | 0 | 0 | 0 | 0 | 0 | 0 | 0 | 0 | 0 | 0 | 0 | 0 | [11 empty] | 0 | 0
2017 |  |  |  | 0 | 0 | 0 | 0 | 0 | 0 | 0 | 0 | 0 | 0 | 0 | 0 | 0 | 0 | 0 | 0 | 0 | 0 | 0 | 0 | 0 | 0 | 0 | 0 | 0 | 0 | 0 | 0 | 0 | 0 | 0 | 0 | 0 | 0 | 0 | 0 | 0 | 0 | 0 | 0 | 0 | 0 | 0 | 0 | 0 | 0 | 0 | 0 | 0 | 0 | [10 empty] | 0 | 0
2018 |  |  |  |  | 0 | 0 | 0 | 0 | 0 | 0 | 0 | 0 | 0 | 0 | 0 | 0 | 0 | 0 | 0 | 0 | 0 | 0 | 0 | 0 | 0 | 0 | 0 | 0 | 0 | 0 | 0 | 0 | 0 | 0 | 0 | 0 | 0 | 0 | 0 | 0 | 0 | 0 | 0 | 0 | 0 | 0 | 0 | 0 | 0 | 0 | 0 | 0 | 0 | 0 | [9 empty] | 0
2019 | [5 empty] | 0 | 0 | 0 | 0 | 0 | 0 | 0 | 0 | 0 | 0 | 0 | 0 | 0 | 0 | 0 | 0 | 0 | 0 | 0 | 0 | 0 | 0 | 0 | 0 | 0 | 0 | 0 | 0 | 0 | 0 | 0 | 0 | 0 | 0 | 0 | 0 | 0 | 0 | 0 | 0 | 0 | 0 | 0 | 0 | 0 | 0 | 0 | 0 | 0 | 0 | [8 empty] | 0 | 0
2020 | [6 empty] | 0 | 0 | 0 | 0 | 0 | 0 | 0 | 0 | 0 | 0 | 0 | 0 | 0 | 0 | 0 | 0 | 0 | 0 | 0 | 0 | 0 | 0 | 0 | 0 | 0 | 0 | 0 | 0 | 0 | 0 | 0 | 0 | 0 | 0 | 0 | 0 | 0 | 0 | 0 | 0 | 0 | 0 | 0 | 0 | 0 | 0 | 0 | 0 | 0 | 0 | [7 empty] | 0
2021 | [7 empty] | 0 | 0 | 0 | 0 | 0 | 0 | 0 | 0 | 0 | 0 | 0 | 0 | 0 | 0 | 0 | 0 | 0 | 0 | 0 | 0 | 0 | 0 | 0 | 0 | 0 | 0 | 0 | 0 | 0 | 0 | 0 | 0 | 0 | 0 | 0 | 0 | 0 | 0 | 0 | 0 | 0 | 0 | 0 | 0 | 0 | 0 | 0 | 0 | 0 | 0 | [6 empty] | 0
2022 | [8 empty] | 0 | 0 | 0 | 0 | 0 | 0 | 0 | 0 | 0 | 0 | 0 | 0 | 0 | 0 | 0 | 0 | 0 | 0 | 0 | 0 | 0 | 0 | 0 | 0 | 0 | 0 | 0 | 0 | 0 | 0 | 0 | 0 | 0 | 0 | 0 | 0 | 0 | 0 | 0 | 0 | 0 | 0 | 0 | 0 | 0 | 0 | 0 | 0 | 0 | 0 | [5 empty] | 0
2023 | [9 empty] | 0 | 0 | 0 | 0 | 0 | 0 | 0 | 0 | 0 | 0 | 0 | 0 | 0 | 0 | 0 | 0 | 0 | 0 | 0 | 0 | 0 | 0 | 0 | 0 | 0 | 0 | 0 | 0 | 0 | 0 | 0 | 0 | 0 | 0 | 0 | 0 | 0 | 0 | 0 | 0 | 0 | 0 | 0 | 0 | 0 | 0 | 0 | 0 | 0 | 0 |  |  |  |  | 0
2024 | [10 empty] | 0 | 0 | 0 | 0 | 0 | 0 | 0 | 0 | 0 | 0 | 0 | 0 | 0 | 0 | 0 | 0 | 0 | 0 | 0 | 0 | 0 | 0 | 0 | 0 | 0 | 0 | 0 | 0 | 0 | 0 | 0 | 0 | 0 | 0 | 0 | 0 | 0 | 0 | 0 | 0 | 0 | 0 | 0 | 0 | 0 | 0 | 0 | 0 | 0 | 0 |  |  |  | 0 | 0
2025 | [11 empty] | 0 | 0 | 0 | 0 | 0 | 0 | 0 | 0 | 0 | 0 | 0 | 0 | 0 | 0 | 0 | 0 | 0 | 0 | 0 | 0 | 0 | 0 | 0 | 0 | 0 | 0 | 0 | 0 | 0 | 0 | 0 | 0 | 0 | 0 | 0 | 0 | 0 | 0 | 0 | 0 | 0 | 0 | 0 | 0 | 0 | 0 | 0 | 0 | 0 | 0 |  |  | 0
2026 | [12 empty] | 0 | 0 | 0 | 0 | 0 | 0 | 0 | 0 | 0 | 0 | 0 | 0 | 0 | 0 | 0 | 0 | 0 | 0 | 0 | 0 | 0 | 0 | 0 | 0 | 0 | 0 | 0 | 0 | 0 | 0 | 0 | 0 | 0 | 0 | 0 | 0 | 0 | 0 | 0 | 0 | 0 | 0 | 0 | 0 | 0 | 0 | 0 | 0 | 0 | 0 |  | 0
| 0 | 0 | 0 | 0 | 0 | 0 | 0 | 0 | 0 | 0 | 0 | 0 | 0 | 0 | 0 | 0 | 0 | 0 | 0 | 0 | 0 | 0 | 0 | 0 | 0 | 0 | 0 | 0 | 0 | 0 | 0 | 0 | 0 | 0 | 0 | 0 | 0 | 0 | 0 | 0 | 0 | 0 | 0 | 0 | 0 | 0 | 0 | 0 | 0 | 0 | 0 | 0 | 0 | 0 | 0 | 0 | 0 | 0 | 0 | 0 | 0 | 0 | 0 | 0
Book Depreciation- excl. Salvage
2014 | 0 | 0 | 0 | 0 | 0 | 0 | 0 | 0 | 0 | 0 | 0 | 0 | 0 | 0 | 0 | 0 | 0 | 0 | 0 | 0 | 0 | 0 | 0 | 0 | 0 |  |  | 0 | 0 | 0 | 0 | 0 | 0 | 0 | 0 | 0 | 0 | 0 | 0 | 0 | 0 | 0 | 0 | 0 | 0 | 0 | 0 | 0 | 0 | 0 | 0 | 0 | [11 empty] | 0
2015 |  | 0 | 0 | 0 | 0 | 0 | 0 | 0 | 0 | 0 | 0 | 0 | 0 | 0 | 0 | 0 | 0 | 0 | 0 | 0 | 0 | 0 | 0 | 0 | 0 | 0 |  | 0 | 0 | 0 | 0 | 0 | 0 | 0 | 0 | 0 | 0 | 0 | 0 | 0 | 0 | 0 | 0 | 0 | 0 | 0 | 0 | 0 | 0 | 0 | 0 | 0 | [11 empty] | 0 | check - total PIS
2016 |  |  | 0 | 0 | 0 | 0 | 0 | 0 | 0 | 0 | 0 | 0 | 0 | 0 | 0 | 0 | 0 | 0 | 0 | 0 | 0 | 0 | 0 | 0 | 0 | 0 | 0 | 0 | 0 | 0 | 0 | 0 | 0 | 0 | 0 | 0 | 0 | 0 | 0 | 0 | 0 | 0 | 0 | 0 | 0 | 0 | 0 | 0 | 0 | 0 | 0 | 0 | [11 empty] | 0 | 0
2017 |  |  |  | 0 | 0 | 0 | 0 | 0 | 0 | 0 | 0 | 0 | 0 | 0 | 0 | 0 | 0 | 0 | 0 | 0 | 0 | 0 | 0 | 0 | 0 | 0 | 0 | 0 | 0 | 0 | 0 | 0 | 0 | 0 | 0 | 0 | 0 | 0 | 0 | 0 | 0 | 0 | 0 | 0 | 0 | 0 | 0 | 0 | 0 | 0 | 0 | 0 | 0 | [10 empty] | 0 | 0
2018 |  |  |  |  | 0 | 0 | 0 | 0 | 0 | 0 | 0 | 0 | 0 | 0 | 0 | 0 | 0 | 0 | 0 | 0 | 0 | 0 | 0 | 0 | 0 | 0 | 0 | 0 | 0 | 0 | 0 | 0 | 0 | 0 | 0 | 0 | 0 | 0 | 0 | 0 | 0 | 0 | 0 | 0 | 0 | 0 | 0 | 0 | 0 | 0 | 0 | 0 | 0 | 0 | [9 empty] | 0
2019 | [5 empty] | 0 | 0 | 0 | 0 | 0 | 0 | 0 | 0 | 0 | 0 | 0 | 0 | 0 | 0 | 0 | 0 | 0 | 0 | 0 | 0 | 0 | 0 | 0 | 0 | 0 | 0 | 0 | 0 | 0 | 0 | 0 | 0 | 0 | 0 | 0 | 0 | 0 | 0 | 0 | 0 | 0 | 0 | 0 | 0 | 0 | 0 | 0 | 0 | 0 | 0 | [8 empty] | 0 | 0
2020 | [6 empty] | 0 | 0 | 0 | 0 | 0 | 0 | 0 | 0 | 0 | 0 | 0 | 0 | 0 | 0 | 0 | 0 | 0 | 0 | 0 | 0 | 0 | 0 | 0 | 0 | 0 | 0 | 0 | 0 | 0 | 0 | 0 | 0 | 0 | 0 | 0 | 0 | 0 | 0 | 0 | 0 | 0 | 0 | 0 | 0 | 0 | 0 | 0 | 0 | 0 | 0 | [7 empty] | 0
2021 | [7 empty] | 0 | 0 | 0 | 0 | 0 | 0 | 0 | 0 | 0 | 0 | 0 | 0 | 0 | 0 | 0 | 0 | 0 | 0 | 0 | 0 | 0 | 0 | 0 | 0 | 0 | 0 | 0 | 0 | 0 | 0 | 0 | 0 | 0 | 0 | 0 | 0 | 0 | 0 | 0 | 0 | 0 | 0 | 0 | 0 | 0 | 0 | 0 | 0 | 0 | 0 | [6 empty] | 0
2022 | [8 empty] | 0 | 0 | 0 | 0 | 0 | 0 | 0 | 0 | 0 | 0 | 0 | 0 | 0 | 0 | 0 | 0 | 0 | 0 | 0 | 0 | 0 | 0 | 0 | 0 | 0 | 0 | 0 | 0 | 0 | 0 | 0 | 0 | 0 | 0 | 0 | 0 | 0 | 0 | 0 | 0 | 0 | 0 | 0 | 0 | 0 | 0 | 0 | 0 | 0 | 0 | [5 empty] | 0
2023 | [9 empty] | 0 | 0 | 0 | 0 | 0 | 0 | 0 | 0 | 0 | 0 | 0 | 0 | 0 | 0 | 0 | 0 | 0 | 0 | 0 | 0 | 0 | 0 | 0 | 0 | 0 | 0 | 0 | 0 | 0 | 0 | 0 | 0 | 0 | 0 | 0 | 0 | 0 | 0 | 0 | 0 | 0 | 0 | 0 | 0 | 0 | 0 | 0 | 0 | 0 | 0 |  |  |  |  | 0
2024 | [10 empty] | 0 | 0 | 0 | 0 | 0 | 0 | 0 | 0 | 0 | 0 | 0 | 0 | 0 | 0 | 0 | 0 | 0 | 0 | 0 | 0 | 0 | 0 | 0 | 0 | 0 | 0 | 0 | 0 | 0 | 0 | 0 | 0 | 0 | 0 | 0 | 0 | 0 | 0 | 0 | 0 | 0 | 0 | 0 | 0 | 0 | 0 | 0 | 0 | 0 | 0 |  |  |  | 0 | 0
2025 | [11 empty] | 0 | 0 | 0 | 0 | 0 | 0 | 0 | 0 | 0 | 0 | 0 | 0 | 0 | 0 | 0 | 0 | 0 | 0 | 0 | 0 | 0 | 0 | 0 | 0 | 0 | 0 | 0 | 0 | 0 | 0 | 0 | 0 | 0 | 0 | 0 | 0 | 0 | 0 | 0 | 0 | 0 | 0 | 0 | 0 | 0 | 0 | 0 | 0 | 0 | 0 |  |  | 0
2026 | [12 empty] | 0 | 0 | 0 | 0 | 0 | 0 | 0 | 0 | 0 | 0 | 0 | 0 | 0 | 0 | 0 | 0 | 0 | 0 | 0 | 0 | 0 | 0 | 0 | 0 | 0 | 0 | 0 | 0 | 0 | 0 | 0 | 0 | 0 | 0 | 0 | 0 | 0 | 0 | 0 | 0 | 0 | 0 | 0 | 0 | 0 | 0 | 0 | 0 | 0 | 0 |  | 0 | 0
| 0 | 0 | 0 | 0 | 0 | 0 | 0 | 0 | 0 | 0 | 0 | 0 | 0 | 0 | 0 | 0 | 0 | 0 | 0 | 0 | 0 | 0 | 0 | 0 | 0 | 0 | 0 | 0 | 0 | 0 | 0 | 0 | 0 | 0 | 0 | 0 | 0 | 0 | 0 | 0 | 0 | 0 | 0 | 0 | 0 | 0 | 0 | 0 | 0 | 0 | 0 | 0 | 0 | 0 | 0 | 0 | 0 | 0 | 0 | 0 | 0 | 0 | 0 | 0
Note on A50: Lee, Betty: rate base does not include CWIP b/c the CapEx dollars include an AFUDC component in it already

## 4g-2026 (hidden)
Project No. | 4g
Project Desc. | Upgrade 2 Sections plus risers on Feeder 38Q04 (NEW to the 2015 LRP)
Book Life | 50
Tax Life | 20N
Salvage Rate | -25%
| 2014 | 2015 | 2016 | 2017 | 2018 | 2019 | 2020 | 2021 | 2022 | 2023 | 2024 | 2025 | 2026 | 2027 | 2028 | 2029 | 2030 | 2031 | 2032 | 2033 | 2034 | 2035 | 2036 | 2037 | 2038 | 2039 | 2040 | 2041 | 2042 | 2043 | 2044 | 2045 | 2046 | 2047 | 2048 | 2049 | 2050 | 2051 | 2052 | 2053 | 2054 | 2055 | 2056 | 2057 | 2058 | 2059 | 2060 | 2061 | 2062 | 2063 | 2064 | 2065 | 2066 | 2067 | 2068 | 2069 | 2070 | 2071 | 2072 | 2073 | 2074 | 2075 | 2076
Closing to Plant (Y/N) | N | N | N | N | N | N | N | N | N | N | N | N | N | N | N | N | N | N | N | N | N | N | N | N | N | N | N | N | N | N | N | N | N | N | N | N | N | N | N | N | N | N | N | N | N | N | N | N | N | N | N | N | N | N | N | N | N | N | N | N | N | N | N | Total
CWIP
Beginning of Period | 0 | 0 | 0 | 0 | 0 | 0 | 0 | 0 | 0 | 0 | 0 | 0 | 0 | 0 | 0 | 0 | 0 | 0 | 0 | 0 | 0 | 0 | 0 | 0 | 0 | 0 | 0 | 0 | 0 | 0 | 0 | 0 | 0 | 0 | 0 | 0 | 0 | 0 | 0 | 0 | 0 | 0 | 0 | 0 | 0 | 0 | 0 | 0 | 0 | 0 | 0 | 0 | 0 | 0 | 0 | 0 | 0 | 0 | 0 | 0 | 0 | 0 | 0
Activity
Capex | 0 | 0 | 0 | 0 | 0 | 0 | 0 | 0 | 0 | 0 | 0 | 0 | 0 | 0 | [49 empty] | 0
Closings to Plant |  |  |  |  | 0 | [58 empty] | 0
End of Period | 0 | 0 | 0 | 0 | 0 | 0 | 0 | 0 | 0 | 0 | 0 | 0 | 0 | 0 | 0 | 0 | 0 | 0 | 0 | 0 | 0 | 0 | 0 | 0 | 0 | 0 | 0 | 0 | 0 | 0 | 0 | 0 | 0 | 0 | 0 | 0 | 0 | 0 | 0 | 0 | 0 | 0 | 0 | 0 | 0 | 0 | 0 | 0 | 0 | 0 | 0 | 0 | 0 | 0 | 0 | 0 | 0 | 0 | 0 | 0 | 0 | 0 | 0
Average | 0 | 0 | 0 | 0 | 0 | 0 | 0 | 0 | 0 | 0 | 0 | 0 | 0 | 0 | 0 | 0 | 0 | 0 | 0 | 0 | 0 | 0 | 0 | 0 | 0 | 0 | 0 | 0 | 0 | 0 | 0 | 0 | 0 | 0 | 0 | 0 | 0 | 0 | 0 | 0 | 0 | 0 | 0 | 0 | 0 | 0 | 0 | 0 | 0 | 0 | 0 | 0 | 0 | 0 | 0 | 0 | 0 | 0 | 0 | 0 | 0 | 0 | 0
Plant in Service
Beginning of Period | 0 | 0 | 0 | 0 | 0 | 0 | 0 | 0 | 0 | 0 | 0 | 0 | 0 | 0 | 0 | 0 | 0 | 0 | 0 | 0 | 0 | 0 | 0 | 0 | 0 | 0 | 0 | 0 | 0 | 0 | 0 | 0 | 0 | 0 | 0 | 0 | 0 | 0 | 0 | 0 | 0 | 0 | 0 | 0 | 0 | 0 | 0 | 0 | 0 | 0 | 0 | 0 | 0 | 0 | 0 | 0 | 0 | 0 | 0 | 0 | 0 | 0 | 0
Activity | 0 | 0 | 0 | 0 | 0 | 0 | 0 | 0 | 0 | 0 | 0 | 0 | 0 | 0 | 0 | 0 | 0 | 0 | 0 | 0 | 0 | 0 | 0 | 0 | 0 | 0 | 0 | 0 | 0 | 0 | 0 | 0 | 0 | 0 | 0 | 0 | 0 | 0 | 0 | 0 | 0 | 0 | 0 | 0 | 0 | 0 | 0 | 0 | 0 | 0 | 0 | 0 | 0 | 0 | 0 | 0 | 0 | 0 | 0 | 0 | 0 | 0 | 0 | 0
End of Period | 0 | 0 | 0 | 0 | 0 | 0 | 0 | 0 | 0 | 0 | 0 | 0 | 0 | 0 | 0 | 0 | 0 | 0 | 0 | 0 | 0 | 0 | 0 | 0 | 0 | 0 | 0 | 0 | 0 | 0 | 0 | 0 | 0 | 0 | 0 | 0 | 0 | 0 | 0 | 0 | 0 | 0 | 0 | 0 | 0 | 0 | 0 | 0 | 0 | 0 | 0 | 0 | 0 | 0 | 0 | 0 | 0 | 0 | 0 | 0 | 0 | 0 | 0
Average | 0 | 0 | 0 | 0 | 0 | 0 | 0 | 0 | 0 | 0 | 0 | 0 | 0 | 0 | 0 | 0 | 0 | 0 | 0 | 0 | 0 | 0 | 0 | 0 | 0 | 0 | 0 | 0 | 0 | 0 | 0 | 0 | 0 | 0 | 0 | 0 | 0 | 0 | 0 | 0 | 0 | 0 | 0 | 0 | 0 | 0 | 0 | 0 | 0 | 0 | 0 | 0 | 0 | 0 | 0 | 0 | 0 | 0 | 0 | 0 | 0 | 0 | 0
Tax Depreciation
Beginning of Period | 0 | 0 | 0 | 0 | 0 | 0 | 0 | 0 | 0 | 0 | 0 | 0 | 0 | 0 | 0 | 0 | 0 | 0 | 0 | 0 | 0 | 0 | 0 | 0 | 0 | 0 | 0 | 0 | 0 | 0 | 0 | 0 | 0 | 0 | 0 | 0 | 0 | 0 | 0 | 0 | 0 | 0 | 0 | 0 | 0 | 0 | 0 | 0 | 0 | 0 | 0 | 0 | 0 | 0 | 0 | 0 | 0 | 0 | 0 | 0 | 0 | 0 | 0
Federal | 0 | 0 | 0 | 0 | 0 | 0 | 0 | 0 | 0 | 0 | 0 | 0 | 0 | 0 | 0 | 0 | 0 | 0 | 0 | 0 | 0 | 0 | 0 | 0 | 0 | 0 | 0 | 0 | 0 | 0 | 0 | 0 | 0 | 0 | 0 | 0 | 0 | 0 | 0 | 0 | 0 | 0 | 0 | 0 | 0 | 0 | 0 | 0 | 0 | 0 | 0 | 0 | 0 | 0 | 0 | 0 | 0 | 0 | 0 | 0 | 0 | 0 | 0 | 0
State | 0 | 0 | 0 | 0 | 0 | 0 | 0 | 0 | 0 | 0 | 0 | 0 | 0 | 0 | 0 | 0 | 0 | 0 | 0 | 0 | 0 | 0 | 0 | 0 | 0 | 0 | 0 | 0 | 0 | 0 | 0 | 0 | 0 | 0 | 0 | 0 | 0 | 0 | 0 | 0 | 0 | 0 | 0 | 0 | 0 | 0 | 0 | 0 | 0 | 0 | 0 | 0 | 0 | 0 | 0 | 0 | 0 | 0 | 0 | 0 | 0 | 0 | 0 | 0
End of Period | 0 | 0 | 0 | 0 | 0 | 0 | 0 | 0 | 0 | 0 | 0 | 0 | 0 | 0 | 0 | 0 | 0 | 0 | 0 | 0 | 0 | 0 | 0 | 0 | 0 | 0 | 0 | 0 | 0 | 0 | 0 | 0 | 0 | 0 | 0 | 0 | 0 | 0 | 0 | 0 | 0 | 0 | 0 | 0 | 0 | 0 | 0 | 0 | 0 | 0 | 0 | 0 | 0 | 0 | 0 | 0 | 0 | 0 | 0 | 0 | 0 | 0 | 0
Average | 0 | 0 | 0 | 0 | 0 | 0 | 0 | 0 | 0 | 0 | 0 | 0 | 0 | 0 | 0 | 0 | 0 | 0 | 0 | 0 | 0 | 0 | 0 | 0 | 0 | 0 | 0 | 0 | 0 | 0 | 0 | 0 | 0 | 0 | 0 | 0 | 0 | 0 | 0 | 0 | 0 | 0 | 0 | 0 | 0 | 0 | 0 | 0 | 0 | 0 | 0 | 0 | 0 | 0 | 0 | 0 | 0 | 0 | 0 | 0 | 0 | 0 | 0
Book Depreciation with COR
Beginning of Period | 0 | 0 | 0 | 0 | 0 | 0 | 0 | 0 | 0 | 0 | 0 | 0 | 0 | 0 | 0 | 0 | 0 | 0 | 0 | 0 | 0 | 0 | 0 | 0 | 0 | 0 | 0 | 0 | 0 | 0 | 0 | 0 | 0 | 0 | 0 | 0 | 0 | 0 | 0 | 0 | 0 | 0 | 0 | 0 | 0 | 0 | 0 | 0 | 0 | 0 | 0 | 0 | 0 | 0 | 0 | 0 | 0 | 0 | 0 | 0 | 0 | 0 | 0
Activity | 0 | 0 | 0 | 0 | 0 | 0 | 0 | 0 | 0 | 0 | 0 | 0 | 0 | 0 | 0 | 0 | 0 | 0 | 0 | 0 | 0 | 0 | 0 | 0 | 0 | 0 | 0 | 0 | 0 | 0 | 0 | 0 | 0 | 0 | 0 | 0 | 0 | 0 | 0 | 0 | 0 | 0 | 0 | 0 | 0 | 0 | 0 | 0 | 0 | 0 | 0 | 0 | 0 | 0 | 0 | 0 | 0 | 0 | 0 | 0 | 0 | 0 | 0 | 0
Book Depreciation Related to Retired PIS | [49 empty] | 0 | 0 | 0 | 0 | 0 | 0 | 0 | 0 | 0 | 0 | 0 | 0 | 0 |  | 0
End of Period | 0 | 0 | 0 | 0 | 0 | 0 | 0 | 0 | 0 | 0 | 0 | 0 | 0 | 0 | 0 | 0 | 0 | 0 | 0 | 0 | 0 | 0 | 0 | 0 | 0 | 0 | 0 | 0 | 0 | 0 | 0 | 0 | 0 | 0 | 0 | 0 | 0 | 0 | 0 | 0 | 0 | 0 | 0 | 0 | 0 | 0 | 0 | 0 | 0 | 0 | 0 | 0 | 0 | 0 | 0 | 0 | 0 | 0 | 0 | 0 | 0 | 0 | 0
Average | 0 | 0 | 0 | 0 | 0 | 0 | 0 | 0 | 0 | 0 | 0 | 0 | 0 | 0 | 0 | 0 | 0 | 0 | 0 | 0 | 0 | 0 | 0 | 0 | 0 | 0 | 0 | 0 | 0 | 0 | 0 | 0 | 0 | 0 | 0 | 0 | 0 | 0 | 0 | 0 | 0 | 0 | 0 | 0 | 0 | 0 | 0 | 0 | 0 | 0 | 0 | 0 | 0 | 0 | 0 | 0 | 0 | 0 | 0 | 0 | 0 | 0 | 0
Federal Deferred Tax Balance, Net of Tax
Beginning of Period | 0 | 0 | 0 | 0 | 0 | 0 | 0 | 0 | 0 | 0 | 0 | 0 | 0 | 0 | 0 | 0 | 0 | 0 | 0 | 0 | 0 | 0 | 0 | 0 | 0 | 0 | 0 | 0 | 0 | 0 | 0 | 0 | 0 | 0 | 0 | 0 | 0 | 0 | 0 | 0 | 0 | 0 | 0 | 0 | 0 | 0 | 0 | 0 | 0 | 0 | 0 | 0 | 0 | 0 | 0 | 0 | 0 | 0 | 0 | 0 | 0 | 0 | 0
Activity | 0 | 0 | 0 | 0 | 0 | 0 | 0 | 0 | 0 | 0 | 0 | 0 | 0 | 0 | 0 | 0 | 0 | 0 | 0 | 0 | 0 | 0 | 0 | 0 | 0 | 0 | 0 | 0 | 0 | 0 | 0 | 0 | 0 | 0 | 0 | 0 | 0 | 0 | 0 | 0 | 0 | 0 | 0 | 0 | 0 | 0 | 0 | 0 | 0 | 0 | 0 | 0 | 0 | 0 | 0 | 0 | 0 | 0 | 0 | 0 | 0 | 0 | 0 | 0
End of Period | 0 | 0 | 0 | 0 | 0 | 0 | 0 | 0 | 0 | 0 | 0 | 0 | 0 | 0 | 0 | 0 | 0 | 0 | 0 | 0 | 0 | 0 | 0 | 0 | 0 | 0 | 0 | 0 | 0 | 0 | 0 | 0 | 0 | 0 | 0 | 0 | 0 | 0 | 0 | 0 | 0 | 0 | 0 | 0 | 0 | 0 | 0 | 0 | 0 | 0 | 0 | 0 | 0 | 0 | 0 | 0 | 0 | 0 | 0 | 0 | 0 | 0 | 0
Average | 0 | 0 | 0 | 0 | 0 | 0 | 0 | 0 | 0 | 0 | 0 | 0 | 0 | 0 | 0 | 0 | 0 | 0 | 0 | 0 | 0 | 0 | 0 | 0 | 0 | 0 | 0 | 0 | 0 | 0 | 0 | 0 | 0 | 0 | 0 | 0 | 0 | 0 | 0 | 0 | 0 | 0 | 0 | 0 | 0 | 0 | 0 | 0 | 0 | 0 | 0 | 0 | 0 | 0 | 0 | 0 | 0 | 0 | 0 | 0 | 0 | 0 | 0
State Deferred Tax Balance
Beginning of Period | 0 | 0 | 0 | 0 | 0 | 0 | 0 | 0 | 0 | 0 | 0 | 0 | 0 | 0 | 0 | 0 | 0 | 0 | 0 | 0 | 0 | 0 | 0 | 0 | 0 | 0 | 0 | 0 | 0 | 0 | 0 | 0 | 0 | 0 | 0 | 0 | 0 | 0 | 0 | 0 | 0 | 0 | 0 | 0 | 0 | 0 | 0 | 0 | 0 | 0 | 0 | 0 | 0 | 0 | 0 | 0 | 0 | 0 | 0 | 0 | 0 | 0 | 0
Activity | 0 | 0 | 0 | 0 | 0 | 0 | 0 | 0 | 0 | 0 | 0 | 0 | 0 | 0 | 0 | 0 | 0 | 0 | 0 | 0 | 0 | 0 | 0 | 0 | 0 | 0 | 0 | 0 | 0 | 0 | 0 | 0 | 0 | 0 | 0 | 0 | 0 | 0 | 0 | 0 | 0 | 0 | 0 | 0 | 0 | 0 | 0 | 0 | 0 | 0 | 0 | 0 | 0 | 0 | 0 | 0 | 0 | 0 | 0 | 0 | 0 | 0 | 0 | 0
End of Period | 0 | 0 | 0 | 0 | 0 | 0 | 0 | 0 | 0 | 0 | 0 | 0 | 0 | 0 | 0 | 0 | 0 | 0 | 0 | 0 | 0 | 0 | 0 | 0 | 0 | 0 | 0 | 0 | 0 | 0 | 0 | 0 | 0 | 0 | 0 | 0 | 0 | 0 | 0 | 0 | 0 | 0 | 0 | 0 | 0 | 0 | 0 | 0 | 0 | 0 | 0 | 0 | 0 | 0 | 0 | 0 | 0 | 0 | 0 | 0 | 0 | 0 | 0
Average | 0 | 0 | 0 | 0 | 0 | 0 | 0 | 0 | 0 | 0 | 0 | 0 | 0 | 0 | 0 | 0 | 0 | 0 | 0 | 0 | 0 | 0 | 0 | 0 | 0 | 0 | 0 | 0 | 0 | 0 | 0 | 0 | 0 | 0 | 0 | 0 | 0 | 0 | 0 | 0 | 0 | 0 | 0 | 0 | 0 | 0 | 0 | 0 | 0 | 0 | 0 | 0 | 0 | 0 | 0 | 0 | 0 | 0 | 0 | 0 | 0 | 0 | 0
Net Rate Base - Average | 0 | 0 | 0 | 0 | 0 | 0 | 0 | 0 | 0 | 0 | 0 | 0 | 0 | 0 | 0 | 0 | 0 | 0 | 0 | 0 | 0 | 0 | 0 | 0 | 0 | 0 | 0 | 0 | 0 | 0 | 0 | 0 | 0 | 0 | 0 | 0 | 0 | 0 | 0 | 0 | 0 | 0 | 0 | 0 | 0 | 0 | 0 | 0 | 0 | 0 | 0 | 0 | 0 | 0 | 0 | 0 | 0 | 0 | 0 | 0 | 0 | 0 | 0
EXPENSES
Income Tax - Removal Cost | 0 | 0 | 0 | 0 | 0 | 0 | 0 | 0 | 0 | 0 | 0 | 0 | 0 | 0 | 0 | 0 | 0 | 0 | 0 | 0 | 0 | 0 | 0 | 0 | 0 | 0 | 0 | 0 | 0 | 0 | 0 | 0 | 0 | 0 | 0 | 0 | 0 | 0 | 0 | 0 | 0 | 0 | 0 | 0 | 0 | 0 | 0 | 0 | 0 | 0 | 0 | 0 | 0 | 0 | 0 | 0 | 0 | 0 | 0 | 0 | 0 | 0 | 0 | 0
Book Depreciation | 0 | 0 | 0 | 0 | 0 | 0 | 0 | 0 | 0 | 0 | 0 | 0 | 0 | 0 | 0 | 0 | 0 | 0 | 0 | 0 | 0 | 0 | 0 | 0 | 0 | 0 | 0 | 0 | 0 | 0 | 0 | 0 | 0 | 0 | 0 | 0 | 0 | 0 | 0 | 0 | 0 | 0 | 0 | 0 | 0 | 0 | 0 | 0 | 0 | 0 | 0 | 0 | 0 | 0 | 0 | 0 | 0 | 0 | 0 | 0 | 0 | 0 | 0 | 0
Property Taxes | 0 | 0 | 0 | 0 | 0 | 0 | 0 | 0 | 0 | 0 | 0 | 0 | 0 | 0 | 0 | 0 | 0 | 0 | 0 | 0 | 0 | 0 | 0 | 0 | 0 | 0 | 0 | 0 | 0 | 0 | 0 | 0 | 0 | 0 | 0 | 0 | 0 | 0 | 0 | 0 | 0 | 0 | 0 | 0 | 0 | 0 | 0 | 0 | 0 | 0 | 0 | 0 | 0 | 0 | 0 | 0 | 0 | 0 | 0 | 0 | 0 | 0 | 0 | 0
Total Expenses | 0 | 0 | 0 | 0 | 0 | 0 | 0 | 0 | 0 | 0 | 0 | 0 | 0 | 0 | 0 | 0 | 0 | 0 | 0 | 0 | 0 | 0 | 0 | 0 | 0 | 0 | 0 | 0 | 0 | 0 | 0 | 0 | 0 | 0 | 0 | 0 | 0 | 0 | 0 | 0 | 0 | 0 | 0 | 0 | 0 | 0 | 0 | 0 | 0 | 0 | 0 | 0 | 0 | 0 | 0 | 0 | 0 | 0 | 0 | 0 | 0 | 0 | 0 | 0
REVENUE REQUIREMENT
Net Rate Base | 0 | 0 | 0 | 0 | 0 | 0 | 0 | 0 | 0 | 0 | 0 | 0 | 0 | 0 | 0 | 0 | 0 | 0 | 0 | 0 | 0 | 0 | 0 | 0 | 0 | 0 | 0 | 0 | 0 | 0 | 0 | 0 | 0 | 0 | 0 | 0 | 0 | 0 | 0 | 0 | 0 | 0 | 0 | 0 | 0 | 0 | 0 | 0 | 0 | 0 | 0 | 0 | 0 | 0 | 0 | 0 | 0 | 0 | 0 | 0 | 0 | 0 | 0 | 0
ROR | 9.98% | 9.98% | 9.7% | 9.7% | 9.7% | 9.7% | 9.7% | 9.7% | 9.7% | 9.7% | 9.7% | 9.7% | 9.7% | 9.7% | 9.7% | 9.7% | 9.7% | 9.7% | 9.7% | 9.7% | 9.7% | 9.7% | 9.7% | 9.7% | 9.7% | 9.7% | 9.7% | 9.7% | 9.7% | 9.7% | 9.7% | 9.7% | 9.7% | 9.7% | 9.7% | 9.7% | 9.7% | 9.7% | 9.7% | 9.7% | 9.7% | 9.7% | 9.7% | 9.7% | 9.7% | 9.7% | 9.7% | 9.7% | 9.7% | 9.7% | 9.7% | 9.7% | 9.7% | 9.7% | 9.7% | 9.7% | 9.7% | 9.7% | 9.7% | 9.7% | 9.7% | 9.7% | 9.7%
Earnings Base | 0 | 0 | 0 | 0 | 0 | 0 | 0 | 0 | 0 | 0 | 0 | 0 | 0 | 0 | 0 | 0 | 0 | 0 | 0 | 0 | 0 | 0 | 0 | 0 | 0 | 0 | 0 | 0 | 0 | 0 | 0 | 0 | 0 | 0 | 0 | 0 | 0 | 0 | 0 | 0 | 0 | 0 | 0 | 0 | 0 | 0 | 0 | 0 | 0 | 0 | 0 | 0 | 0 | 0 | 0 | 0 | 0 | 0 | 0 | 0 | 0 | 0 | 0
Earnings - Expense | 0 | 0 | 0 | 0 | 0 | 0 | 0 | 0 | 0 | 0 | 0 | 0 | 0 | 0 | 0 | 0 | 0 | 0 | 0 | 0 | 0 | 0 | 0 | 0 | 0 | 0 | 0 | 0 | 0 | 0 | 0 | 0 | 0 | 0 | 0 | 0 | 0 | 0 | 0 | 0 | 0 | 0 | 0 | 0 | 0 | 0 | 0 | 0 | 0 | 0 | 0 | 0 | 0 | 0 | 0 | 0 | 0 | 0 | 0 | 0 | 0 | 0 | 0 | 0
Total Earnings Effect | 0 | 0 | 0 | 0 | 0 | 0 | 0 | 0 | 0 | 0 | 0 | 0 | 0 | 0 | 0 | 0 | 0 | 0 | 0 | 0 | 0 | 0 | 0 | 0 | 0 | 0 | 0 | 0 | 0 | 0 | 0 | 0 | 0 | 0 | 0 | 0 | 0 | 0 | 0 | 0 | 0 | 0 | 0 | 0 | 0 | 0 | 0 | 0 | 0 | 0 | 0 | 0 | 0 | 0 | 0 | 0 | 0 | 0 | 0 | 0 | 0 | 0 | 0
Gross-Up Factor | 1.0354 | 1.0354 | 1.0354 | 1.0354 | 1.0354 | 1.0354 | 1.0354 | 1.0354 | 1.0354 | 1.0354 | 1.0354 | 1.0354 | 1.0354 | 1.0354 | 1.0354 | 1.0354 | 1.0354 | 1.0354 | 1.0354 | 1.0354 | 1.0354 | 1.0354 | 1.0354 | 1.0354 | 1.0354 | 1.0354 | 1.0354 | 1.0354 | 1.0354 | 1.0354 | 1.0354 | 1.0354 | 1.0354 | 1.0354 | 1.0354 | 1.0354 | 1.0354 | 1.0354 | 1.0354 | 1.0354 | 1.0354 | 1.0354 | 1.0354 | 1.0354 | 1.0354 | 1.0354 | 1.0354 | 1.0354 | 1.0354 | 1.0354 | 1.0354 | 1.0354 | 1.0354 | 1.0354 | 1.0354 | 1.0354 | 1.0354 | 1.0354 | 1.0354 | 1.0354 | 1.0354 | 1.0354 | 1.0354
Revenue requirement | 0 | 0 | 0 | 0 | 0 | 0 | 0 | 0 | 0 | 0 | 0 | 0 | 0 | 0 | 0 | 0 | 0 | 0 | 0 | 0 | 0 | 0 | 0 | 0 | 0 | 0 | 0 | 0 | 0 | 0 | 0 | 0 | 0 | 0 | 0 | 0 | 0 | 0 | 0 | 0 | 0 | 0 | 0 | 0 | 0 | 0 | 0 | 0 | 0 | 0 | 0 | 0 | 0 | 0 | 0 | 0 | 0 | 0 | 0 | 0 | 0 | 0 | 0 | 0
Depreciation Calculations
Tax Depreciation - Federal
Cost of new equipment in service basis | 0 | 0 | 0 | 0 | 0 | 0 | 0 | 0 | 0 | 0 | 0 | 0 | 0 | 0 | 0 | 0 | 0 | 0 | 0 | 0 | 0 | 0 | 0 | 0 | 0 | 0 | 0 | 0 | 0 | 0 | 0 | 0 | 0 | 0 | 0 | 0 | 0 | 0 | 0 | 0 | 0 | 0 | 0 | 0 | 0 | 0 | 0 | 0 | 0 | 0 | 0 | 0 | 0 | 0 | 0 | 0 | 0 | 0 | 0 | 0 | 0
Bonus Depreciation (N/A) | 0 | 0 | 0 | 0 | 0 | 0 | 0 | 0 | 0 | 0 | 0 | 0 | 0 | 0 | 0 | 0 | 0 | 0 | 0 | 0 | 0 | 0 | 0 | 0 | 0 | 0 | 0 | 0 | 0 | 0 | 0 | 0 | 0 | 0 | 0 | 0 | 0 | 0 | 0 | 0 | 0 | 0 | 0 | 0 | 0 | 0 | 0 | 0 | 0 | 0 | 0 | 0 | 0 | 0 | 0 | 0 | 0 | 0 | 0 | 0 | 0
Regular Depreciation basis (Cumulative) | 0 | 0 | 0 | 0 | 0 | 0 | 0 | 0 | 0 | 0 | 0 | 0 | 0 | 0 | 0 | 0 | 0 | 0 | 0 | 0 | 0 | 0 | 0 | 0 | 0 | 0 | 0 | 0 | 0 | 0 | 0 | 0 | 0 | 0 | 0 | 0 | 0 | 0 | 0 | 0 | 0 | 0 | 0 | 0 | 0 | 0 | 0 | 0 | 0 | 0 | 0 | 0 | 0 | 0 | 0 | 0 | 0 | 0 | 0 | 0 | 0 | 0 | 0
RegularDepreciation |  |  |  |  | 0 | 0 | 0 | 0 | 0 | 0 | 0 | 0 | 0 | 0 | 0 | 0 | 0 | 0 | 0 | 0 | 0 | 0 | 0 | 0 | 0 |  | 0 | 0 | 0 |  | 0 | 0 | 0 | 0 | 0 | 0 | 0 | 0 | 0 | 0 | [23 empty] | 0
Total Depreciation for year | 0 | 0 | 0 | 0 | 0 | 0 | 0 | 0 | 0 | 0 | 0 | 0 | 0 | 0 | 0 | 0 | 0 | 0 | 0 | 0 | 0 | 0 | 0 | 0 | 0 | 0 | 0 | 0 | 0 | 0 | 0 | 0 | 0 | 0 | 0 | 0 | 0 | 0 | 0 | 0 | 0 | 0 | 0 | 0 | 0 | 0 | 0 | 0 | 0 | 0 | 0 | 0 | 0 | 0 | 0 | 0 | 0 | 0 | 0 | 0 | 0
Tax Depreciation - State
Cost of new equipment in service basis | 0 | 0 | 0 | 0 | 0 | 0 | 0 | 0 | 0 | 0 | 0 | 0 | 0 | 0 | 0 | 0 | 0 | 0 | 0 | 0 | 0 | 0 | 0 | 0 | 0 | 0 | 0 | 0 | 0 | 0 | 0 | 0 | 0 | 0 | 0 | 0 | 0 | 0 | 0 | 0 | 0 | 0 | 0 | 0 | 0 | 0 | 0 | 0 | 0 | 0 | 0 | 0 | 0 | 0 | 0 | 0 | 0 | 0 | 0 | 0 | 0 | 0 | 0
Bonus Depreciation (N/A) | 0 | 0 | 0 | 0 | 0 | 0 | 0 | 0 | 0 | 0 | 0 | 0 | 0 | 0 | 0 | 0 | 0 | 0 | 0 | 0 | 0 | 0 | 0 | 0 | 0 | 0 | 0 | 0 | 0 | 0 | 0 | 0 | 0 | 0 | 0 | 0 | 0 | 0 | 0 | 0 | 0 | 0 | 0 | 0 | 0 | 0 | 0 | 0 | 0 | 0 | 0 | 0 | 0 | 0 | 0 | 0 | 0 | 0 | 0 | 0 | 0 | 0 | 0
Regular Depreciation basis (Cumulative) | 0 | 0 | 0 | 0 | 0 | 0 | 0 | 0 | 0 | 0 | 0 | 0 | 0 | 0 | 0 | 0 | 0 | 0 | 0 | 0 | 0 | 0 | 0 | 0 | 0 | 0 | 0 | 0 | 0 | 0 | 0 | 0 | 0 | 0 | 0 | 0 | 0 | 0 | 0 | 0 | 0 | 0 | 0 | 0 | 0 | 0 | 0 | 0 | 0 | 0 | 0 | 0 | 0 | 0 | 0 | 0 | 0 | 0 | 0 | 0 | 0 | 0 | 0
RegularDepreciation | 0 | 0 | 0 | 0 | 0 | 0 | 0 | 0 | 0 | 0 | 0 | 0 | 0 | 0 | 0 | 0 | 0 | 0 | 0 | 0 | 0 | 0 | 0 | 0 | 0 | 0 | 0 | 0 | 0 | 0 | 0 | 0 | 0 | 0 | 0 | 0 | 0 | 0 | 0 | 0 | 0 | 0 | 0 | 0 | 0 | 0 | 0 | 0 | 0 | 0 | 0 | 0 | 0 | 0 | 0 | 0 | 0 | 0 | 0 | 0 | 0 | 0 | 0 | 0
Total Depreciation for year | 0 | 0 | 0 | 0 | 0 | 0 | 0 | 0 | 0 | 0 | 0 | 0 | 0 | 0 | 0 | 0 | 0 | 0 | 0 | 0 | 0 | 0 | 0 | 0 | 0 | 0 | 0 | 0 | 0 | 0 | 0 | 0 | 0 | 0 | 0 | 0 | 0 | 0 | 0 | 0 | 0 | 0 | 0 | 0 | 0 | 0 | 0 | 0 | 0 | 0 | 0 | 0 | 0 | 0 | 0 | 0 | 0 | 0 | 0 | 0 | 0 | 0 | 0
Book Depreciation with COR
2014 | 0 | 0 | 0 | 0 | 0 | 0 | 0 | 0 | 0 | 0 | 0 | 0 | 0 | 0 | 0 | 0 | 0 | 0 | 0 | 0 | 0 | 0 | 0 | 0 | 0 | 0 | 0 | 0 | 0 | 0 | 0 | 0 | 0 | 0 | 0 | 0 | 0 | 0 | 0 | 0 | 0 | 0 | 0 | 0 | 0 | 0 | 0 | 0 | 0 | 0 | [13 empty] | 0
2015 |  | 0 | 0 | 0 | 0 | 0 | 0 | 0 | 0 | 0 | 0 | 0 | 0 | 0 | 0 | 0 | 0 | 0 | 0 | 0 | 0 | 0 | 0 | 0 | 0 | 0 | 0 | 0 | 0 | 0 | 0 | 0 | 0 | 0 | 0 | 0 | 0 | 0 | 0 | 0 | 0 | 0 | 0 | 0 | 0 | 0 | 0 | 0 | 0 | 0 | 0 | [12 empty] | 0 | check - total PIS
2016 |  |  | 0 | 0 | 0 | 0 | 0 | 0 | 0 | 0 | 0 | 0 | 0 | 0 | 0 | 0 | 0 | 0 | 0 | 0 | 0 | 0 | 0 | 0 | 0 | 0 | 0 | 0 | 0 | 0 | 0 | 0 | 0 | 0 | 0 | 0 | 0 | 0 | 0 | 0 | 0 | 0 | 0 | 0 | 0 | 0 | 0 | 0 | 0 | 0 | 0 | 0 | [11 empty] | 0 | 0
2017 |  |  |  | 0 | 0 | 0 | 0 | 0 | 0 | 0 | 0 | 0 | 0 | 0 | 0 | 0 | 0 | 0 | 0 | 0 | 0 | 0 | 0 | 0 | 0 | 0 | 0 | 0 | 0 | 0 | 0 | 0 | 0 | 0 | 0 | 0 | 0 | 0 | 0 | 0 | 0 | 0 | 0 | 0 | 0 | 0 | 0 | 0 | 0 | 0 | 0 | 0 | 0 | [10 empty] | 0 | 0
2018 |  |  |  |  | 0 | 0 | 0 | 0 | 0 | 0 | 0 | 0 | 0 | 0 | 0 | 0 | 0 | 0 | 0 | 0 | 0 | 0 | 0 | 0 | 0 | 0 | 0 | 0 | 0 | 0 | 0 | 0 | 0 | 0 | 0 | 0 | 0 | 0 | 0 | 0 | 0 | 0 | 0 | 0 | 0 | 0 | 0 | 0 | 0 | 0 | 0 | 0 | 0 | 0 | [9 empty] | 0
2019 | [5 empty] | 0 | 0 | 0 | 0 | 0 | 0 | 0 | 0 | 0 | 0 | 0 | 0 | 0 | 0 | 0 | 0 | 0 | 0 | 0 | 0 | 0 | 0 | 0 | 0 | 0 | 0 | 0 | 0 | 0 | 0 | 0 | 0 | 0 | 0 | 0 | 0 | 0 | 0 | 0 | 0 | 0 | 0 | 0 | 0 | 0 | 0 | 0 | 0 | 0 | 0 | [8 empty] | 0 | 0
2020 | [6 empty] | 0 | 0 | 0 | 0 | 0 | 0 | 0 | 0 | 0 | 0 | 0 | 0 | 0 | 0 | 0 | 0 | 0 | 0 | 0 | 0 | 0 | 0 | 0 | 0 | 0 | 0 | 0 | 0 | 0 | 0 | 0 | 0 | 0 | 0 | 0 | 0 | 0 | 0 | 0 | 0 | 0 | 0 | 0 | 0 | 0 | 0 | 0 | 0 | 0 | 0 | [7 empty] | 0
2021 | [7 empty] | 0 | 0 | 0 | 0 | 0 | 0 | 0 | 0 | 0 | 0 | 0 | 0 | 0 | 0 | 0 | 0 | 0 | 0 | 0 | 0 | 0 | 0 | 0 | 0 | 0 | 0 | 0 | 0 | 0 | 0 | 0 | 0 | 0 | 0 | 0 | 0 | 0 | 0 | 0 | 0 | 0 | 0 | 0 | 0 | 0 | 0 | 0 | 0 | 0 | 0 | [6 empty] | 0
2022 | [8 empty] | 0 | 0 | 0 | 0 | 0 | 0 | 0 | 0 | 0 | 0 | 0 | 0 | 0 | 0 | 0 | 0 | 0 | 0 | 0 | 0 | 0 | 0 | 0 | 0 | 0 | 0 | 0 | 0 | 0 | 0 | 0 | 0 | 0 | 0 | 0 | 0 | 0 | 0 | 0 | 0 | 0 | 0 | 0 | 0 | 0 | 0 | 0 | 0 | 0 | 0 | [5 empty] | 0
2023 | [9 empty] | 0 | 0 | 0 | 0 | 0 | 0 | 0 | 0 | 0 | 0 | 0 | 0 | 0 | 0 | 0 | 0 | 0 | 0 | 0 | 0 | 0 | 0 | 0 | 0 | 0 | 0 | 0 | 0 | 0 | 0 | 0 | 0 | 0 | 0 | 0 | 0 | 0 | 0 | 0 | 0 | 0 | 0 | 0 | 0 | 0 | 0 | 0 | 0 | 0 | 0 |  |  |  |  | 0
2024 | [10 empty] | 0 | 0 | 0 | 0 | 0 | 0 | 0 | 0 | 0 | 0 | 0 | 0 | 0 | 0 | 0 | 0 | 0 | 0 | 0 | 0 | 0 | 0 | 0 | 0 | 0 | 0 | 0 | 0 | 0 | 0 | 0 | 0 | 0 | 0 | 0 | 0 | 0 | 0 | 0 | 0 | 0 | 0 | 0 | 0 | 0 | 0 | 0 | 0 | 0 | 0 |  |  |  | 0 | 0
2025 | [11 empty] | 0 | 0 | 0 | 0 | 0 | 0 | 0 | 0 | 0 | 0 | 0 | 0 | 0 | 0 | 0 | 0 | 0 | 0 | 0 | 0 | 0 | 0 | 0 | 0 | 0 | 0 | 0 | 0 | 0 | 0 | 0 | 0 | 0 | 0 | 0 | 0 | 0 | 0 | 0 | 0 | 0 | 0 | 0 | 0 | 0 | 0 | 0 | 0 | 0 | 0 |  |  | 0
2026 | [12 empty] | 0 | 0 | 0 | 0 | 0 | 0 | 0 | 0 | 0 | 0 | 0 | 0 | 0 | 0 | 0 | 0 | 0 | 0 | 0 | 0 | 0 | 0 | 0 | 0 | 0 | 0 | 0 | 0 | 0 | 0 | 0 | 0 | 0 | 0 | 0 | 0 | 0 | 0 | 0 | 0 | 0 | 0 | 0 | 0 | 0 | 0 | 0 | 0 | 0 | 0 |  | 0
| 0 | 0 | 0 | 0 | 0 | 0 | 0 | 0 | 0 | 0 | 0 | 0 | 0 | 0 | 0 | 0 | 0 | 0 | 0 | 0 | 0 | 0 | 0 | 0 | 0 | 0 | 0 | 0 | 0 | 0 | 0 | 0 | 0 | 0 | 0 | 0 | 0 | 0 | 0 | 0 | 0 | 0 | 0 | 0 | 0 | 0 | 0 | 0 | 0 | 0 | 0 | 0 | 0 | 0 | 0 | 0 | 0 | 0 | 0 | 0 | 0 | 0 | 0 | 0
Book Depreciation- excl. Salvage
2014 | 0 | 0 | 0 | 0 | 0 | 0 | 0 | 0 | 0 | 0 | 0 | 0 | 0 | 0 | 0 | 0 | 0 | 0 | 0 | 0 | 0 | 0 | 0 | 0 | 0 |  |  | 0 | 0 | 0 | 0 | 0 | 0 | 0 | 0 | 0 | 0 | 0 | 0 | 0 | 0 | 0 | 0 | 0 | 0 | 0 | 0 | 0 | 0 | 0 | 0 | 0 | [11 empty] | 0
2015 |  | 0 | 0 | 0 | 0 | 0 | 0 | 0 | 0 | 0 | 0 | 0 | 0 | 0 | 0 | 0 | 0 | 0 | 0 | 0 | 0 | 0 | 0 | 0 | 0 | 0 |  | 0 | 0 | 0 | 0 | 0 | 0 | 0 | 0 | 0 | 0 | 0 | 0 | 0 | 0 | 0 | 0 | 0 | 0 | 0 | 0 | 0 | 0 | 0 | 0 | 0 | [11 empty] | 0 | check - total PIS
2016 |  |  | 0 | 0 | 0 | 0 | 0 | 0 | 0 | 0 | 0 | 0 | 0 | 0 | 0 | 0 | 0 | 0 | 0 | 0 | 0 | 0 | 0 | 0 | 0 | 0 | 0 | 0 | 0 | 0 | 0 | 0 | 0 | 0 | 0 | 0 | 0 | 0 | 0 | 0 | 0 | 0 | 0 | 0 | 0 | 0 | 0 | 0 | 0 | 0 | 0 | 0 | [11 empty] | 0 | 0
2017 |  |  |  | 0 | 0 | 0 | 0 | 0 | 0 | 0 | 0 | 0 | 0 | 0 | 0 | 0 | 0 | 0 | 0 | 0 | 0 | 0 | 0 | 0 | 0 | 0 | 0 | 0 | 0 | 0 | 0 | 0 | 0 | 0 | 0 | 0 | 0 | 0 | 0 | 0 | 0 | 0 | 0 | 0 | 0 | 0 | 0 | 0 | 0 | 0 | 0 | 0 | 0 | [10 empty] | 0 | 0
2018 |  |  |  |  | 0 | 0 | 0 | 0 | 0 | 0 | 0 | 0 | 0 | 0 | 0 | 0 | 0 | 0 | 0 | 0 | 0 | 0 | 0 | 0 | 0 | 0 | 0 | 0 | 0 | 0 | 0 | 0 | 0 | 0 | 0 | 0 | 0 | 0 | 0 | 0 | 0 | 0 | 0 | 0 | 0 | 0 | 0 | 0 | 0 | 0 | 0 | 0 | 0 | 0 | [9 empty] | 0
2019 | [5 empty] | 0 | 0 | 0 | 0 | 0 | 0 | 0 | 0 | 0 | 0 | 0 | 0 | 0 | 0 | 0 | 0 | 0 | 0 | 0 | 0 | 0 | 0 | 0 | 0 | 0 | 0 | 0 | 0 | 0 | 0 | 0 | 0 | 0 | 0 | 0 | 0 | 0 | 0 | 0 | 0 | 0 | 0 | 0 | 0 | 0 | 0 | 0 | 0 | 0 | 0 | [8 empty] | 0 | 0
2020 | [6 empty] | 0 | 0 | 0 | 0 | 0 | 0 | 0 | 0 | 0 | 0 | 0 | 0 | 0 | 0 | 0 | 0 | 0 | 0 | 0 | 0 | 0 | 0 | 0 | 0 | 0 | 0 | 0 | 0 | 0 | 0 | 0 | 0 | 0 | 0 | 0 | 0 | 0 | 0 | 0 | 0 | 0 | 0 | 0 | 0 | 0 | 0 | 0 | 0 | 0 | 0 | [7 empty] | 0
2021 | [7 empty] | 0 | 0 | 0 | 0 | 0 | 0 | 0 | 0 | 0 | 0 | 0 | 0 | 0 | 0 | 0 | 0 | 0 | 0 | 0 | 0 | 0 | 0 | 0 | 0 | 0 | 0 | 0 | 0 | 0 | 0 | 0 | 0 | 0 | 0 | 0 | 0 | 0 | 0 | 0 | 0 | 0 | 0 | 0 | 0 | 0 | 0 | 0 | 0 | 0 | 0 | [6 empty] | 0
2022 | [8 empty] | 0 | 0 | 0 | 0 | 0 | 0 | 0 | 0 | 0 | 0 | 0 | 0 | 0 | 0 | 0 | 0 | 0 | 0 | 0 | 0 | 0 | 0 | 0 | 0 | 0 | 0 | 0 | 0 | 0 | 0 | 0 | 0 | 0 | 0 | 0 | 0 | 0 | 0 | 0 | 0 | 0 | 0 | 0 | 0 | 0 | 0 | 0 | 0 | 0 | 0 | [5 empty] | 0
2023 | [9 empty] | 0 | 0 | 0 | 0 | 0 | 0 | 0 | 0 | 0 | 0 | 0 | 0 | 0 | 0 | 0 | 0 | 0 | 0 | 0 | 0 | 0 | 0 | 0 | 0 | 0 | 0 | 0 | 0 | 0 | 0 | 0 | 0 | 0 | 0 | 0 | 0 | 0 | 0 | 0 | 0 | 0 | 0 | 0 | 0 | 0 | 0 | 0 | 0 | 0 | 0 |  |  |  |  | 0
2024 | [10 empty] | 0 | 0 | 0 | 0 | 0 | 0 | 0 | 0 | 0 | 0 | 0 | 0 | 0 | 0 | 0 | 0 | 0 | 0 | 0 | 0 | 0 | 0 | 0 | 0 | 0 | 0 | 0 | 0 | 0 | 0 | 0 | 0 | 0 | 0 | 0 | 0 | 0 | 0 | 0 | 0 | 0 | 0 | 0 | 0 | 0 | 0 | 0 | 0 | 0 | 0 |  |  |  | 0 | 0
2025 | [11 empty] | 0 | 0 | 0 | 0 | 0 | 0 | 0 | 0 | 0 | 0 | 0 | 0 | 0 | 0 | 0 | 0 | 0 | 0 | 0 | 0 | 0 | 0 | 0 | 0 | 0 | 0 | 0 | 0 | 0 | 0 | 0 | 0 | 0 | 0 | 0 | 0 | 0 | 0 | 0 | 0 | 0 | 0 | 0 | 0 | 0 | 0 | 0 | 0 | 0 | 0 |  |  | 0
2026 | [12 empty] | 0 | 0 | 0 | 0 | 0 | 0 | 0 | 0 | 0 | 0 | 0 | 0 | 0 | 0 | 0 | 0 | 0 | 0 | 0 | 0 | 0 | 0 | 0 | 0 | 0 | 0 | 0 | 0 | 0 | 0 | 0 | 0 | 0 | 0 | 0 | 0 | 0 | 0 | 0 | 0 | 0 | 0 | 0 | 0 | 0 | 0 | 0 | 0 | 0 | 0 |  | 0 | 0
| 0 | 0 | 0 | 0 | 0 | 0 | 0 | 0 | 0 | 0 | 0 | 0 | 0 | 0 | 0 | 0 | 0 | 0 | 0 | 0 | 0 | 0 | 0 | 0 | 0 | 0 | 0 | 0 | 0 | 0 | 0 | 0 | 0 | 0 | 0 | 0 | 0 | 0 | 0 | 0 | 0 | 0 | 0 | 0 | 0 | 0 | 0 | 0 | 0 | 0 | 0 | 0 | 0 | 0 | 0 | 0 | 0 | 0 | 0 | 0 | 0 | 0 | 0 | 0
Note on A50: Lee, Betty: rate base does not include CWIP b/c the CapEx dollars include an AFUDC component in it already

## Capital Structure
Consolidatd Edison Company of New York, Inc. |  |  |  |  | Consolidatd Edison Company of New York, Inc. |  |  |  |  | Consolidatd Edison Company of New York, Inc. |  |  |  |  | Consolidatd Edison Company of New York, Inc. |  |  |  |  | Consolidatd Edison Company of New York, Inc.
Electric Service |  |  |  |  | Electric Service |  |  |  |  | Electric Service |  |  |  |  | Electric Service |  |  |  |  | Electric Service
Joint Proposal Case 13-E-0030 |  |  |  |  | Joint Proposal Case 13-E-0030 - One Year Extension |  |  |  |  | Joint Proposal Case 16-E-0060 |  |  |  |  | Joint Proposal Case 16-E-0060 |  |  |  |  | Joint Proposal Case 16-E-0060
For Twelve Months Ending December 31, 2015 |  |  |  |  | For Twelve Months Ending December 31, 2016 |  |  |  |  | For Twelve Months Ending December 31, 2017 |  |  |  |  | For Twelve Months Ending December 31, 2018 |  |  |  |  | For Twelve Months Ending December 31, 2019
(000's) |  |  |  |  | (000's) |  |  |  |  | (000's) |  |  |  |  | (000's) |  |  |  |  | (000's)
|  |  | Weighted | Pre Tax |  |  |  | Weighted | Pre Tax |  |  |  | Weighted | Pre Tax |  |  |  | Weighted | Pre Tax |  |  |  | Weighted | Pre Tax
|  | Cost | Average | Average |  |  | Cost | Average | Average |  |  | Cost | Average | Average |  |  | Cost | Average | Average |  |  | Cost | Average | Average
| Ratio | Rate | Ratio | Ratio at 60.385% |  | Ratio | Rate | Ratio | Ratio at 60.775% |  | Ratio | Rate | Ratio | Ratio at 60.775% |  | Ratio | Rate | Ratio | Ratio at 60.775% |  | Ratio | Rate | Ratio | Ratio at 60.775%
Long Term Debt | 50.56% | 5.23% | 2.644% | 2.644% | Long Term Debt | 50.56% | 5.09% | 2.574% | 2.574% | Long Term Debt | 50.55% | 4.93% | 2.492% | 2.492% | Long Term Debt | 50.55% | 4.88% | 2.467% | 2.467% | Long Term Debt | 50.55% | 4.74% | 2.396% | 2.396%
Customer Deposits | 1.44% | 1.25% | 0.018% | 0.018% | Customer Deposits | 1.44% | 1.15% | 0.01656% | 0.01656% | Customer Deposits | 1.45% | 0.85% | 0.01233% | 0.01233% | Customer Deposits | 1.45% | 0.85% | 0.01233% | 0.01233% | Customer Deposits | 1.45% | 0.85% | 0.01233% | 0.01233%
| 52% |  | 2.662% | 2.662% |  | 52% |  | 2.59% | 2.59% |  | 52% |  | 2.504% | 2.504% |  | 52% |  | 2.479% | 2.479% |  | 52% |  | 2.408% | 2.408%
Common Equity | 48% | 9.2% | 4.416% | 7.313% | Common Equity | 48% | 9% | 4.32% | 7.108% | Common Equity | 48% | 9% | 4.32% | 7.108% | Common Equity | 48% | 9% | 4.32% | 7.108% | Common Equity | 48% | 9% | 4.32% | 7.108%
Total | 100% |  | 7.08% | 9.98% | Total | 100% |  | 6.91% | 9.7% | Total | 100% |  | 6.82% | 9.61% | Total | 100% |  | 6.8% | 9.59% | Total | 100% |  | 6.73% | 9.52%
|  |  |  | 9.98% |  |  |  | 6.91% | 9.7% |  |  |  | 6.82% | 9.61% |  |  |  | 6.8% | 9.59% |  |  |  | 6.73% | 9.52%
w/ 100 basis point incentive on ROE (For Regulatory Asset Projects 1 and 2) |  |  |  |  | w/ 100 basis point incentive on ROE (For Regulatory Asset Projects 1 and 2) |  |  |  |  | w/ 100 basis point incentive on ROE (For Regulatory Asset Projects 1 and 2) |  |  |  |  | w/ 100 basis point incentive on ROE (For Regulatory Asset Projects 1 and 2) |  |  |  |  | w/ 100 basis point incentive on ROE (For Regulatory Asset Projects 1 and 2)
|  |  | Weighted | Pre Tax |  |  |  | Weighted | Pre Tax |  |  |  | Weighted | Pre Tax |  |  |  | Weighted | Pre Tax |  |  |  | Weighted | Pre Tax
|  | Cost | Average | Average |  |  | Cost | Average | Average |  |  | Cost | Average | Average |  |  | Cost | Average | Average |  |  | Cost | Average | Average
| Ratio | Rate | Ratio | Ratio at 60.385% |  | Ratio | Rate | Ratio | Ratio at 60.775% |  | Ratio | Rate | Ratio | Ratio at 60.775% |  | Ratio | Rate | Ratio | Ratio at 60.775% |  | Ratio | Rate | Ratio | Ratio at 60.775%
Long Term Debt | 50.56% | 5.23% | 2.644% | 2.644% | Long Term Debt | 50.56% | 5.23% | 2.644% | 2.644% | Long Term Debt | 50.55% | 4.93% | 2.492% | 2.492% | Long Term Debt | 50.55% | 4.88% | 2.467% | 2.467% | Long Term Debt | 50.55% | 4.74% | 2.396% | 2.396%
Customer Deposits | 1.44% | 1.25% | 0.018% | 0.018% | Customer Deposits | 1.44% | 1.25% | 0.018% | 0.018% | Customer Deposits | 1.45% | 0.85% | 0.01233% | 0.01233% | Customer Deposits | 1.45% | 0.85% | 0.01233% | 0.01233% | Customer Deposits | 1.45% | 0.85% | 0.01233% | 0.01233%
| 52% |  | 2.662% | 2.662% |  | 52% |  | 2.662% | 2.662% |  | 52% |  | 2.504% | 2.504% |  | 52% |  | 2.479% | 2.479% |  | 52% |  | 2.408% | 2.408%
Common Equity | 48% | 10.2% | 4.896% | 8.108% | Common Equity | 48% | 10% | 4.8% | 7.898% | Common Equity | 48% | 10% | 4.8% | 7.898% | Common Equity | 48% | 10% | 4.8% | 7.898% | Common Equity | 48% | 10% | 4.8% | 7.898%
Total | 100% |  | 7.56% | 10.77% | Total | 100% |  | 7.46% | 10.56% | Total | 100% |  | 7.3% | 10.4% | Total | 100% |  | 7.28% | 10.38% | Total | 100% |  | 7.21% | 10.31%

## TaxDepr
Tax Depreciation Schedules
[5 empty] | Assumed for Non-Traditional Utility Sided Solutions | [5 empty] | Assumed for this Model
Tax Life* | 3N | 3B | 5N | 5B | 7N | 7B | 10N | 10B | 15N | 15B | 20N | 20B | 100B
1 | 0.33333 | 0.66667 | 0.2 | 0.6 | 0.14285 | 0.57143 | 0.1 | 0.55 | 0.05 | 0.525 | 0.0375 | 0.51875 | 0
2 | 0.44445 | 0.22222 | 0.32 | 0.16 | 0.2449 | 0.12245 | 0.18 | 0.09 | 0.095 | 0.0475 | 0.07219 | 0.03609 | 1
3 | 0.14815 | 0.07407 | 0.192 | 0.096 | 0.17493 | 0.08746 | 0.144 | 0.072 | 0.0855 | 0.04275 | 0.06677 | 0.03339
4 | 0.07407 | 0.03704 | 0.1152 | 0.0576 | 0.12495 | 0.06247 | 0.1152 | 0.0576 | 0.07695 | 0.03848 | 0.06177 | 0.03088
5 |  |  | 0.1152 | 0.0576 | 0.08925 | 0.04462 | 0.09216 | 0.04608 | 0.06926 | 0.03463 | 0.05713 | 0.02857
6 |  |  | 0.0576 | 0.0288 | 0.08925 | 0.04463 | 0.07373 | 0.03686 | 0.06233 | 0.03116 | 0.05285 | 0.02642
7 |  |  |  |  | 0.08925 | 0.04463 | 0.06554 | 0.03277 | 0.05905 | 0.02952 | 0.04888 | 0.02444
8 |  |  |  |  | 0.04463 | 0.02231 | 0.06554 | 0.03277 | 0.05905 | 0.02952 | 0.04522 | 0.02261
9 | [6 empty] | 0.06554 | 0.03277 | 0.05905 | 0.02952 | 0.04462 | 0.02231
10 | [6 empty] | 0.06554 | 0.03277 | 0.05905 | 0.02952 | 0.04462 | 0.02231
11 | [6 empty] | 0.03277 | 0.01638 | 0.05905 | 0.02952 | 0.04462 | 0.02231
12 | [8 empty] | 0.05905 | 0.02952 | 0.04462 | 0.02231
13 | [8 empty] | 0.05905 | 0.02952 | 0.04462 | 0.02231
14 | [8 empty] | 0.05905 | 0.02952 | 0.04462 | 0.02231
15 | [8 empty] | 0.05905 | 0.02952 | 0.04462 | 0.02231
16 | [8 empty] | 0.02952 | 0.01476 | 0.04462 | 0.02231
17 | [10 empty] | 0.04462 | 0.02231
18 | [10 empty] | 0.04462 | 0.02231
19 | [10 empty] | 0.04462 | 0.02231
20 | [10 empty] | 0.04462 | 0.02231
21 | [10 empty] | 0.02231 | 0.01115
| 1 | 1 | 1 | 1 | 1 | 1 | 1 | 1 | 1 | 0.99996 | 1.0001 | 1
* N = Normal, B = Bonus
| 1 | 2 | 3 | 4 | 5 | 6 | 7 | 8 | 9 | 10 | 11 | 12 | 13 | 14 | 15 | 16 | 17 | 18 | 19 | 20 | 21 | Total
7N | 0.14285 | 0.2449 | 0.17493 | 0.12495 | 0.08925 | 0.08925 | 0.08925 | 0.04463 | [13 empty] | 1
20N | 0.0375 | 0.07219 | 0.06677 | 0.06177 | 0.05713 | 0.05285 | 0.04888 | 0.04522 | 0.04462 | 0.04462 | 0.04462 | 0.04462 | 0.04462 | 0.04462 | 0.04462 | 0.04462 | 0.04462 | 0.04462 | 0.04462 | 0.04462 | 0.02231 | 1.0001

## Book Depreciation Rate
13-E-0030
APPENDIX 11
CONSOLIDATED EDISON COMPANY OF NEW YORK, INC.
BOOK DEPRECIATION RATES
CO. |  |  | AVERAGE
ACCT. |  | LIFE | SERVICE | NET | DEPR.
NO. | ACCOUNT TITLE | TABLE | LIFE | SALVAGE | RATE
|  |  | (Years) | ( % ) | ( % )
ELECTRIC PLANT
STEAM PRODUCTION
310000 | LAND AND LAND RIGHTS | - | - | 0 | 0
311000 | STRUCTURES AND IMPROVEMENTS | h 0.50 | 50 | -50 | 3
312000 | BOILER PLANT EQUIPMENT | h 0.75 | 25 | -55 | 6.2
314000 | TURBOGENERATOR UNITS | h 1.75 | 35 | -40 | 4
315000 | ACCESSORY ELECTRIC EQUIPMENT | h 0.25 | 30 | -40 | 4.67
316000 | MISC. POWER PLANT EQUIPMENT | h 0.50 | 35 | -25 | 3.57
OTHER PRODUCTION
340100 | LAND AND LAND RIGHTS | - | - | 0 | 0
341000 | STRUCTURES AND IMPROVEMENTS | h 3.00 | 30 | -20 | 4
342000 | FUEL HOLDERS, PROD. & ACCESSORIES | h 3.00 | 30 | -20 | 4
344000 | GENERATORS | h 3.00 | 30 | -20 | 4
345000 | ACCESSORY ELECTRIC EQUIPMENT | h 3.00 | 30 | -20 | 4
TRANSMISSION PLANT
350100 | LAND AND LAND RIGHTS | - | - | - | 0
352000 | STRUCTURES AND IMPROVEMENTS | h 2.25 | 75 | -35 | 1.8
353000 | STATION EQUIPMENT | h 1.75 | 50 | -25 | 2.5
354000 | TOWERS AND FIXTURES | h 3.00 | 55 | -40 | 2.55
356000 | OVERHEAD CONDUCTORS AND DEVICES | h 2.25 | 45 | -35 | 3
303090 | CAPITALIZED SOFTWARE - TRANS. PLT | Amort | 5 | 0 | 20
357100 | UNDERGROUND CONDUIT - CAP LEASES | 0 | - | 0 | 0
357000 | UNDERGROUND CONDUIT | h 3.25 | 65 | -20 | 1.85
357200 | UNDERGROUND CONDUIT - MAN & BRONX | h 3.25 | 65 | -20 | 1.85
358000 | UNDERGROUND CONDUCTORS & DEVICES | h 2.75 | 60 | -15 | 1.92
DISTRIBUTION PLANT
360100 | LAND AND LAND RIGHTS | - | - | 0 | 0
360000 | LAND AND LAND RIGHTS - LEASEHOLDS | Amort | 50 | 0 | 2
361000 | STRUCTURES AND IMPROVEMENTS | h 1.75 | 50 | -50 | 3
362000 | STATION EQUIPMENT | h 2.00 | 50 | -25 | 2.5 | assumed for this model
364000 | POLES, TOWERS AND FIXTURES | h 0.25 | 60 | -100 | 3.33
303010 | CAPITALIZED SOFTWARE | Amort | 5 | 0 | 20
303015 | CAPITALIZED SOFTWARE (WMS) | Amort | 15 | 0 | 6.67
365000 | OVERHEAD CONDUCTORS AND DEVICES | h 0.25 | 70 | -55 | 2.21
366000 | UNDERGROUND CONDUIT | h 1.25 | 85 | -40 | 1.65
366100 | UNDERGROUND CONDUIT - MAN. & BRONX | h 1.25 | 85 | -40 | 1.65
367000 | UNDERGROUND CONDUCTORS & DEVICES | h 0.75 | 50 | -70 | 3.4
368000 | OVERHEAD TRANSFORMERS | h 1.00 | 35 | -20 | 3.43
368100 | UNDERGROUND TRANSFORMERS | h 1.50 | 35 | -20 | 3.43
369100 | SERVICES - OVERHEAD | h 0.50 | 70 | -175 | 3.93
369200 | SERVICES - UNDERGROUND | h 0.75 | 80 | -150 | 3.13
370100 | METERS - ELECTRO MECHANICAL | h 0.75 | 35 | -5 | 3
370110 | METERS - SOLID STATE | h 0.75 | 20 | -5 | 5.25
370200 | METER INSTALLS - ELECTRO MECHANICAL | (A) | 35 | 0 | 2.86
370210 | METER INSTALLS - SOLID STATE | (A) | 20 | 0 | 5
371000 | INSTALL. ON CUSTOMERS' PREMISES | h 0.50 | 70 | 0 | 1.43
373100 | O.H. STREET LIGHTING & SIGNAL SYS. | h 0.00 | 55 | -100 | 3.64
373200 | U.G. STREET LIGHTING & SIGNAL SYS. | h 0.50 | 80 | -90 | 2.38
GAS PLANT IN SERVICE
LNG. STORAGE PLANT
360000 | LAND & LAND RIGHTS - LIQ. ST. | - | - | 0 | 0
361000 | ST. & IMPROVE.-LIQ. STORAGE | h 2.50 | 40 | -25 | 3.13
362100 | GAS HOLDERS-LIQ. STORAGE | h 4.00 | 30 | -15 | 3.83
363000 | PURIFICATION EQUIPMENT | h 3.00 | 30 | -15 | 3.83
363100 | LIQUEFACTION EQUIPMENT | h 3.00 | 30 | -15 | 3.83
363200 | VAPORIZING EQUIPMENT | h 3.00 | 30 | -15 | 3.83
363300 | COMPRESSOR EQUIP.-LIQ. ST. | h 3.00 | 30 | -15 | 3.83
363400 | MEAS. & REG. EQUIP. - LIQ. ST. | h 3.00 | 30 | -15 | 3.83
363500 | OTHER EQUIPMENT-LIQUEFIED ST. | h 3.00 | 30 | -15 | 3.83
TRANSMISSION PLANT
365100 | LAND AND LAND RIGHTS | - | - | 0 | 0
366000 | STRUCTURES & IMPROVEMENTS | h 2.00 | 40 | -50 | 3.75
367100 | STEEL MAINS AND OTHER | h 2.25 | 85 | -60 | 1.88
367200 | CAST IRON MAINS | h 0.50 | 75 | -100 | 2.67
367300 | TUNNELS | h 5.00 | 85 | -80 | 2.12
367400 | STEEL MAINS - INTERRUPT PLANT | - | - | 0 | 0
368000 | COMPRESSOR STATION EQUIP | h 3.00 | 15 | -5 | 7
369000 | MEAS. & REG. STATION EQ. | h 0.50 | 65 | -35 | 2.08
DISTRIBUTION PLANT
376120 | STEEL MAINS AND OTHER | h 2.25 | 85 | -60 | 1.88
376130 | STEEL MAINS - INTERRUPT PLANT | - | - | 0 | 0
376110 | CAST IRON MAINS | h 0.50 | 75 | -100 | 2.67
376140 | CAST IRON MAINS - INTERRUPT PLANT | - | - | 0 | 0
380100 | SERVICES | h 0.75 | 65 | -30 | 2
380200 | SERVICES - INTERRUPT PLANT | - | - | 0 | 0
381000 | METERS | h 1.50 | 40 | -10 | 2.75
382000 | METER INSTALLATIONS | (B) | 40 | 0 | 2.5
383000 | HOUSE REGULATORS | h 2.25 | 35 | -20 | 3.43
384000 | HOUSE REG. INSTALLATIONS | (C) | 30 | -5 | 3.5
303020 | CAPITALIZED SOFTWARE 5 YR | Amort | 5 | 0 | 20
STEAM PLANT
PRODUCTION PLANT
LAND AND LAND RIGHTS
310020 | FULLY RECOVERED | - | - | 0 | 0
310010 | ALL OTHER | - | - | 0 | 0
LAND & LAND RIGHTS - LEASEHOLDS
310400 | FULLY RECOVERED | Amort | - | 0 | 0
310200 | 59th STREET | Amort | - | 0 | 0
310300 | 74th STEET | Amort | - | 0 | 0
STRUCTURES AND IMPROVEMENTS
311200 | 74th STREET (FULLY RECOVERED) | (D) | - | 0 | 1.25%
311300 | ERRP | h 0.00 | 35 | -60 | 4.57%
311100 | ALL OTHER | h 0.00 | 35 | -60 | 4.57%
BOILER PLANT EQUIPMENT
312200 | 74th STREET (FULLY RECOVERED) | (D) | - | 0 | 1.43%
312300 | ERRP | h 2.50 | 30 | -30 | 4.33%
312100 | ALL OTHER | h 0.25 | 30 | -30 | 4.33%
ACCESSORY POWER EQUIPMENT
315200 | 74th STREET (FULLY RECOVERED) | (D) | - | 0 | 0.71%
315300 | ERRP | h 0.25 | 35 | -25 | 3.57%
315100 | ALL OTHER | h 0.25 | 35 | -25 | 3.57%
MISC. STATION EQUIPMENT
316200 | 74th STREET (FULLY RECOVERED) | (D) | - | 0 | 0.22%
316300 | ERRP | h 1.50 | 40 | -10 | 2.75%
316100 | ALL OTHER | h 1.50 | 40 | -10 | 2.75%
DISTRIBUTION PLANT
351000 | STRUCTURES AND IMPROVEMENTS | h 5.00 | 50 | 0 | 2%
303040 | CAPITALIZED SOFTWARE | Amort | 5 | 0 | 20%
353010 | MAINS - ALL OTHER | h 0.25 | 80 | -75 | 2.19%
353020 | MAINS - ERRP | h 0.25 | 80 | -75 | 2.19%
353110 | DESUPER. EQ. - ALL OTHER | h 1.25 | 45 | -45 | 3.22%
353120 | DESUPERHEATING EQ. - ERRP | h 1.25 | 45 | -45 | 3.22%
359000 | SERVICES | h 0.00 | 60 | -50 | 2.5%
360000 | METERS | h 1.75 | 35 | -5 | 3%
361000 | ACCESS. EQ. ON CUST. PREMISES | h 0.50 | 60 | -15 | 1.92%
362000 | INST. OF METERS & ACCESS. EQ. | h 0.75 | 60 | -20 | 2%
COMMON UTILITY PLANT IN SERVICE
MISC. INTANGIBLE PLANT
CAPITALIZED SOFTWARE
303060 | 5 YEAR AMORTIZABLE | Amort | 5 | 0 | 20%
303070 | 10 YEAR AMORTIZABLE | Amort | 10 | 0 | 10%
303080 | 15 YEAR AMORTIZABLE | Amort | 15 | 0 | 6.67%
BUILDINGS AND YARDS
389000 | LAND AND LAND RIGHTS | - | - | 0 | 0
390000 | STRUCTURES AND IMPROVEMENTS | h 0.75 | 55 | -75 | 3.18
390400 | STRUCT. AND IMPROV. - CAP LEASES | - | - | 0 | 0
GENERAL PLANT
391700 | ELECTRONIC DATA PROCESSING EQ. | Amort | 8 | 5 | 11.88
391110 | OTHER OFFICE FURNITURE AND EQ. | Amort | 18 | 0 | 5.56
392500 | TRANSPORTATION EQUIPMENT | Amort | 8 | 10 | 11.25
393000 | STORES EQUIPMENT | Amort | 20 | 5 | 4.75
394000 | TOOLS, SHOP AND GARAGE EQUIP. | Amort | 18 | 5 | 5.28
395000 | LABORATORY EQUIPMENT | Amort | 20 | 0 | 5
396000 | POWER OPERATED EQUIPMENT | Amort | 12 | 10 | 7.5
397000 | COMMUNICATION EQUIPMENT | Amort | 15 | 0 | 6.67
398000 | MISCELLANEOUS EQUIPMENT | Amort | 20 | 0 | 5
(A) | Computed reserved based on the reserve ratio of Electric Meters without salvage
(B) | Computed reserved based on the reserve ratio of Gas Meters without salvage
(C) | Computed reserved based on the reserve ratio of House Regulators without salvage
(D) | Rate applicable to net salvage recovery only

## Tax Rates
NEW YORK STATE COMBINED INCOME TAX RATE
|  |  | MTA SURCHARGE RATE |  |  | NYS TAX COMBINED RATE
|  | YEAR | STATE TAX |  | MTA | NYS | MTA | TOTAL
|  | 2014 | 9% | 17% | 1.53% | 7.1% | 1.53% | 8.63%
|  | 2015 | 7.1% | 25.6% | 1.818% | 7.1% | 1.818% | 8.918%
|  | 2016(A) | 6.5% | 25.6% | 1.664% | 6.5% | 1.664% | 8.164%
| NOTE(A) | State Income Tax: Tax law signed by the Governor has enacted a 6.5% state income tax rate after tax year 2015.
The 25.6% is to be determined by the Commissioner in the future, however, ConEd is continuing to use the
2015 enacted rate of 25.6% percent of the current state tax rate.
|  |  | Federal | NYS | MTA | FBOS | Total
| Current Tax Rates |  | 35% | 7.1% | 1.53% | -3.02% | 40.61%
| New Tax Rates (starting 1/1/16) |  | 35% | 6.5% | 1.664% | -2.857% | 40.31%