## Cost Benefit Summary
Cost Benefit Summary
BQDMP Program
NPV of Revenue Requirements
($ millions)
|  |  | Project Component | NPV |  | 2017 Costs | 2026 Costs | Benefit of 2026 Delay | Cost to Achieve Delay
Customer Sided Solutions | 2017 | 1 | Original CSS 5-Year Program | 0 | Incremental Non-Traditional Costs to Achieve Benefits
| 2026 | 1 | Original CSS 5-Year Program | 105.6473 |  |  |  |  | 105.6473
Non-Traditional Utility Sided Solutions | 2017 | 2a | Battery Installation (2 MWs by 2017) | 0 | Incremental Non-Traditional Costs to Achieve Benefits
| 2026 | 2a | Battery Installation (2 MWs by 2017) | 12.5156 |  |  |  |  | 12.5156
| 2017 | 2b | Utility Solutions (9 MWs - 3MWs 2016 and 6MW more 2017) | 0 | Incremental Non-Traditional Costs to Achieve Benefits
| 2026 | 2b | Utility Solutions (Solar, Fuel Cells, DG) (2 MWs) | 22.6482 |  |  |  |  | 22.6482
| 2026 | 2c | Conservation Voltage Optimization (7 MWs) | 8.5912 |  |  |  |  | 8.5912
Load Transfers | 2017 | 3a | 135 MW from Brownsville to Gateway Park SS | 158.262 | Benefit - Delayed Capital Costs | 158.262
| 2026 | 3a | 135 MW from Brownsville to Gateway Park SS | 95.0097 |  |  | 95.0097 | 63.2524
| 2017 | 3b | 4 MWs from Brownsville No. 1 to Glendale + 2MWs in High Tension Vault (formerly 5 MW) | 3.6247 | Common Costs in All Scenarios | 3.6247
| 2026 | 3b | 4 MWs from Brownsville No. 1 to Glendale + 2MWs in High Tension Vault (formerly 5 MW) | 3.6247 |  |  | 3.6247 | 0
| 2017 | 3c | 6 MW from Brownsville No. 1 to Water St. | 2.905 | Common Costs in All Scenarios | 2.905
| 2026 | 3c | 6 MW from Brownsville No. 1 to Water St. | 2.905 |  |  | 2.905 | 0
| 2017 | 3d | 80 MWs from Brownsville to Glendale | 0 | Incremental Traditional Costs to Achieve Benefits
| 2026 | 3d | 80 MWs from Brownsville to Glendale | 105.9164 |  |  |  |  | 105.9164
Substation / Transmission Investment | 2017 | 4a | Capacitor Installation | 4.3971 | Common Costs in All Scenarios | 4.3971
| 2026 | 4a | Capacitor Installation | 4.3971 |  |  | 4.3971 | 0
| 2017 | 4b | Glendale 5th Transformer | 0 | Incremental Traditional Costs to Achieve Benefits
| 2026 | 4b | Glendale 5th Transformer | 193.9138 |  |  |  |  | 193.9138
| 2017 | 4c | NEW Gateway Park SS | 674.4333 | Benefit - Delayed Capital Costs | 674.4333
| 2026 | 4c | NEW Gateway Park SS | 392.4292 |  |  | 392.4292 | 282.0041
| 2017 | 4d | NEW Gowanus Expansion | 92.6357 | Benefit - Delayed Capital Costs | 92.6357
| 2026 | 4d | NEW Gowanus Expansion | 57.1423 |  |  | 57.1423 | 35.4935
| 2017 | 4e | Newtown 4th Transformer | 0 | Accelerated Traditional Costs to Achieve Benefits
| 2026 | 4e | Newtown 4th Transformer | 37.7883 |  |  |  |  | 37.7883
| 2017 | 4f | Upgrade 3 Sections plus risers on Feeder 38Q03 (NEW to the 2015 LRP) | 0 | Accelerated Traditional Costs to Achieve Benefits
| 2026 | 4f | Upgrade 3 Sections plus risers on Feeder 38Q03 (NEW to the 2015 LRP) | 0 |  |  |  |  | 0
| 2017 | 4g | Upgrade 2 Sections plus risers on Feeder 38Q04 (NEW to the 2015 LRP) | 0 | Accelerated Traditional Costs to Achieve Benefits
| 2026 | 4g | Upgrade 2 Sections plus risers on Feeder 38Q04 (NEW to the 2015 LRP) | 0 |  |  |  |  | 0
Additional Benefits and Avoided Costs | 2017 |  | Avoided Capacity, Energy, Distribution, Environmental, Line Loss | 0 | Additional Benefits and Avoided Costs
| 2026 |  | Avoided Capacity, Energy, Distribution, Environmental, Line Loss | -157.7 |  |  |  | 157.7
| 2017 | * | TOTAL | 936.2579 |  | 936.2579 | 555.5079 | 538.4499 | 487.0208
| 2026 | * | TOTAL | 884.8287 |  |  |  |  | Benefit - CTA =
51.4291
[8 empty] | Utility Cost Test Ratio | 1.1056
Note on D45: Lee, Betty: This project is required to push back the need for the Newtown TR 4 installation till 2022. If we build the station in 2017, then there is no need for the feeder upgrades.
Note on D48: Lee, Betty: This project is required to push back the need for the Newtown TR 4 installation till 2022. If we build the station in 2017, then there is no need for the feeder upgrades.

## Rev Reqt Summary
Revenue Requirement Summary
BQDMP Program
Based on Escalated Dollars
($ millions)
Revenue Requirement
|  |  | Project Component | 2014 | 2015 | 2016 | 2017 | 2018 | 2019 | 2020 | 2021 | 2022 | 2023 | 2024 | 2025 | 2026 | 2027 | 2028 | 2029 | 2030 | 2031 | 2032 | 2033 | 2034 | 2035 | 2036 | 2037 | 2038 | 2039 | 2040 | 2041 | 2042 | 2043 | 2044 | 2045 | 2046 | 2047 | 2048 | 2049 | 2050 | 2051 | 2052 | 2053 | 2054 | 2055 | 2056 | 2057 | 2058 | 2059 | 2060 | 2061 | 2062 | 2063 | 2064 | 2065 | 2066 | 2067 | 2068 | 2069 | 2070 | 2071 | 2072 | 2073 | 2074 | 2075 | 2076 |  | TOTAL | NPV
Customer Sided Solutions | 2017 | 1 | Original CSS 5-Year Program | 2014: 0; 2015: 0; 2016: 0; 2017: 0; 2018: 0; 2019: 0; 2020: 0; 2021: 0; 2022: 0; 2023: 0; 2024: 0; 2025: 0; 2026: 0 |  | 0 | 0
| 2026 | 1 | Original CSS 5-Year Program | 2014: 0.11817; 2015: 2.1955; 2016: 4.2069; 2017: 16.4781; 2018: 24.4274; 2019: 24.7833; 2020: 23.7824; 2021: 22.7814; 2022: 21.7805; 2023: 20.7795; 2024: 19.6881; 2025: 17.1189; 2026: 14.9424; 2027: 4.8219 |  | 217.9044 | 105.6473
Non-Traditional Utility Sided Solutions | 2017 | 2a | Battery Installation (2 MWs by 2017) | 0 | 0 | 0 | 0 | 0 | 0 | 0 | 0 | 0 | 0 | 0 | 0 | 0 | 0 | 0 | 0 | 0 | 0 | 0 | 0 | 0 | 0 | 0 | 0 | 0 | 0 | 0 | 0 | 0 | 0 | 0 | 0 | 0 | 0 | 0 | 0 | 0 | 0 | 0 | 0 | 0 | 0 | 0 | 0 | 0 | 0 | 0 | 0 | 0 | 0 | 0 | 0 | 0 | 0 | 0 | 0 | 0 | 0 | 0 | 0 | 0 | 0 | 0 |  | 0 | 0
| 2026 | 2a | Battery Installation (2 MWs by 2017) | 0 | 0 | 0.85793 | 2.7924 | 3.0527 | 2.8703 | 2.7178 | 2.5844 | 2.4577 | 2.3349 | 2.2285 | 1.9201 | 0.94877 | -5.5053e-06 | -5.5053e-06 | -5.5053e-06 | -5.5053e-06 | -5.5053e-06 | -5.5053e-06 | -5.5053e-06 | -5.5053e-06 | -5.5053e-06 | -5.5053e-06 | -5.5053e-06 | -5.5053e-06 | -5.5053e-06 | -5.5053e-06 | -5.5053e-06 | -5.5053e-06 | -5.5053e-06 | -5.5053e-06 | -5.5053e-06 | -5.5053e-06 | -5.5053e-06 | -5.5053e-06 | -5.5053e-06 | -5.5053e-06 | -5.5053e-06 | -5.5053e-06 | -5.5053e-06 | -5.5053e-06 | -5.5053e-06 | -5.5053e-06 | -5.5053e-06 | -5.5053e-06 | -5.5053e-06 | -5.5053e-06 | -5.5053e-06 | -5.5053e-06 | -5.5053e-06 | -5.5053e-06 | -5.5053e-06 | -5.5053e-06 | -5.5053e-06 | -5.5053e-06 | -5.5053e-06 | -5.5053e-06 | -5.5053e-06 | -5.5053e-06 | -5.5053e-06 | -5.5053e-06 | -5.5053e-06 | -5.5053e-06 | 0 | 24.7651 | 12.5156
| 2017 | 2b | Utility Solutions (9 MWs - 3MWs 2016 and 6MW more 2017) | 0 | 0 | 0 | 0 | 0 | 0 | 0 | 0 | 0 | 0 | 0 | 0 | 0 | 0 | 0 | 0 | 0 | 0 | 0 | 0 | 0 | 0 | 0 | 0 | 0 | 0 | 0 | 0 | 0 | 0 | 0 | 0 | 0 | 0 | 0 | 0 | 0 | 0 | 0 | 0 | 0 | 0 | 0 | 0 | 0 | 0 | 0 | 0 | 0 | 0 | 0 | 0 | 0 | 0 | 0 | 0 | 0 | 0 | 0 | 0 | 0 | 0 | 0 | 0 | 0 | 0
| 2026 | 2b | Utility Solutions (Solar, Fuel Cells, DG) (2 MWs) | 2014: 0; 2015: 0.31303; 2016: 2.7525; 2017: 4.8772; 2018: 5.066; 2019: 4.864; 2020: 4.6621; 2021: 4.4601; 2022: 4.2581; 2023: 4.0562; 2024: 3.8542; 2025: 3.4126; 2026: 1.3884 | 0 | 43.9644 | 22.6482
| 2026 | 2c | Conservation Voltage Optimization (7 MWs) | 0 | 0.063611 | 0.60857 | 1.1453 | 1.256 | 1.2262 | 1.1979 | 1.1712 | 1.1457 | 1.1215 | 1.0981 | 1.075 | 1.0519 | 1.0288 | 1.0058 | 0.9827 | 0.95963 | 0.93657 | 0.9135 | 0.89043 | 0.86737 | 0.84454 | 0.82419 | 0.80938 | 0.79915 | 0.79022 | 0.78129 | 0.77236 | 0.76343 | 0.7545 | 0.74556 | 0.73663 | 0.7277 | 0.71877 | 0.70984 | 0.70091 | 0.69197 | 0.68304 | 0.67411 | 0.66518 | 0.65625 | 0.64732 | 0.63839 | 0.62945 | 0.62052 | 0.61159 | 0.60266 | 0.59373 | 0.5848 | 0.57586 | 0.5401 | 0.29824 | 0.05928 | [11 empty] | 40.9965 | 8.5912
Load Transfers | 2017 | 3a | 135 MW from Brownsville to Gateway Park SS | 0 | 0 | 0 | 18.1 | 25.1 | 24.5 | 23.9 | 23.4 | 22.9 | 22.4 | 21.9 | 21.5 | 21 | 20.6 | 20.1 | 19.7 | 19.2 | 18.8 | 18.3 | 17.9 | 17.4 | 17 | 16.5 | 16.2 | 15.9 | 15.8 | 15.6 | 15.4 | 15.2 | 15.1 | 14.9 | 14.7 | 14.6 | 14.4 | 14.2 | 14.1 | 13.9 | 13.7 | 13.6 | 13.4 | 13.2 | 13.1 | 12.9 | 12.7 | 12.5 | 12.4 | 12.2 | 12 | 11.9 | 11.7 | 11.5 | 11.4 | 3.2 | 0 | 0 | 0 | 0 | 0 | 0 | 0 | 0 | 0 | 0 | 0 | 811.6 | 158.262
| 2026 | 3a | 135 MW from Brownsville to Gateway Park SS | 0 | 0 | 0 | 0 | 0 | 0 | 0 | 0 | 0 | 0 | 0 | 0 | 25 | 34.7 | 33.8 | 33 | 32.3 | 31.6 | 30.9 | 30.3 | 29.7 | 29 | 28.4 | 27.8 | 27.2 | 26.6 | 25.9 | 25.3 | 24.7 | 24.1 | 23.5 | 22.9 | 22.3 | 22 | 21.8 | 21.5 | 21.3 | 21.1 | 20.8 | 20.6 | 20.4 | 20.1 | 19.9 | 19.7 | 19.4 | 19.2 | 19 | 18.7 | 18.5 | 18.3 | 18 | 17.8 | 17.6 | 17.3 | 17.1 | 16.9 | 16.6 | 16.4 | 16.2 | 15.9 | 15.7 | 4.5 | 0 | 0 | 1121.3 | 95.0097
| 2017 | 3b | 4 MWs from Brownsville No. 1 to Glendale + 2MWs in High Tension Vault (formerly 5 MW) | 0 | 0 | 0.37741 | 0.52402 | 0.51143 | 0.49952 | 0.48823 | 0.47753 | 0.46736 | 0.4577 | 0.44831 | 0.43896 | 0.42961 | 0.42026 | 0.41091 | 0.40156 | 0.39221 | 0.38286 | 0.37351 | 0.36417 | 0.35482 | 0.34547 | 0.33757 | 0.33259 | 0.32907 | 0.32555 | 0.32202 | 0.3185 | 0.31498 | 0.31145 | 0.30793 | 0.30441 | 0.30088 | 0.29736 | 0.29384 | 0.29031 | 0.28679 | 0.28326 | 0.27974 | 0.27622 | 0.27269 | 0.26917 | 0.26565 | 0.26212 | 0.2586 | 0.25508 | 0.25155 | 0.24803 | 0.24451 | 0.24098 | 0.23746 | 0.067837 | -7.8336e-06 | -7.8336e-06 | -7.8336e-06 | -7.8336e-06 | -7.8336e-06 | -7.8336e-06 | -7.8336e-06 | -7.8336e-06 | -7.8336e-06 | -7.8336e-06 | -7.8336e-06 | 0 | 16.9519 | 3.6247
| 2026 | 3b | 4 MWs from Brownsville No. 1 to Glendale + 2MWs in High Tension Vault (formerly 5 MW) | 0 | 0 | 0.37741 | 0.52402 | 0.51143 | 0.49952 | 0.48823 | 0.47753 | 0.46736 | 0.4577 | 0.44831 | 0.43896 | 0.42961 | 0.42026 | 0.41091 | 0.40156 | 0.39221 | 0.38286 | 0.37351 | 0.36417 | 0.35482 | 0.34547 | 0.33757 | 0.33259 | 0.32907 | 0.32555 | 0.32202 | 0.3185 | 0.31498 | 0.31145 | 0.30793 | 0.30441 | 0.30088 | 0.29736 | 0.29384 | 0.29031 | 0.28679 | 0.28326 | 0.27974 | 0.27622 | 0.27269 | 0.26917 | 0.26565 | 0.26212 | 0.2586 | 0.25508 | 0.25155 | 0.24803 | 0.24451 | 0.24098 | 0.23746 | 0.067837 | -7.8336e-06 | -7.8336e-06 | -7.8336e-06 | -7.8336e-06 | -7.8336e-06 | -7.8336e-06 | -7.8336e-06 | -7.8336e-06 | -7.8336e-06 | -7.8336e-06 | -7.8336e-06 | 0 | 16.9519 | 3.6247
| 2017 | 3c | 6 MW from Brownsville No. 1 to Water St. | 0 | 0 | 0.30247 | 0.41998 | 0.40989 | 0.40034 | 0.39129 | 0.38272 | 0.37457 | 0.36682 | 0.3593 | 0.3518 | 0.34431 | 0.33682 | 0.32933 | 0.32183 | 0.31434 | 0.30685 | 0.29935 | 0.29186 | 0.28437 | 0.27688 | 0.27055 | 0.26656 | 0.26374 | 0.26091 | 0.25809 | 0.25526 | 0.25244 | 0.24962 | 0.24679 | 0.24397 | 0.24114 | 0.23832 | 0.2355 | 0.23267 | 0.22985 | 0.22702 | 0.2242 | 0.22138 | 0.21855 | 0.21573 | 0.2129 | 0.21008 | 0.20726 | 0.20443 | 0.20161 | 0.19878 | 0.19596 | 0.19314 | 0.19031 | 0.054368 | -6.2783e-06 | -6.2783e-06 | -6.2783e-06 | -6.2783e-06 | -6.2783e-06 | -6.2783e-06 | -6.2783e-06 | -6.2783e-06 | -6.2783e-06 | -6.2783e-06 | -6.2783e-06 | 0 | 13.5862 | 2.905
| 2026 | 3c | 6 MW from Brownsville No. 1 to Water St. | 0 | 0 | 0.30247 | 0.41998 | 0.40989 | 0.40034 | 0.39129 | 0.38272 | 0.37457 | 0.36682 | 0.3593 | 0.3518 | 0.34431 | 0.33682 | 0.32933 | 0.32183 | 0.31434 | 0.30685 | 0.29935 | 0.29186 | 0.28437 | 0.27688 | 0.27055 | 0.26656 | 0.26374 | 0.26091 | 0.25809 | 0.25526 | 0.25244 | 0.24962 | 0.24679 | 0.24397 | 0.24114 | 0.23832 | 0.2355 | 0.23267 | 0.22985 | 0.22702 | 0.2242 | 0.22138 | 0.21855 | 0.21573 | 0.2129 | 0.21008 | 0.20726 | 0.20443 | 0.20161 | 0.19878 | 0.19596 | 0.19314 | 0.19031 | 0.054368 | -6.2783e-06 | -6.2783e-06 | -6.2783e-06 | -6.2783e-06 | -6.2783e-06 | -6.2783e-06 | -6.2783e-06 | -6.2783e-06 | -6.2783e-06 | -6.2783e-06 | -6.2783e-06 | 0 | 13.5862 | 2.905
| 2017 | 3d | 80 MWs from Brownsville to Glendale | 0 | 0 | 0 | 0 | 0 | 0 | 0 | 0 | 0 | 0 | 0 | 0 | 0 | 0 | 0 | 0 | 0 | 0 | 0 | 0 | 0 | 0 | 0 | 0 | 0 | 0 | 0 | 0 | 0 | 0 | 0 | 0 | 0 | 0 | 0 | 0 | 0 | 0 | 0 | 0 | 0 | 0 | 0 | 0 | 0 | 0 | 0 | 0 | 0 | 0 | 0 | 0 | 0 | 0 | 0 | 0 | 0 | 0 | 0 | 0 | 0 | 0 | 0 | 0 | 0 | 0
| 2026 | 3d | 80 MWs from Brownsville to Glendale | 0 | 0 | 0 | 0 | 0 | 14.5587 | 20.2145 | 19.7286 | 19.269 | 18.8337 | 18.4208 | 18.0287 | 17.6558 | 17.2937 | 16.933 | 16.5724 | 16.2117 | 15.8511 | 15.4904 | 15.1298 | 14.7691 | 14.4085 | 14.0478 | 13.6872 | 13.3265 | 13.0221 | 12.83 | 12.6941 | 12.5581 | 12.4222 | 12.2863 | 12.1504 | 12.0144 | 11.8785 | 11.7426 | 11.6067 | 11.4708 | 11.3348 | 11.1989 | 11.063 | 10.9271 | 10.7911 | 10.6552 | 10.5193 | 10.3834 | 10.2475 | 10.1115 | 9.9756 | 9.8397 | 9.7038 | 9.5678 | 9.4319 | 9.296 | 9.1601 | 2.6168 | -0.00030218 | -0.00030218 | -0.00030218 | -0.00030218 | -0.00030218 | -0.00030218 | -0.00030218 | -0.00030218 | 0 | 653.9282 | 105.9164
Substation / Transmission Investment | 2017 | 4a | Capacitor Installation | 0 | 0 | 0.45783 | 0.63568 | 0.62041 | 0.60595 | 0.59226 | 0.57928 | 0.56695 | 0.55522 | 0.54383 | 0.53249 | 0.52115 | 0.50981 | 0.49847 | 0.48713 | 0.47579 | 0.46444 | 0.4531 | 0.44176 | 0.43042 | 0.41908 | 0.4095 | 0.40346 | 0.39919 | 0.39492 | 0.39064 | 0.38637 | 0.38209 | 0.37782 | 0.37354 | 0.36927 | 0.36499 | 0.36072 | 0.35645 | 0.35217 | 0.3479 | 0.34362 | 0.33935 | 0.33507 | 0.3308 | 0.32653 | 0.32225 | 0.31798 | 0.3137 | 0.30943 | 0.30515 | 0.30088 | 0.29661 | 0.29233 | 0.28806 | 0.082291 | -9.5028e-06 | -9.5028e-06 | -9.5028e-06 | -9.5028e-06 | -9.5028e-06 | -9.5028e-06 | -9.5028e-06 | -9.5028e-06 | -9.5028e-06 | -9.5028e-06 | -9.5028e-06 | 0 | 20.564 | 4.3971
| 2026 | 4a | Capacitor Installation | 0 | 0 | 0.45783 | 0.63568 | 0.62041 | 0.60595 | 0.59226 | 0.57928 | 0.56695 | 0.55522 | 0.54383 | 0.53249 | 0.52115 | 0.50981 | 0.49847 | 0.48713 | 0.47579 | 0.46444 | 0.4531 | 0.44176 | 0.43042 | 0.41908 | 0.4095 | 0.40346 | 0.39919 | 0.39492 | 0.39064 | 0.38637 | 0.38209 | 0.37782 | 0.37354 | 0.36927 | 0.36499 | 0.36072 | 0.35645 | 0.35217 | 0.3479 | 0.34362 | 0.33935 | 0.33507 | 0.3308 | 0.32653 | 0.32225 | 0.31798 | 0.3137 | 0.30943 | 0.30515 | 0.30088 | 0.29661 | 0.29233 | 0.28806 | 0.082291 | -9.5028e-06 | -9.5028e-06 | -9.5028e-06 | -9.5028e-06 | -9.5028e-06 | -9.5028e-06 | -9.5028e-06 | -9.5028e-06 | -9.5028e-06 | -9.5028e-06 | -9.5028e-06 | 0 | 20.564 | 4.3971
| 2017 | 4b | Glendale 5th Transformer | 0 | 0 | 0 | 0 | 0 | 0 | 0 | 0 | 0 | 0 | 0 | 0 | 0 | 0 | 0 | 0 | 0 | 0 | 0 | 0 | 0 | 0 | 0 | 0 | 0 | 0 | 0 | 0 | 0 | 0 | 0 | 0 | 0 | 0 | 0 | 0 | 0 | 0 | 0 | 0 | 0 | 0 | 0 | 0 | 0 | 0 | 0 | 0 | 0 | 0 | 0 | 0 | 0 | 0 | 0 | 0 | 0 | 0 | 0 | 0 | 0 | 0 | 0 | 0 | 0 | 0
| 2026 | 4b | Glendale 5th Transformer | 0 | 0 | 0 | 0 | 0 | 26.6543 | 37.0091 | 36.1196 | 35.2781 | 34.4811 | 33.7252 | 33.0073 | 32.3246 | 31.6616 | 31.0013 | 30.341 | 29.6807 | 29.0205 | 28.3602 | 27.6999 | 27.0396 | 26.3793 | 25.7191 | 25.0588 | 24.3985 | 23.8411 | 23.4894 | 23.2405 | 22.9917 | 22.7428 | 22.494 | 22.2451 | 21.9963 | 21.7474 | 21.4986 | 21.2497 | 21.0009 | 20.752 | 20.5032 | 20.2543 | 20.0055 | 19.7566 | 19.5078 | 19.2589 | 19.0101 | 18.7612 | 18.5124 | 18.2635 | 18.0147 | 17.7658 | 17.517 | 17.2681 | 17.0193 | 16.7704 | 4.7909 | -0.00055325 | -0.00055325 | -0.00055325 | -0.00055325 | -0.00055325 | -0.00055325 | -0.00055325 | -0.00055325 | 0 | 1197.2246 | 193.9138
| 2017 | 4c | NEW Gateway Park SS | 0 | 0 | 0 | 77.0343 | 106.9609 | 104.3901 | 101.9582 | 99.6547 | 97.47 | 95.3953 | 93.4223 | 91.506 | 89.5977 | 87.6894 | 85.7811 | 83.8728 | 81.9645 | 80.0562 | 78.148 | 76.2397 | 74.3314 | 72.4231 | 70.5148 | 68.9038 | 67.8873 | 67.1681 | 66.4489 | 65.7297 | 65.0105 | 64.2913 | 63.5721 | 62.8529 | 62.1336 | 61.4144 | 60.6952 | 59.976 | 59.2568 | 58.5376 | 57.8184 | 57.0992 | 56.38 | 55.6608 | 54.9416 | 54.2224 | 53.5032 | 52.784 | 52.0648 | 51.3456 | 50.6263 | 49.9071 | 49.1879 | 48.4687 | 13.8464 | -0.0015989 | -0.0015989 | -0.0015989 | -0.0015989 | -0.0015989 | -0.0015989 | -0.0015989 | -0.0015989 | -0.0015989 | -0.0015989 | 0 | 3460.1291 | 674.4333
| 2026 | 4c | NEW Gateway Park SS | 0 | 0 | 0 | 0 | 0 | 0 | 0 | 0 | 0 | 0 | 0 | 0 | 103.1255 | 143.1881 | 139.7466 | 136.491 | 133.4073 | 130.4827 | 127.7053 | 125.064 | 122.4987 | 119.9441 | 117.3895 | 114.8348 | 112.2802 | 109.7256 | 107.171 | 104.6163 | 102.0617 | 99.5071 | 96.9525 | 94.3979 | 92.2412 | 90.8804 | 89.9176 | 88.9548 | 87.992 | 87.0292 | 86.0664 | 85.1036 | 84.1408 | 83.1781 | 82.2153 | 81.2525 | 80.2897 | 79.3269 | 78.3641 | 77.4013 | 76.4385 | 75.4757 | 74.5129 | 73.5501 | 72.5873 | 71.6245 | 70.6617 | 69.6989 | 68.7361 | 67.7733 | 66.8105 | 65.8477 | 64.8849 | 18.5361 | -0.0021405 | 0 | 4632.0797 | 392.4292
| 2017 | 4d | NEW Gowanus Expansion | 0 | 0 | 0 | 10.5809 | 14.6914 | 14.3383 | 14.0043 | 13.6879 | 13.3878 | 13.1029 | 12.8319 | 12.5687 | 12.3066 | 12.0444 | 11.7823 | 11.5202 | 11.2581 | 10.996 | 10.7339 | 10.4718 | 10.2097 | 9.9476 | 9.6854 | 9.4642 | 9.3246 | 9.2258 | 9.127 | 9.0282 | 8.9294 | 8.8306 | 8.7318 | 8.6331 | 8.5343 | 8.4355 | 8.3367 | 8.2379 | 8.1391 | 8.0403 | 7.9416 | 7.8428 | 7.744 | 7.6452 | 7.5464 | 7.4476 | 7.3488 | 7.2501 | 7.1513 | 7.0525 | 6.9537 | 6.8549 | 6.7561 | 6.6573 | 1.9019 | -0.00021962 | -0.00021962 | -0.00021962 | -0.00021962 | -0.00021962 | -0.00021962 | -0.00021962 | -0.00021962 | -0.00021962 | -0.00021962 | 0 | 475.2606 | 92.6357
| 2026 | 4d | NEW Gowanus Expansion | 0 | 0 | 0 | 0 | 0 | 0 | 0 | 0 | 0 | 0 | 0 | 13.6885 | 19.0063 | 18.5494 | 18.1173 | 17.708 | 17.3198 | 16.9511 | 16.6005 | 16.26 | 15.9209 | 15.5818 | 15.2427 | 14.9037 | 14.5646 | 14.2255 | 13.8864 | 13.5473 | 13.2082 | 12.8691 | 12.53 | 12.2438 | 12.0631 | 11.9353 | 11.8075 | 11.6797 | 11.5519 | 11.4241 | 11.2963 | 11.1685 | 11.0407 | 10.9129 | 10.7851 | 10.6573 | 10.5296 | 10.4018 | 10.274 | 10.1462 | 10.0184 | 9.8906 | 9.7628 | 9.635 | 9.5072 | 9.3794 | 9.2516 | 9.1238 | 8.996 | 8.8682 | 8.7404 | 8.6126 | 2.4604 | -0.00028412 | -0.00028412 | 0 | 614.8447 | 57.1423
| 2017 | 4e | Newtown 4th Transformer | 0 | 0 | 0 | 0 | 0 | 0 | 0 | 0 | 0 | 0 | 0 | 0 | 0 | 0 | 0 | 0 | 0 | 0 | 0 | 0 | 0 | 0 | 0 | 0 | 0 | 0 | 0 | 0 | 0 | 0 | 0 | 0 | 0 | 0 | 0 | 0 | 0 | 0 | 0 | 0 | 0 | 0 | 0 | 0 | 0 | 0 | 0 | 0 | 0 | 0 | 0 | 0 | 0 | 0 | 0 | 0 | 0 | 0 | 0 | 0 | 0 | 0 | 0 | 0 | 0 | 0
| 2026 | 4e | Newtown 4th Transformer | 0 | 0 | 0 | 0 | 0 | 5.1942 | 7.212 | 7.0387 | 6.8747 | 6.7194 | 6.5721 | 6.4322 | 6.2992 | 6.1699 | 6.0413 | 5.9126 | 5.7839 | 5.6553 | 5.5266 | 5.3979 | 5.2693 | 5.1406 | 5.0119 | 4.8832 | 4.7546 | 4.646 | 4.5774 | 4.5289 | 4.4804 | 4.4319 | 4.3834 | 4.3349 | 4.2865 | 4.238 | 4.1895 | 4.141 | 4.0925 | 4.044 | 3.9955 | 3.947 | 3.8985 | 3.85 | 3.8015 | 3.753 | 3.7045 | 3.656 | 3.6075 | 3.559 | 3.5106 | 3.4621 | 3.4136 | 3.3651 | 3.3166 | 3.2681 | 0.93362 | -0.00010781 | -0.00010781 | -0.00010781 | -0.00010781 | -0.00010781 | -0.00010781 | -0.00010781 | -0.00010781 | 0 | 233.3053 | 37.7883
| 2017 | 4f | Upgrade 3 Sections plus risers on Feeder 38Q03 (NEW to the 2015 LRP) | 0 | 0 | 0 | 0 | 0 | 0 | 0 | 0 | 0 | 0 | 0 | 0 | 0 | 0 | 0 | 0 | 0 | 0 | 0 | 0 | 0 | 0 | 0 | 0 | 0 | 0 | 0 | 0 | 0 | 0 | 0 | 0 | 0 | 0 | 0 | 0 | 0 | 0 | 0 | 0 | 0 | 0 | 0 | 0 | 0 | 0 | 0 | 0 | 0 | 0 | 0 | 0 | 0 | 0 | 0 | 0 | 0 | 0 | 0 | 0 | 0 | 0 | 0 | 0 | 0 | 0
| 2026 | 4f | Upgrade 3 Sections plus risers on Feeder 38Q03 (NEW to the 2015 LRP) | 0 | 0 | 0 | 0 | 0 | 0 | 0 | 0 | 0 | 0 | 0 | 0 | 0 | 0 | 0 | 0 | 0 | 0 | 0 | 0 | 0 | 0 | 0 | 0 | 0 | 0 | 0 | 0 | 0 | 0 | 0 | 0 | 0 | 0 | 0 | 0 | 0 | 0 | 0 | 0 | 0 | 0 | 0 | 0 | 0 | 0 | 0 | 0 | 0 | 0 | 0 | 0 | 0 | 0 | 0 | 0 | 0 | 0 | 0 | 0 | 0 | 0 | 0 | 0 | 0 | 0
| 2017 | 4g | Upgrade 2 Sections plus risers on Feeder 38Q04 (NEW to the 2015 LRP) | 0 | 0 | 0 | 0 | 0 | 0 | 0 | 0 | 0 | 0 | 0 | 0 | 0 | 0 | 0 | 0 | 0 | 0 | 0 | 0 | 0 | 0 | 0 | 0 | 0 | 0 | 0 | 0 | 0 | 0 | 0 | 0 | 0 | 0 | 0 | 0 | 0 | 0 | 0 | 0 | 0 | 0 | 0 | 0 | 0 | 0 | 0 | 0 | 0 | 0 | 0 | 0 | 0 | 0 | 0 | 0 | 0 | 0 | 0 | 0 | 0 | 0 | 0 | 0 | 0 | 0
| 2026 | 4g | Upgrade 2 Sections plus risers on Feeder 38Q04 (NEW to the 2015 LRP) | 0 | 0 | 0 | 0 | 0 | 0 | 0 | 0 | 0 | 0 | 0 | 0 | 0 | 0 | 0 | 0 | 0 | 0 | 0 | 0 | 0 | 0 | 0 | 0 | 0 | 0 | 0 | 0 | 0 | 0 | 0 | 0 | 0 | 0 | 0 | 0 | 0 | 0 | 0 | 0 | 0 | 0 | 0 | 0 | 0 | 0 | 0 | 0 | 0 | 0 | 0 | 0 | 0 | 0 | 0 | 0 | 0 | 0 | 0 | 0 | 0 | 0 | 0 | 0 | 0 | 0
| 2017 | * | TOTAL | 0 | 0 | 1.1377 | 107.2949 | 148.2941 | 144.7343 | 141.3343 | 138.1821 | 135.1668 | 132.2779 | 129.5056 | 126.8979 | 124.1993 | 121.6007 | 118.9022 | 116.3036 | 113.605 | 111.0064 | 108.3078 | 105.7092 | 103.0106 | 100.4121 | 97.7179 | 95.5706 | 94.1038 | 93.1752 | 92.1466 | 91.118 | 90.0894 | 89.1608 | 88.1322 | 87.1035 | 86.1749 | 85.1463 | 84.1177 | 83.1891 | 82.1605 | 81.1319 | 80.2033 | 79.1746 | 78.146 | 77.2174 | 76.1888 | 75.1602 | 74.1316 | 73.203 | 72.1743 | 71.1457 | 70.2171 | 69.1885 | 68.1599 | 66.7306 | 18.9482 | -0.0018422 | -0.0018422 | -0.0018422 | -0.0018422 | -0.0018422 | -0.0018422 | -0.0018422 | -0.0018422 | -0.0018422 | -0.0018422 |  | 4798.0919 | 936.2579
| 2026 | * | TOTAL | 0.11817 | 2.5721 | 9.5636 | 26.8727 | 35.3437 | 81.6567 | 98.2675 | 95.3235 | 92.4727 | 89.706 | 86.9384 | 96.0064 | 223.0379 | 258.6804 | 247.884 | 242.2182 | 236.8455 | 231.6514 | 226.6225 | 221.8399 | 217.1346 | 212.3403 | 207.6528 | 202.9797 | 198.3155 | 193.8318 | 189.6062 | 185.6596 | 181.7131 | 177.7666 | 173.82 | 169.9263 | 166.5362 | 164.2948 | 162.5514 | 160.708 | 158.9646 | 157.2212 | 155.3778 | 153.6344 | 151.8909 | 150.0475 | 148.3041 | 146.5607 | 144.7173 | 142.9739 | 141.2304 | 139.387 | 137.6436 | 135.9002 | 134.03 | 131.5529 | 129.3856 | 127.5024 | 105.3546 | 95.7217 | 94.3311 | 93.0405 | 91.7499 | 90.3593 | 83.0443 | 23.0349 | -0.003417 |  | 8831.4151 | 1042.5287

## 100 Basis Point Incentive Value
100 Basis Point Incentive Value
Based on Escalated Dollars
($ millions)
Revenue Requirement
|  |  | Project Component | 2014 | 2015 | 2016 | 2017 | 2018 | 2019 | 2020 | 2021 | 2022 | 2023 | 2024 | 2025 | 2026 | 2027 | 2028 | 2029 | 2030 | 2031 | 2032 | 2033 | 2034 | 2035 | 2036 | 2037 | 2038 | 2039 | 2040 | 2041 | 2042 | 2043 | 2044 | 2045 | 2046 | 2047 | 2048 | 2049 | 2050 | 2051 | 2052 | 2053 | 2054 | 2055 | 2056 | 2057 | 2058 | 2059 | 2060 | 2061 | 2062 | 2063 | 2064 | 2065 | 2066 | 2067 | 2068 | 2069 | 2070 | 2071 | 2072 | 2073 | 2074 | 2075 | 2076 |  | TOTAL
Regular ROR
Customer Sided Solutions | 2017 | 1 | Original CSS 5-Year Program | 2014: 0; 2015: 0; 2016: 0; 2017: 0; 2018: 0; 2019: 0; 2020: 0; 2021: 0; 2022: 0; 2023: 0; 2024: 0; 2025: 0; 2026: 0; 2027: 0 |  | 0
| 2026 | 1 | Original CSS 5-Year Program | 2014: 0.11817; 2015: 2.1955; 2016: 4.2069; 2017: 16.4781; 2018: 24.4274; 2019: 24.7833; 2020: 23.7824; 2021: 22.7814; 2022: 21.7805; 2023: 20.7795; 2024: 19.6881; 2025: 17.1189; 2026: 14.9424; 2027: 4.8219; 2028: 0 |  | 217.9044
Non-Traditional Utility Sided Solutions | 2017 | 2a | Battery Installation (2 MWs by 2017) | 2014: 0; 2015: 0; 2016: 0; 2017: 0; 2018: 0; 2019: 0; 2020: 0; 2021: 0; 2022: 0; 2023: 0; 2024: 0; 2025: 0; 2026: 0 |  | 0
| 2026 | 2a | Battery Installation (2 MWs by 2017) | 0 | 0 | 0.85793 | 2.7924 | 3.0527 | 2.8703 | 2.7178 | 2.5844 | 2.4577 | 2.3349 | 2.2285 | 1.9201 | 0.94877 | -5.5053e-06 | -5.5053e-06 | -5.5053e-06 | -5.5053e-06 | -5.5053e-06 | -5.5053e-06 | -5.5053e-06 | -5.5053e-06 | -5.5053e-06 | -5.5053e-06 | -5.5053e-06 | -5.5053e-06 | -5.5053e-06 | -5.5053e-06 | -5.5053e-06 | -5.5053e-06 | -5.5053e-06 | -5.5053e-06 | -5.5053e-06 | -5.5053e-06 | -5.5053e-06 | -5.5053e-06 | -5.5053e-06 | -5.5053e-06 | -5.5053e-06 | -5.5053e-06 | -5.5053e-06 | -5.5053e-06 | -5.5053e-06 | -5.5053e-06 | -5.5053e-06 | -5.5053e-06 | -5.5053e-06 | -5.5053e-06 | -5.5053e-06 | -5.5053e-06 | -5.5053e-06 | -5.5053e-06 | -5.5053e-06 | -5.5053e-06 | -5.5053e-06 | -5.5053e-06 | -5.5053e-06 | -5.5053e-06 | -5.5053e-06 | -5.5053e-06 | -5.5053e-06 | -5.5053e-06 | -5.5053e-06 | -5.5053e-06 | 0 | 24.7651
| 2017 | 2b | Utility Solutions (9 MWs - 3MWs 2016 and 6MW more 2017) | 0 | 0 | 0 | 0 | 0 | 0 | 0 | 0 | 0 | 0 | 0 | 0 | 0 | 0 | 0 | 0 | 0 | 0 | 0 | 0 | 0 | 0 | 0 | 0 | 0 | 0 | 0 | 0 | 0 | 0 | 0 | 0 | 0 | 0 | 0 | 0 | 0 | 0 | 0 | 0 | 0 | 0 | 0 | 0 | 0 | 0 | 0 | 0 | 0 | 0 | 0 | 0 | 0 | 0 | 0 | 0 | 0 | 0 | 0 | 0 | 0 | 0 | 0 | 0 | 0
| 2026 | 2b | Utility Solutions (Solar, Fuel Cells, DG) (2 MWs) | 2014: 0; 2015: 0.31303; 2016: 2.7525; 2017: 4.8772; 2018: 5.066; 2019: 4.864; 2020: 4.6621; 2021: 4.4601; 2022: 4.2581; 2023: 4.0562; 2024: 3.8542; 2025: 3.4126; 2026: 1.3884 | 0 | 43.9644
| 2026 | 2c | Conservation Voltage Optimization (7 MWs) | 0 | 0.063611 | 0.60857 | 1.1453 | 1.256 | 1.2262 | 1.1979 | 1.1712 | 1.1457 | 1.1215 | 1.0981 | 1.075 | 1.0519 | 1.0288 | 1.0058 | 0.9827 | 0.95963 | 0.93657 | 0.9135 | 0.89043 | 0.86737 | 0.84454 | 0.82419 | 0.80938 | 0.79915 | 0.79022 | 0.78129 | 0.77236 | 0.76343 | 0.7545 | 0.74556 | 0.73663 | 0.7277 | 0.71877 | 0.70984 | 0.70091 | 0.69197 | 0.68304 | 0.67411 | 0.66518 | 0.65625 | 0.64732 | 0.63839 | 0.62945 | 0.62052 | 0.61159 | 0.60266 | 0.59373 | 0.5848 | 0.57586 | 0.5401 | 0.29824 | 0.05928 | [11 empty] | 40.9965
ROR + 100 basis point Incentive on ROE
Customer Sided Solutions | 2017 | 1 | Original CSS 5-Year Program | 2014: 0; 2015: 0; 2016: 0; 2017: 0; 2018: 0; 2019: 0; 2020: 0; 2021: 0; 2022: 0; 2023: 0; 2024: 0; 2025: 0; 2026: 0; 2027: 0 |  | 0
| 2026 | 1 | Original CSS 5-Year Program | 2014: 0.12014; 2015: 2.2336; 2016: 4.3176; 2017: 16.842; 2018: 25.0975; 2019: 25.4868; 2020: 24.3919; 2021: 23.2971; 2022: 22.2022; 2023: 21.1074; 2024: 19.9223; 2025: 17.2641; 2026: 15.0066; 2027: 4.8346 |  | 222.1239
Non-Traditional Utility Sided Solutions | 2017 | 2a | Battery Installation (2 MWs by 2017) | 2014: 0; 2015: 0; 2016: 0; 2017: 0; 2018: 0; 2019: 0; 2020: 0; 2021: 0; 2022: 0; 2023: 0; 2024: 0; 2025: 0; 2026: 0 |  | 0
| 2026 | 2a | Battery Installation (2 MWs by 2017) | 2014: 0; 2015: 0; 2016: 0.87579; 2017: 2.862; 2018: 3.1466; 2019: 2.9471; 2020: 2.7803; 2021: 2.6344; 2022: 2.4958; 2023: 2.3615; 2024: 2.2451; 2025: 1.9286; 2026: 0.95123 |  | 25.2284
| 2017 | 2b | Utility Solutions (9 MWs - 3MWs 2016 and 6MW more 2017) | 2014: 0; 2015: 0; 2016: 0; 2017: 0; 2018: 0; 2019: 0; 2020: 0; 2021: 0; 2022: 0; 2023: 0; 2024: 0; 2025: 0; 2026: 0 |  | 0
| 2026 | 2b | Utility Solutions (Solar, Fuel Cells, DG) (2 MWs) | 2014: 0; 2015: 0.31827; 2016: 2.8102; 2017: 5.0076; 2018: 5.214; 2019: 4.9931; 2020: 4.7722; 2021: 4.5513; 2022: 4.3304; 2023: 4.1095; 2024: 3.8886; 2025: 3.4287; 2026: 1.392 |  | 44.8162
| 2026 | 2c | Conservation Voltage Optimization (7 MWs) | 0 | 0.065673 | 0.63291 | 1.201 | 1.3221 | 1.2895 | 1.2586 | 1.2293 | 1.2015 | 1.175 | 1.1494 | 1.1241 | 1.0989 | 1.0737 | 1.0484 | 1.0232 | 0.99798 | 0.97275 | 0.94752 | 0.92229 | 0.89706 | 0.87209 | 0.84983 | 0.83363 | 0.82244 | 0.81267 | 0.8029 | 0.79314 | 0.78337 | 0.7736 | 0.76383 | 0.75406 | 0.74429 | 0.73452 | 0.72475 | 0.71498 | 0.70521 | 0.69544 | 0.68567 | 0.6759 | 0.66613 | 0.65636 | 0.64659 | 0.63682 | 0.62705 | 0.61729 | 0.60752 | 0.59775 | 0.58798 | 0.57821 | 0.54161 | 0.29893 | 0.059431 | [11 empty] | 42.295
100 Basis Point Incentive Value
Customer Sided Solutions | 2017 | 1 | Original CSS 5-Year Program | 0 | 0 | 0 | 0 | 0 | 0 | 0 | 0 | 0 | 0 | 0 | 0 | 0 | 0 | 0 | 0 | 0 | 0 | 0 | 0 | 0 | 0 | 0 | 0 | 0 | 0 | 0 | 0 | 0 | 0 | 0 | 0 | 0 | 0 | 0 | 0 | 0 | 0 | 0 | 0 | 0 | 0 | 0 | 0 | 0 | 0 | 0 | 0 | 0 | 0 | 0 | 0 | 0 | 0 | 0 | 0 | 0 | 0 | 0 | 0 | 0 | 0 | 0 |  | 0
| 2026 | 1 | Original CSS 5-Year Program | 0.0019776 | 0.03813 | 0.11073 | 0.36395 | 0.67008 | 0.70347 | 0.60957 | 0.51567 | 0.42176 | 0.32786 | 0.23421 | 0.14522 | 0.064189 | 0.012729 | 0 | 0 | 0 | 0 | 0 | 0 | 0 | 0 | 0 | 0 | 0 | 0 | 0 | 0 | 0 | 0 | 0 | 0 | 0 | 0 | 0 | 0 | 0 | 0 | 0 | 0 | 0 | 0 | 0 | 0 | 0 | 0 | 0 | 0 | 0 | 0 | 0 | 0 | 0 | 0 | 0 | 0 | 0 | 0 | 0 | 0 | 0 | 0 | 0 |  | 4.2195
Non-Traditional Utility Sided Solutions | 2017 | 2a | Battery Installation (2 MWs by 2017) | 0 | 0 | 0 | 0 | 0 | 0 | 0 | 0 | 0 | 0 | 0 | 0 | 0 | 0 | 0 | 0 | 0 | 0 | 0 | 0 | 0 | 0 | 0 | 0 | 0 | 0 | 0 | 0 | 0 | 0 | 0 | 0 | 0 | 0 | 0 | 0 | 0 | 0 | 0 | 0 | 0 | 0 | 0 | 0 | 0 | 0 | 0 | 0 | 0 | 0 | 0 | 0 | 0 | 0 | 0 | 0 | 0 | 0 | 0 | 0 | 0 | 0 | 0 |  | 0
| 2026 | 2a | Battery Installation (2 MWs by 2017) | 0 | 0 | 0.017863 | 0.069518 | 0.093933 | 0.076819 | 0.062514 | 0.050002 | 0.038112 | 0.026597 | 0.016609 | 0.0085512 | 0.0024552 | 5.5053e-06 | 5.5053e-06 | 5.5053e-06 | 5.5053e-06 | 5.5053e-06 | 5.5053e-06 | 5.5053e-06 | 5.5053e-06 | 5.5053e-06 | 5.5053e-06 | 5.5053e-06 | 5.5053e-06 | 5.5053e-06 | 5.5053e-06 | 5.5053e-06 | 5.5053e-06 | 5.5053e-06 | 5.5053e-06 | 5.5053e-06 | 5.5053e-06 | 5.5053e-06 | 5.5053e-06 | 5.5053e-06 | 5.5053e-06 | 5.5053e-06 | 5.5053e-06 | 5.5053e-06 | 5.5053e-06 | 5.5053e-06 | 5.5053e-06 | 5.5053e-06 | 5.5053e-06 | 5.5053e-06 | 5.5053e-06 | 5.5053e-06 | 5.5053e-06 | 5.5053e-06 | 5.5053e-06 | 5.5053e-06 | 5.5053e-06 | 5.5053e-06 | 5.5053e-06 | 5.5053e-06 | 5.5053e-06 | 5.5053e-06 | 5.5053e-06 | 5.5053e-06 | 5.5053e-06 | 5.5053e-06 | 5.5053e-06 |  | 0.46325
| 2017 | 2b | Utility Solutions (9 MWs - 3MWs 2016 and 6MW more 2017) | 0 | 0 | 0 | 0 | 0 | 0 | 0 | 0 | 0 | 0 | 0 | 0 | 0 | 0 | 0 | 0 | 0 | 0 | 0 | 0 | 0 | 0 | 0 | 0 | 0 | 0 | 0 | 0 | 0 | 0 | 0 | 0 | 0 | 0 | 0 | 0 | 0 | 0 | 0 | 0 | 0 | 0 | 0 | 0 | 0 | 0 | 0 | 0 | 0 | 0 | 0 | 0 | 0 | 0 | 0 | 0 | 0 | 0 | 0 | 0 | 0 | 0 | 0 |  | 0
| 2026 | 2b | Utility Solutions (Solar, Fuel Cells, DG) (2 MWs) | 0 | 0.0052389 | 0.057636 | 0.13038 | 0.14809 | 0.12914 | 0.11019 | 0.091248 | 0.072301 | 0.053355 | 0.034409 | 0.016133 | 0.0036652 | 0 | 0 | 0 | 0 | 0 | 0 | 0 | 0 | 0 | 0 | 0 | 0 | 0 | 0 | 0 | 0 | 0 | 0 | 0 | 0 | 0 | 0 | 0 | 0 | 0 | 0 | 0 | 0 | 0 | 0 | 0 | 0 | 0 | 0 | 0 | 0 | 0 | 0 | 0 | 0 | 0 | 0 | 0 | 0 | 0 | 0 | 0 | 0 | 0 | 0 |  | 0.85179
| 2026 | 2c | Conservation Voltage Optimization (7 MWs) | 0 | 0.0020619 | 0.024345 | 0.05576 | 0.066145 | 0.06335 | 0.060702 | 0.058189 | 0.055802 | 0.053529 | 0.051333 | 0.049166 | 0.047002 | 0.044838 | 0.042674 | 0.04051 | 0.038346 | 0.036182 | 0.034018 | 0.031854 | 0.02969 | 0.027548 | 0.02564 | 0.02425 | 0.02329 | 0.022453 | 0.021615 | 0.020777 | 0.019939 | 0.019101 | 0.018263 | 0.017425 | 0.016587 | 0.015749 | 0.014911 | 0.014074 | 0.013236 | 0.012398 | 0.01156 | 0.010722 | 0.009884 | 0.0090461 | 0.0082082 | 0.0073703 | 0.0065323 | 0.0056944 | 0.0048565 | 0.0040186 | 0.0031807 | 0.0023428 | 0.0015049 | 0.00069557 | 0.0001517 | 0 | 0 | 0 | 0 | 0 | 0 | 0 | 0 | 0 | 0 | 0 | 1.2985
Total 100 Basis Point Incentive | 2017 | * | TOTAL | 0 | 0 | 0 | 0 | 0 | 0 | 0 | 0 | 0 | 0 | 0 | 0 | 0 | 0 | 0 | 0 | 0 | 0 | 0 | 0 | 0 | 0 | 0 | 0 | 0 | 0 | 0 | 0 | 0 | 0 | 0 | 0 | 0 | 0 | 0 | 0 | 0 | 0 | 0 | 0 | 0 | 0 | 0 | 0 | 0 | 0 | 0 | 0 | 0 | 0 | 0 | 0 | 0 | 0 | 0 | 0 | 0 | 0 | 0 | 0 | 0 | 0 | 0 | 0 | 0
| 2026 | * | TOTAL | 0.0019776 | 0.045431 | 0.21057 | 0.61961 | 0.97825 | 0.97278 | 0.84298 | 0.71511 | 0.58798 | 0.46134 | 0.33656 | 0.21907 | 0.11731 | 0.057573 | 0.04268 | 0.040515 | 0.038351 | 0.036187 | 0.034023 | 0.031859 | 0.029695 | 0.027554 | 0.025645 | 0.024255 | 0.023296 | 0.022458 | 0.02162 | 0.020782 | 0.019944 | 0.019106 | 0.018269 | 0.017431 | 0.016593 | 0.015755 | 0.014917 | 0.014079 | 0.013241 | 0.012403 | 0.011565 | 0.010727 | 0.0098895 | 0.0090516 | 0.0082137 | 0.0073758 | 0.0065379 | 0.0056999 | 0.004862 | 0.0040241 | 0.0031862 | 0.0023483 | 0.0015104 | 0.00070107 | 0.00015721 | 5.5053e-06 | 5.5053e-06 | 5.5053e-06 | 5.5053e-06 | 5.5053e-06 | 5.5053e-06 | 5.5053e-06 | 5.5053e-06 | 5.5053e-06 | 5.5053e-06 | 0 | 6.8331

## Assumptions (Inputs)
Assumptions
|  |  | Net Book |  |  | Book | Salvage | Net
No. | Description |  | Life | Tax Life | In Service | Life | Factor | Book Rate
1 | Original CSS 5-Year Program | treat as Reg Asset; 100 basis point Incentive (1%) | 10 | 1 | various
2a | Battery Installation (2 MWs by 2017) | treat as Plant; 100 basis point incentive (1%) | 10 | 7N | 2016/17 | 10 | 0% | 0
2b | Utility Solutions (Solar, Fuel Cells, DG) (2 MWs) | treat as Reg Asset | 10 | 7N | 2016/17 | 10 | 0% | 0
2c | Conservation Voltage Optimization (7 MWs) | treat as Plant | 50 | 20N | 2016/17 | 50 | 0% | 0
3a | 135 MW from Brownsville to Gateway Park SS | treat as Plant | 50 | 20N | various | 50 | -25% | 0.025
3b | 4 MWs from Brownsville No. 1 to Glendale + 2MWs in High Tension Vault (formerly 5 MW) | treat as Plant | 50 | 20N | 2016 | 50 | -25% | 0.025
3c | 6 MW from Brownsville No. 1 to Water St. | treat as Plant | 50 | 20N | 2016 | 50 | -25% | 0.025
3d | 80 MWs from Brownsville to Glendale | treat as Plant | 50 | 20N | 2019 | 50 | -25% | 0.025
4a | Capacitor Installation | treat as Plant | 50 | 20N | 2016 | 50 | -25% | 0.025
4b | Glendale 5th Transformer | treat as Plant | 50 | 20N | 2019 | 50 | -25% | 0.025
4c | NEW Gateway Park SS | treat as Plant | 50 | 20N | various | 50 | -25% | 0.025
4d | NEW Gowanus Expansion | treat as Plant | 50 | 20N | various | 50 | -25% | 0.025
4e | Newtown 4th Transformer | treat as Plant | 50 | 20N | various | 50 | -25% | 0.025
4f | Upgrade 3 Sections plus risers on Feeder 38Q03 (NEW to the 2015 LRP) | treat as Plant | 50 | 20N | various | 50 | -25% | 0.025
4g | Upgrade 2 Sections plus risers on Feeder 38Q04 (NEW to the 2015 LRP) | treat as Plant | 50 | 20N | various | 50 | -25% | 0.025
| Base |  | 1
| SIT | 6.5% | 0.065 | 4.615%
| MTA (25.6% of SIT rate) | 1.664% | 0.0166
0.9184
| FIT | 35% | 0.3214
| Net Retained |  | 0.597
| Tax Amount |  | 0.403
Gross Up Factor (Case 13-E-0030)
| GRT Revenue Taxes | 2.9% | 1.0299
| LPC Revenues | -0.385% | 0.99616
| Uncollectible Factor | 0.82% | 1.0083
| Advertising | 0.08% | 1.0008
| Total Revenue Gross Up | 3.415% | 1.0354
| Property Tax rate for new Plant in Service | 5%
| Annual Escalation Rate | 3.66%
Note on C45: Lee, Betty: per e-mail from Rhys Dela Cruz

## CapEx (2014 Dollars)
Annual Cash Flow of Various BQDMP Scenarios (2014 dollars)
|  |  | Project Component | 2014 | 2015 | 2016 | 2017 | 2018 | 2019 | 2020 | 2021 | 2022 | 2023 | 2024 | 2025 | 2026 | TOTAL | Type of Cost | Cost Type | Amortization / Depreciation Period | Tax Life | In Service | Property Tax | 100 Basis Pt Incentive
Customer Sided Solutions | 2017 | 1 | Original CSS 5-Year Program | [13 empty] | 0 | Incremental Non-Traditional Costs to Achieve Benefits | Reg Asset | 10 | 1 | Each Year | No | Incremental Non-Traditional Costs to Achieve Benefits
| 2026 | 1 | Original CSS 5-Year Program | 0.9 | 15.1 | 11.8 | 83 | 39.2 | [8 empty] | 150
Non-Traditional Utility Sided Solutions | 2017 | 2a | Battery Installation (2 MWs by 2017) | [13 empty] | 0 | Incremental Non-Traditional Costs to Achieve Benefits | Utility Plant | 10 | 7N | Each Year | Yes | Yes
| 2026 | 2a | Battery Installation (2 MWs by 2017) |  |  | 4 | 8 | [9 empty] | 12
| 2017 | 2b | Utility Solutions (9 MWs - 3MWs 2016 and 6MW more 2017) | [13 empty] | 0 | Incremental Non-Traditional Costs to Achieve Benefits | Utility Plant | 10 | 7N | Each Year | Yes | Yes
| 2026 | 2b | Utility Solutions (Solar, Fuel Cells, DG) (2 MWs) |  | 2.3 | 17 | 11.7 | [9 empty] | 31 |  | Reg Asset | 10 | 7N |  | No
| 2026 | 2c | Conservation Voltage Optimization (7 MWs) |  | 0.5 | 4 | 2.5 | [9 empty] | 7 |  | Utility Plant | 50 | 20N |  | Yes
Load Transfers | 2017 | 3a | 135 MW from Brownsville to Gateway Park SS |  | 42 | 70 | 28 | [9 empty] | 140 | Benefit - Delayed Capital Costs | Utility Plant | 50 | 20N | Last Year of Spend | Yes | No
| 2026 | 3a | 135 MW from Brownsville to Gateway Park SS | [10 empty] | 42 | 70 | 28 | 140
| 2017 | 3b | 4 MWs from Brownsville No. 1 to Glendale + 2MWs in High Tension Vault (formerly 5 MW) |  | 2.4 | 0.6 | [10 empty] | 3 | Common Costs in All Scenarios | Utility Plant | 50 | 20N | Last Year of Spend | Yes | No
| 2026 | 3b | 4 MWs from Brownsville No. 1 to Glendale + 2MWs in High Tension Vault (formerly 5 MW) |  | 2.4 | 0.6 | [10 empty] | 3
| 2017 | 3c | 6 MW from Brownsville No. 1 to Water St. |  | 1.8 | 0.6 | [10 empty] | 2.4 | Common Costs in All Scenarios | Utility Plant | 50 | 20N | Last Year of Spend | Yes | No
| 2026 | 3c | 6 MW from Brownsville No. 1 to Water St. |  | 1.8 | 0.6 | [10 empty] | 2.4
| 2017 | 3d | 80 MWs from Brownsville to Glendale | [13 empty] | 0 | Incremental Traditional Costs to Achieve Benefits | Utility Plant | 50 | 20N | Last Year of Spend | Yes | No
| 2026 | 3d | 80 MWs from Brownsville to Glendale |  |  |  | 31.5 | 52.5 | 21 | [7 empty] | 105
Substation / Transmission Investment | 2017 | 4a | Capacitor Installation |  | 1.8 | 1.8 | [10 empty] | 3.6 | Common Costs in All Scenarios | Utility Plant | 50 | 20N | Last Year of Spend | Yes | No
| 2026 | 4a | Capacitor Installation |  | 1.8 | 1.8 | [10 empty] | 3.6
| 2017 | 4b | Glendale 5th Transformer | [13 empty] | 0 | Incremental Traditional Costs to Achieve Benefits | Utility Plant | 50 | 20N | Last Year of Spend | Yes | No
| 2026 | 4b | Glendale 5th Transformer |  |  | 19.5 | 78 | 78 | 19.5 | [7 empty] | 195
| 2017 | 4c | NEW Gateway Park SS |  | 179.1 | 298.5 | 119.4 | [9 empty] | 597 | Benefit - Delayed Capital Costs | Utility Plant | 50 | 20N | Last Year of Spend | Yes | No
| 2026 | 4c | NEW Gateway Park SS | [7 empty] | 10 | 58.7 | 117.4 | 205.45 | 146.75 | 58.7 | 597
| 2017 | 4d | NEW Gowanus Expansion |  | 24.6 | 41 | 16.4 | [9 empty] | 82 | Benefit - Delayed Capital Costs | Utility Plant | 50 | 20N | Last Year of Spend | Yes | No
| 2026 | 4d | NEW Gowanus Expansion | [7 empty] | 8.2 | 16.4 | 28.7 | 20.5 | 8.2 |  | 82
| 2017 | 4e | Newtown 4th Transformer | [13 empty] | 0 | Accelerated Traditional Costs to Achieve Benefits | Utility Plant | 50 | 20N | Last Year of Spend | Yes | No
| 2026 | 4e | Newtown 4th Transformer |  |  | 3.8 | 15.2 | 15.2 | 3.8 | [7 empty] | 38
| 2017 | 4f | Upgrade 3 Sections plus risers on Feeder 38Q03 (NEW to the 2015 LRP) | [13 empty] | 0 | Accelerated Traditional Costs to Achieve Benefits | Utility Plant | 50 | 20N | Last Year of Spend | Yes | No
| 2026 | 4f | Upgrade 3 Sections plus risers on Feeder 38Q03 (NEW to the 2015 LRP) | [13 empty] | 0
| 2017 | 4g | Upgrade 2 Sections plus risers on Feeder 38Q04 (NEW to the 2015 LRP) | [13 empty] | 0 | Accelerated Traditional Costs to Achieve Benefits | Utility Plant | 50 | 20N | Last Year of Spend | Yes | No
| 2026 | 4g | Upgrade 2 Sections plus risers on Feeder 38Q04 (NEW to the 2015 LRP) | [13 empty] | 0
| 2017 | * | TOTAL | 0 | 251.7 | 412.5 | 163.8 | 0 | 0 | 0 | 0 | 0 | 0 | 0 | 0 | 0 | 828
| 2026 | * | TOTAL | 0.9 | 23.9 | 63.1 | 229.9 | 184.9 | 44.3 | 0 | 18.2 | 75.1 | 146.1 | 267.95 | 224.95 | 86.7 | 1366
Note on A9: Lee, Betty: From Lou Cedrone/Yang Shi
Note on A16: Lee, Betty: From Rhys Dela Cruz
Note on A28: Lee, Betty: From Rhys Dela Cruz
Note on D43: Lee, Betty: This project is required to push back the need for the Newtown TR 4 installation till 2022. If we build the station in 2017, then there is no need for the feeder upgrades.
Note on D46: Lee, Betty: This project is required to push back the need for the Newtown TR 4 installation till 2022. If we build the station in 2017, then there is no need for the feeder upgrades.

## CapEx (Escalated)
Annual Cash Flow of Various BQDMP Scenarios (Escalated dollars)
Annual Escalation |  |  | 3.66%
|  |  | Project Component | 2014 | 2015 | 2016 | 2017 | 2018 | 2019 | 2020 | 2021 | 2022 | 2023 | 2024 | 2025 | 2026 | TOTAL | Type of Cost | Cost Type | Amortization / Depreciation Period | Tax Life | In Service | Property Tax | 100 Basis Pt Incentive
|  |  | Year | 0 | 1 | 2 | 3 | 4 | 5 | 6 | 7 | 8 | 9 | 10 | 11 | 12
Customer Sided Solutions | 2017 | 1 | Original CSS 5-Year Program | 0 | 0 | 0 | 0 | 0 | 0 | 0 | 0 | 0 | 0 | 0 | 0 | 0 | 0 | Incremental Non-Traditional Costs to Achieve Benefits | Reg Asset | 5 | 1 | Each Year | No | Incremental Non-Traditional Costs to Achieve Benefits
| 2026 | 1 | Original CSS 5-Year Program | 0.9 | 15.6527 | 12.6796 | 92.451 | 45.2617 | 0 | 0 | 0 | 0 | 0 | 0 | 0 | 0 | 166.9449
Non-Traditional Utility Sided Solutions | 2017 | 2a | Battery Installation (2 MWs by 2017) | 0 | 0 | 0 | 0 | 0 | 0 | 0 | 0 | 0 | 0 | 0 | 0 | 0 | 0 | Incremental Non-Traditional Costs to Achieve Benefits | Utility Plant | 10 | 7N | Each Year | Yes | Yes
| 2026 | 2a | Battery Installation (2 MWs by 2017) | 0 | 0 | 4.2982 | 8.9109 | 0 | 0 | 0 | 0 | 0 | 0 | 0 | 0 | 0 | 13.2091
| 2017 | 2b | Utility Solutions (9 MWs - 3MWs 2016 and 6MW more 2017) | 0 | 0 | 0 | 0 | 0 | 0 | 0 | 0 | 0 | 0 | 0 | 0 | 0 | 0 | Incremental Non-Traditional Costs to Achieve Benefits | Utility Plant | 10 | 7N | Each Year | Yes | Yes
| 2026 | 2b | Utility Solutions (Solar, Fuel Cells, DG) (2 MWs) | 0 | 2.3842 | 18.2672 | 13.0323 | 0 | 0 | 0 | 0 | 0 | 0 | 0 | 0 | 0 | 33.6836
| 2026 | 2c | Conservation Voltage Optimization (7 MWs) | 0 | 0.5183 | 4.2982 | 2.7847 | 0 | 0 | 0 | 0 | 0 | 0 | 0 | 0 | 0 | 7.6011
Load Transfers | 2017 | 3a | 135 MW from Brownsville to Gateway Park SS | 0 | 43.5372 | 75.2178 | 31.1883 | 0 | 0 | 0 | 0 | 0 | 0 | 0 | 0 | 0 | 149.9433 | Benefit - Delayed Capital Costs | Utility Plant | 50 | 20N | Last Year of Spend | Yes | Yes
| 2026 | 3a | 135 MW from Brownsville to Gateway Park SS | 0 | 0 | 0 | 0 | 0 | 0 | 0 | 0 | 0 | 0 | 60.1674 | 103.9492 | 43.1015 | 207.2182
| 2017 | 3b | 4 MWs from Brownsville No. 1 to Glendale + 2MWs in High Tension Vault (formerly 5 MW) | 0 | 2.4878 | 0.64472 | 0 | 0 | 0 | 0 | 0 | 0 | 0 | 0 | 0 | 0 | 3.1326 | Common Costs in All Scenarios | Utility Plant | 50 | 20N | Last Year of Spend | Yes | No
| 2026 | 3b | 4 MWs from Brownsville No. 1 to Glendale + 2MWs in High Tension Vault (formerly 5 MW) | 0 | 2.4878 | 0.64472 | 0 | 0 | 0 | 0 | 0 | 0 | 0 | 0 | 0 | 0 | 3.1326
| 2017 | 3c | 6 MW from Brownsville No. 1 to Water St. | 0 | 1.8659 | 0.64472 | 0 | 0 | 0 | 0 | 0 | 0 | 0 | 0 | 0 | 0 | 2.5106 | Common Costs in All Scenarios | Utility Plant | 50 | 20N | Last Year of Spend | Yes | No
| 2026 | 3c | 6 MW from Brownsville No. 1 to Water St. | 0 | 1.8659 | 0.64472 | 0 | 0 | 0 | 0 | 0 | 0 | 0 | 0 | 0 | 0 | 2.5106
| 2017 | 3d | 80 MWs from Brownsville to Glendale | 0 | 0 | 0 | 0 | 0 | 0 | 0 | 0 | 0 | 0 | 0 | 0 | 0 | 0 | Incremental Traditional Costs to Achieve Benefits | Utility Plant | 50 | 20N | Last Year of Spend | Yes | No
| 2026 | 3d | 80 MWs from Brownsville to Glendale | 0 | 0 | 0 | 35.0868 | 60.6184 | 25.1348 | 0 | 0 | 0 | 0 | 0 | 0 | 0 | 120.84
Substation / Transmission Investment | 2017 | 4a | Capacitor Installation | 0 | 1.8659 | 1.9342 | 0 | 0 | 0 | 0 | 0 | 0 | 0 | 0 | 0 | 0 | 3.8001 | Common Costs in All Scenarios | Utility Plant | 50 | 20N | Last Year of Spend | Yes | No
| 2026 | 4a | Capacitor Installation | 0 | 1.8659 | 1.9342 | 0 | 0 | 0 | 0 | 0 | 0 | 0 | 0 | 0 | 0 | 3.8001
| 2017 | 4b | Glendale 5th Transformer | 0 | 0 | 0 | 0 | 0 | 0 | 0 | 0 | 0 | 0 | 0 | 0 | 0 | 0 | Incremental Traditional Costs to Achieve Benefits | Utility Plant | 50 | 20N | Last Year of Spend | Yes | No
| 2026 | 4b | Glendale 5th Transformer | 0 | 0 | 20.9535 | 86.8817 | 90.0616 | 23.3395 | 0 | 0 | 0 | 0 | 0 | 0 | 0 | 221.2362
| 2017 | 4c | NEW Gateway Park SS | 0 | 185.6551 | 320.7501 | 132.9958 | 0 | 0 | 0 | 0 | 0 | 0 | 0 | 0 | 0 | 639.4009 | Benefit - Delayed Capital Costs | Utility Plant | 50 | 20N | Last Year of Spend | Yes | No
| 2026 | 4c | NEW Gateway Park SS | 0 | 0 | 0 | 0 | 0 | 0 | 0 | 12.8611 | 78.2578 | 162.2441 | 294.3189 | 217.9221 | 90.3592 | 855.9633
| 2017 | 4d | NEW Gowanus Expansion | 0 | 25.5004 | 44.0561 | 18.2674 | 0 | 0 | 0 | 0 | 0 | 0 | 0 | 0 | 0 | 87.8239 | Benefit - Delayed Capital Costs | Utility Plant | 50 | 20N | Last Year of Spend | Yes | No
| 2026 | 4d | NEW Gowanus Expansion | 0 | 0 | 0 | 0 | 0 | 0 | 0 | 10.5461 | 21.8642 | 39.6627 | 29.3674 | 12.1769 | 0 | 113.6174
| 2017 | 4e | Newtown 4th Transformer | 0 | 0 | 0 | 0 | 0 | 0 | 0 | 0 | 0 | 0 | 0 | 0 | 0 | 0 | Accelerated Traditional Costs to Achieve Benefits | Utility Plant | 50 | 20N | Last Year of Spend | Yes | No
| 2026 | 4e | Newtown 4th Transformer | 0 | 0 | 4.0833 | 16.9308 | 17.5505 | 4.5482 | 0 | 0 | 0 | 0 | 0 | 0 | 0 | 43.1127
| 2017 | 4f | Upgrade 3 Sections plus risers on Feeder 38Q03 (NEW to the 2015 LRP) | 0 | 0 | 0 | 0 | 0 | 0 | 0 | 0 | 0 | 0 | 0 | 0 | 0 | 0
| 2026 | 4f | Upgrade 3 Sections plus risers on Feeder 38Q03 (NEW to the 2015 LRP) | 0 | 0 | 0 | 0 | 0 | 0 | 0 | 0 | 0 | 0 | 0 | 0 | 0 | 0
| 2017 | 4g | Upgrade 2 Sections plus risers on Feeder 38Q04 (NEW to the 2015 LRP) | 0 | 0 | 0 | 0 | 0 | 0 | 0 | 0 | 0 | 0 | 0 | 0 | 0 | 0
| 2026 | 4g | Upgrade 2 Sections plus risers on Feeder 38Q04 (NEW to the 2015 LRP) | 0 | 0 | 0 | 0 | 0 | 0 | 0 | 0 | 0 | 0 | 0 | 0 | 0 | 0
| 2017 | * | TOTAL | 0 | 260.9122 | 443.2476 | 182.4515 | 0 | 0 | 0 | 0 | 0 | 0 | 0 | 0 | 0 | 886.6113
| 2026 | * | TOTAL | 0.9 | 24.2564 | 63.5053 | 253.2935 | 213.4921 | 53.0224 | 0 | 23.4072 | 100.122 | 201.9069 | 383.8538 | 334.0483 | 133.4607 | 1785.2686

## 1-2017
Project No. | 1
Project Desc. | Original CSS 5-Year Program
Book Life | 10 | Treat as Regulatory Asset
Tax Life | 1
Salvage Rate | 0%
After-Tax Rate | 59.7%
| 2014 | 2015 | 2016 | 2017 | 2018 | 2019 | 2020 | 2021 | 2022 | 2023 | 2024 | 2025 | 2026
Closing to Plant (Y/N) | N | N | N | N | N | N | N | N | N | N | N | N | N | Total
CWIP
Beginning of Period | 0 | 0 | 0 | 0 | 0 | 0 | 0 | 0 | 0 | 0 | 0 | 0 | 0
Activity
Capex (Actual Expenditures) | 0 | 0 | 0 | 0 | 0 | 0 | 0 | 0 | 0 | 0 | 0 | 0 | 0 | 0
Closings to Plant | 0 | 0 | 0 | 0 | 0 | [8 empty] | 0
End of Period | 0 | 0 | 0 | 0 | 0 | 0 | 0 | 0 | 0 | 0 | 0 | 0 | 0
Average | 0 | 0 | 0 | 0 | 0 | 0 | 0 | 0 | 0 | 0 | 0 | 0 | 0
Plant in Service
Beginning of Period | 0 | 0 | 0 | 0 | 0 | 0 | 0 | 0 | 0 | 0 | 0
Activity | 0 | 0 | 0 | 0 | 0 | 0 | 0 | 0 | 0 | 0 | 0 |  |  | 0
End of Period | 0 | 0 | 0 | 0 | 0 | 0 | 0 | 0 | 0 | 0 | 0
Average | 0 | 0 | 0 | 0 | 0 | 0 | 0 | 0 | 0 | 0 | 0
Tax Depreciation
Beginning of Period | 0 | 0 | 0 | 0 | 0 | 0 | 0 | 0 | 0 | 0 | 0
Federal | 0 | 0 | 0 | 0 | 0 | 0 | 0 | 0 | 0 | 0 | 0 |  |  | 0
State | 0 | 0 | 0 | 0 | 0 | 0 | 0 | 0 | 0 | 0 | 0 |  |  | 0
End of Period | 0 | 0 | 0 | 0 | 0 | 0 | 0 | 0 | 0 | 0 | 0
Average | 0 | 0 | 0 | 0 | 0 | 0 | 0 | 0 | 0 | 0 | 0
Book Depreciation with COR
Beginning of Period | 0 | 0 | 0 | 0 | 0 | 0 | 0 | 0 | 0 | 0 | 0 | 0 | 0
Activity (Monthly Amortization) | 0 | 0 | 0 | 0 | 0 | 0 | 0 | 0 | 0 | 0 | 0 | 0 | 0 | 0
End of Period | 0 | 0 | 0 | 0 | 0 | 0 | 0 | 0 | 0 | 0 | 0 | 0 | 0
Average | 0 | 0 | 0 | 0 | 0 | 0 | 0 | 0 | 0 | 0 | 0 | 0 | 0
Unamortized Balance | 0 | 0 | 0 | 0 | 0 | 0 | 0 | 0 | 0 | 0 | 0 | 0 | 0
Avg Unamortized Balance, Net of Tax (59.7%) | 0 | 0 | 0 | 0 | 0 | 0 | 0 | 0 | 0 | 0 | 0 | 0 | 0 | 0
Federal Deferred Tax Balance, Net of Tax
Beginning of Period | 0 | 0 | 0 | 0 | 0 | 0 | 0 | 0 | 0 | 0 | 0
Activity | 0 | 0 | 0 | 0 | 0 | 0 | 0 | 0 | 0 | 0 | 0 |  |  | 0
End of Period | 0 | 0 | 0 | 0 | 0 | 0 | 0 | 0 | 0 | 0 | 0
Average | 0 | 0 | 0 | 0 | 0 | 0 | 0 | 0 | 0 | 0 | 0
State Deferred Tax Balance
Beginning of Period | 0 | 0 | 0 | 0 | 0 | 0 | 0 | 0 | 0 | 0 | 0
Activity | 0 | 0 | 0 | 0 | 0 | 0 | 0 | 0 | 0 | 0 | 0 |  |  | 0
End of Period | 0 | 0 | 0 | 0 | 0 | 0 | 0 | 0 | 0 | 0 | 0
Average | 0 | 0 | 0 | 0 | 0 | 0 | 0 | 0 | 0 | 0 | 0
Net Rate Base - Average | 0 | 0 | 0 | 0 | 0 | 0 | 0 | 0 | 0 | 0 | 0
EXPENSES
Income Tax - Removal Cost | 0 | 0 | 0 | 0 | 0 | 0 | 0 | 0 | 0 | 0 | 0 | 0 | 0 | 0
Book Depreciation | 0 | 0 | 0 | 0 | 0 | 0 | 0 | 0 | 0 | 0 | 0 | 0 | 0 | 0
Property Taxes | 0 | 0 | 0 | 0 | 0 | 0 | 0 | 0 | 0 | 0 | 0 | 0 | 0 | 0
Total Expenses | 0 | 0 | 0 | 0 | 0 | 0 | 0 | 0 | 0 | 0 | 0 | 0 | 0 | 0
REVENUE REQUIREMENT
Unamortized Balance, Net of Tax (59.7%) | 0 | 0 | 0 | 0 | 0 | 0 | 0 | 0 | 0 | 0 | 0 | 0 | 0 | 0
ROR | 9.98% | 9.98% | 9.7% | 9.7% | 9.7% | 9.7% | 9.7% | 9.7% | 9.7% | 9.7% | 9.7% | 9.7% | 9.7%
Earnings Base | 0 | 0 | 0 | 0 | 0 | 0 | 0 | 0 | 0 | 0 | 0 | 0 | 0
Expenses (Amortization) | 0 | 0 | 0 | 0 | 0 | 0 | 0 | 0 | 0 | 0 | 0 | 0 | 0 | 0
Total Earnings Effect | 0 | 0 | 0 | 0 | 0 | 0 | 0 | 0 | 0 | 0 | 0 | 0 | 0
Gross-Up Factor | 1.0354 | 1.0354 | 1.0354 | 1.0354 | 1.0354 | 1.0354 | 1.0354 | 1.0354 | 1.0354 | 1.0354 | 1.0354 | 1.0354 | 1.0354
Revenue requirement | 0 | 0 | 0 | 0 | 0 | 0 | 0 | 0 | 0 | 0 | 0 | 0 | 0 | 0
Depreciation Calculations
Tax Depreciation - Federal
Cost of new equipment in service basis | 0 | 0 | 0 | 0 | 0 | 0 | 0 | 0 | 0 | 0 | 0
Bonus Depreciation (N/A) | 0 | 0 | 0 | 0 | 0 | 0 | 0 | 0 | 0 | 0 | 0
Regular Depreciation basis (Cumulative) | 0 | 0 | 0 | 0 | 0 | 0 | 0 | 0 | 0 | 0 | 0
RegularDepreciation | 0 | 0 | 0 | 0 | 0 | 0 | 0 | 0 | 0 | 0 | 0
Total Depreciation for year | 0 | 0 | 0 | 0 | 0 | 0 | 0 | 0 | 0 | 0 | 0
Tax Depreciation - State
Cost of new equipment in service basis | 0 | 0 | 0 | 0 | 0 | 0 | 0 | 0 | 0 | 0 | 0
Bonus Depreciation (N/A) | 0 | 0 | 0 | 0 | 0 | 0 | 0 | 0 | 0 | 0 | 0
Regular Depreciation basis (Cumulative) | 0 | 0 | 0 | 0 | 0 | 0 | 0 | 0 | 0 | 0 | 0
RegularDepreciation | 0 | 0 | 0 | 0 | 0 | 0 | 0 | 0 | 0 | 0 | 0
Total Depreciation for year | 0 | 0 | 0 | 0 | 0 | 0 | 0 | 0 | 0 | 0 | 0
Book Depreciation with COR
2014 | 0 | 0 | 0 | 0 | 0 | [8 empty] | 0
2015 |  | 0 | 0 | 0 | 0 | 0 | [7 empty] | 0
2016 |  |  | 0 | 0 | 0 | 0 | 0 | [6 empty] | 0
2017 |  |  |  | 0 | 0 | 0 | 0 | 0 | [5 empty] | 0
2018 |  |  |  |  | 0 | 0 | 0 | 0 | 0 |  |  |  |  | 0
2019 | [5 empty] | 0 | 0 | 0 | 0 | 0 | 0 |  |  | 0
2020 | [6 empty] | 0 | 0 | 0 | 0 | 0 |  |  | 0
2021 | [7 empty] | 0 | 0 | 0 | 0 |  |  | 0
2022 | [8 empty] | 0 | 0 | 0 |  |  | 0
2023 | [9 empty] | 0 | 0 |  |  | 0
2024 | [10 empty] | 0 |  |  | 0
| 0 | 0 | 0 | 0 | 0 | 0 | 0 | 0 | 0 | 0 | 0 |  |  | 0
Book Depreciation- excl. Salvage
2014 | 0 | 0 | 0 | 0 | 0 | 0 | 0 | 0 | 0 | 0 | 0 |  |  | 0
2015 |  | 0 | 0 | 0 | 0 | 0 | 0 | 0 | 0 | 0 | 0 |  |  | 0
2016 |  |  | 0 | 0 | 0 | 0 | 0 | 0 | 0 | 0 | 0 |  |  | 0
2017 |  |  |  | 0 | 0 | 0 | 0 | 0 | 0 | 0 | 0 |  |  | 0
2018 |  |  |  |  | 0 | 0 | 0 | 0 | 0 | 0 | 0 |  |  | 0
2019 | [5 empty] | 0 | 0 | 0 | 0 | 0 | 0 |  |  | 0
2020 | [6 empty] | 0 | 0 | 0 | 0 | 0 |  |  | 0
2021 | [7 empty] | 0 | 0 | 0 | 0 |  |  | 0
2022 | [8 empty] | 0 | 0 | 0 |  |  | 0
2023 | [9 empty] | 0 | 0 |  |  | 0
2024 | [10 empty] | 0 |  |  | 0
| 0 | 0 | 0 | 0 | 0 | 0 | 0 | 0 | 0 | 0 | 0 |  |  | 0

## 1-2026
Project No. | 1
Project Desc. | Original CSS 5-Year Program
Book Life | 10 | Treat as Regulatory Asset
Tax Life | 1
Salvage Rate | 0%
After-Tax Rate | 59.7%
| 2014 | 2015 | 2016 | 2017 | 2018 | 2019 | 2020 | 2021 | 2022 | 2023 | 2024 | 2025 | 2026 | 2027
Closing to Plant (Y/N) | N | N | N | N | N | N | N | N | N | N | N | N | N | N | Total
CWIP
Beginning of Period | 0 | 0 | 0 | 0 | 0 | 0 | 0 | 0 | 0 | 0 | 0 | 0 | 0
Activity
Capex (Actual Expenditures) | 0.9 | 15.6527 | 12.6796 | 92.451 | 45.2617 | 0 | 0 | 0 | 0 | 0 | 0 | 0 | 0 |  | 166.9449
Closings to Plant | -0.9 | -15.6527 | -12.6796 | -92.451 | -45.2617 | [9 empty] | -166.9449
End of Period | 0 | 0 | 0 | 0 | 0 | 0 | 0 | 0 | 0 | 0 | 0 | 0 | 0
Average | 0 | 0 | 0 | 0 | 0 | 0 | 0 | 0 | 0 | 0 | 0 | 0 | 0
Plant in Service
Beginning of Period | 0 | 0.9 | 16.5527 | 29.2322 | 121.6832 | 166.9449 | 166.9449 | 166.9449 | 166.9449 | 166.9449 | 166.9449
Activity | 0.9 | 15.6527 | 12.6796 | 92.451 | 45.2617 | 0 | 0 | 0 | 0 | 0 | 0 |  |  |  | 166.9449
End of Period | 0.9 | 16.5527 | 29.2322 | 121.6832 | 166.9449 | 166.9449 | 166.9449 | 166.9449 | 166.9449 | 166.9449 | 166.9449
Average | 0.45 | 8.7263 | 22.8924 | 75.4577 | 144.3141 | 166.9449 | 166.9449 | 166.9449 | 166.9449 | 166.9449 | 166.9449
Tax Depreciation
Beginning of Period | 0 | 0 | 0 | 0 | 0 | 3.3946 | 9.9295 | 15.9738 | 21.5654 | 26.737 | 31.5212
Federal | 0 | 0 | 0 | 0 | 1.6973 | 3.2674 | 3.0221 | 2.7958 | 2.5858 | 2.3921 | 2.2124 |  |  |  | 17.973
State | 0 | 0 | 0 | 0 | 1.6973 | 3.2674 | 3.0221 | 2.7958 | 2.5858 | 2.3921 | 2.2124 |  |  |  | 17.973
End of Period | 0 | 0 | 0 | 0 | 3.3946 | 9.9295 | 15.9738 | 21.5654 | 26.737 | 31.5212 | 35.9459
Average | 0 | 0 | 0 | 0 | 1.6973 | 6.6621 | 12.9516 | 18.7696 | 24.1512 | 29.1291 | 33.7335
Book Depreciation with COR
Beginning of Period | 0 | 0.09 | 1.7453 | 4.6685 | 16.8368 | 33.5313 | 50.2258 | 66.9203 | 83.6148 | 100.3093 | 117.0038 | 133.6083 | 148.6475 | 162.4188
Activity (Monthly Amortization) | 0.09 | 1.6553 | 2.9232 | 12.1683 | 16.6945 | 16.6945 | 16.6945 | 16.6945 | 16.6945 | 16.6945 | 16.6045 | 15.0392 | 13.7713 | 4.5262 | 166.9449
End of Period | 0.09 | 1.7453 | 4.6685 | 16.8368 | 33.5313 | 50.2258 | 66.9203 | 83.6148 | 100.3093 | 117.0038 | 133.6083 | 148.6475 | 162.4188 | 166.9449
Average | 0.045 | 0.91763 | 3.2069 | 10.7527 | 25.1841 | 41.8786 | 58.5731 | 75.2675 | 91.962 | 108.6565 | 125.306 | 141.1279 | 155.5331 | 164.6819
Unamortized Balance | 0.81 | 14.8074 | 24.5637 | 104.8464 | 133.4136 | 116.7191 | 100.0247 | 83.3302 | 66.6357 | 49.9412 | 33.3367 | 18.2974 | 4.5262 | 0
Avg Unamortized Balance, Net of Tax (59.7%) | 0.24179 | 4.6618 | 11.7523 | 38.6289 | 71.1206 | 74.6646 | 64.698 | 54.7314 | 44.7648 | 34.7982 | 24.8584 | 15.4128 | 6.8128 | 1.3511 | 448.4976
Federal Deferred Tax Balance, Net of Tax
Beginning of Period | 0 | -0.0315 | -0.61084 | -1.634 | -5.8929 | -11.1419 | -15.8414 | -20.6267 | -25.4912 | -30.4293 | -35.4351
Activity | -0.0315 | -0.57934 | -1.0231 | -4.2589 | -5.249 | -4.6995 | -4.7853 | -4.8645 | -4.938 | -5.0058 | -5.0687 |  |  |  | -40.5039
End of Period | -0.0315 | -0.61084 | -1.634 | -5.8929 | -11.1419 | -15.8414 | -20.6267 | -25.4912 | -30.4293 | -35.4351 | -40.5039
Average | -0.01575 | -0.32117 | -1.1224 | -3.7634 | -8.5174 | -13.4916 | -18.234 | -23.059 | -27.9603 | -32.9322 | -37.9695
State Deferred Tax Balance
Beginning of Period | 0 | -0.00585 | -0.11344 | -0.30345 | -1.0944 | -2.0692 | -2.942 | -3.8307 | -4.7341 | -5.6512 | -6.5808
Activity | -0.00585 | -0.10759 | -0.19001 | -0.79094 | -0.97482 | -0.87276 | -0.8887 | -0.90341 | -0.91707 | -0.92966 | -0.94134 |  |  |  | -7.5221
End of Period | -0.00585 | -0.11344 | -0.30345 | -1.0944 | -2.0692 | -2.942 | -3.8307 | -4.7341 | -5.6512 | -6.5808 | -7.5221
Average | -0.002925 | -0.059646 | -0.20845 | -0.69892 | -1.5818 | -2.5056 | -3.3863 | -4.2824 | -5.1926 | -6.116 | -7.0515
Net Rate Base - Average | 0.42368 | 8.1895 | 21.0164 | 69.1674 | 129.2292 | 141.0636 | 129.9922 | 119.0187 | 108.1358 | 97.3366 | 86.6599
EXPENSES
Income Tax - Removal Cost | 0 | 0 | 0 | 0 | 0 | 0 | 0 | 0 | 0 | 0 | 0 | 0 | 0 | 0 | 0
Book Depreciation | 0.09 | 1.6553 | 2.9232 | 12.1683 | 16.6945 | 16.6945 | 16.6945 | 16.6945 | 16.6945 | 16.6945 | 16.6045 | 15.0392 | 13.7713 | 4.5262 | 133.6083
Property Taxes | 0 | 0 | 0 | 0 | 0 | 0 | 0 | 0 | 0 | 0 | 0 | 0 | 0 | 0 | 0
Total Expenses | 0.09 | 1.6553 | 2.9232 | 12.1683 | 16.6945 | 16.6945 | 16.6945 | 16.6945 | 16.6945 | 16.6945 | 16.6045 | 15.0392 | 13.7713 | 4.5262 | 133.6083
REVENUE REQUIREMENT
Unamortized Balance, Net of Tax (59.7%) | 0.24179 | 4.6618 | 11.7523 | 38.6289 | 71.1206 | 74.6646 | 64.698 | 54.7314 | 44.7648 | 34.7982 | 24.8584 | 15.4128 | 6.8128 | 1.3511 | 424.9209
ROR | 9.98% | 9.98% | 9.7% | 9.7% | 9.7% | 9.7% | 9.7% | 9.7% | 9.7% | 9.7% | 9.7% | 9.7% | 9.7% | 9.7%
Earnings Base | 0.02413 | 0.46525 | 1.14 | 3.747 | 6.8987 | 7.2425 | 6.2757 | 5.3089 | 4.3422 | 3.3754 | 2.4113 | 1.495 | 0.66085 | 0.13105
Expenses (Amortization) | 0.09 | 1.6553 | 2.9232 | 12.1683 | 16.6945 | 16.6945 | 16.6945 | 16.6945 | 16.6945 | 16.6945 | 16.6045 | 15.0392 | 13.7713 | 4.5262 | 133.6083
Total Earnings Effect | 0.11413 | 2.1205 | 4.0632 | 15.9153 | 23.5932 | 23.937 | 22.9702 | 22.0034 | 21.0367 | 20.0699 | 19.0158 | 16.5343 | 14.4321 | 4.6572
Gross-Up Factor | 1.0354 | 1.0354 | 1.0354 | 1.0354 | 1.0354 | 1.0354 | 1.0354 | 1.0354 | 1.0354 | 1.0354 | 1.0354 | 1.0354 | 1.0354 | 1.0354
Revenue requirement | 0.11817 | 2.1955 | 4.2069 | 16.4781 | 24.4274 | 24.7833 | 23.7824 | 22.7814 | 21.7805 | 20.7795 | 19.6881 | 17.1189 | 14.9424 | 4.8219 | 217.9044
Depreciation Calculations
Tax Depreciation - Federal
Cost of new equipment in service basis | 0.9 | 15.6527 | 12.6796 | 92.451 | 45.2617 | 0 | 0 | 0 | 0 | 0 | 0
Bonus Depreciation (N/A) | 0 | 0 | 0 | 0 | 0 | 0 | 0 | 0 | 0 | 0 | 0
Regular Depreciation basis (Cumulative) | 0.9 | 16.5527 | 29.2322 | 121.6832 | 166.9449 | 166.9449 | 166.9449 | 166.9449 | 166.9449 | 166.9449 | 166.9449
RegularDepreciation | 0 | 0 | 0 | 0 | 1.6973 | 3.2674 | 3.0221 | 2.7958 | 2.5858 | 2.3921 | 2.2124
Total Depreciation for year | 0 | 0 | 0 | 0 | 1.6973 | 3.2674 | 3.0221 | 2.7958 | 2.5858 | 2.3921 | 2.2124
Tax Depreciation - State
Cost of new equipment in service basis | 0.9 | 15.6527 | 12.6796 | 92.451 | 45.2617 | 0 | 0 | 0 | 0 | 0 | 0
Bonus Depreciation (N/A) | 0 | 0 | 0 | 0 | 0 | 0 | 0 | 0 | 0 | 0 | 0
Regular Depreciation basis (Cumulative) | 0.9 | 16.5527 | 29.2322 | 121.6832 | 166.9449 | 166.9449 | 166.9449 | 166.9449 | 166.9449 | 166.9449 | 166.9449
RegularDepreciation | 0 | 0 | 0 | 0 | 1.6973 | 3.2674 | 3.0221 | 2.7958 | 2.5858 | 2.3921 | 2.2124
Total Depreciation for year | 0 | 0 | 0 | 0 | 1.6973 | 3.2674 | 3.0221 | 2.7958 | 2.5858 | 2.3921 | 2.2124
Book Depreciation with COR
2014 | 0.09 | 0.09 | 0.09 | 0.09 | 0.09 | 0.09 | 0.09 | 0.09 | 0.09 | 0.09 |  |  |  |  | 0.9
2015 |  | 1.5653 | 1.5653 | 1.5653 | 1.5653 | 1.5653 | 1.5653 | 1.5653 | 1.5653 | 1.5653 | 1.5653 |  |  |  | 15.6527
2016 |  |  | 1.268 | 1.268 | 1.268 | 1.268 | 1.268 | 1.268 | 1.268 | 1.268 | 1.268 | 1.268 |  |  | 12.6796
2017 |  |  |  | 9.2451 | 9.2451 | 9.2451 | 9.2451 | 9.2451 | 9.2451 | 9.2451 | 9.2451 | 9.2451 | 9.2451 |  | 92.451
2018 |  |  |  |  | 4.5262 | 4.5262 | 4.5262 | 4.5262 | 4.5262 | 4.5262 | 4.5262 | 4.5262 | 4.5262 | 4.5262 | 45.2617
2019 | [5 empty] | 0 | 0 | 0 | 0 | 0 | 0 |  |  |  | 0
2020 | [6 empty] | 0 | 0 | 0 | 0 | 0 |  |  |  | 0
2021 | [7 empty] | 0 | 0 | 0 | 0 |  |  |  | 0
2022 | [8 empty] | 0 | 0 | 0 |  |  |  | 0
2023 | [9 empty] | 0 | 0 |  |  |  | 0
2024 | [10 empty] | 0 |  |  |  | 0
| 0.09 | 1.6553 | 2.9232 | 12.1683 | 16.6945 | 16.6945 | 16.6945 | 16.6945 | 16.6945 | 16.6945 | 16.6045 | 15.0392 | 13.7713 | 4.5262 | 166.9449
Book Depreciation- excl. Salvage
2014 | 0.09 | 0.09 | 0.09 | 0.09 | 0.09 | 0.09 | 0.09 | 0.09 | 0.09 | 0.09 | 0.09 |  |  |  | 0.99
2015 |  | 1.5653 | 1.5653 | 1.5653 | 1.5653 | 1.5653 | 1.5653 | 1.5653 | 1.5653 | 1.5653 | 1.5653 |  |  |  | 15.6527
2016 |  |  | 1.268 | 1.268 | 1.268 | 1.268 | 1.268 | 1.268 | 1.268 | 1.268 | 1.268 |  |  |  | 11.4116
2017 |  |  |  | 9.2451 | 9.2451 | 9.2451 | 9.2451 | 9.2451 | 9.2451 | 9.2451 | 9.2451 |  |  |  | 73.9608
2018 |  |  |  |  | 4.5262 | 4.5262 | 4.5262 | 4.5262 | 4.5262 | 4.5262 | 4.5262 |  |  |  | 31.6832
2019 | [5 empty] | 0 | 0 | 0 | 0 | 0 | 0 |  |  |  | 0
2020 | [6 empty] | 0 | 0 | 0 | 0 | 0 |  |  |  | 0
2021 | [7 empty] | 0 | 0 | 0 | 0 |  |  |  | 0
2022 | [8 empty] | 0 | 0 | 0 |  |  |  | 0
2023 | [9 empty] | 0 | 0 |  |  |  | 0
2024 | [10 empty] | 0 |  |  |  | 0
| 0.09 | 1.6553 | 2.9232 | 12.1683 | 16.6945 | 16.6945 | 16.6945 | 16.6945 | 16.6945 | 16.6945 | 16.6945 |  |  |  | 133.6983

## 1 (w 100pt incentive)
Project No. | 1
Project Desc. | Original CSS 5-Year Program
Book Life | 10 | Treat as Regulatory Asset
Tax Life | 1
Salvage Rate | 0%
After-Tax Rate | 59.7%
| 2014 | 2015 | 2016 | 2017 | 2018 | 2019 | 2020 | 2021 | 2022 | 2023 | 2024 | 2025 | 2026 | 2027
Closing to Plant (Y/N) | N | N | N | N | N | N | N | N | N | N | N | N | N | N | Total
CWIP
Beginning of Period | 0 | 0 | 0 | 0 | 0 | 0 | 0 | 0 | 0 | 0 | 0 | 0 | 0
Activity
Capex (Actual Expenditures) | 0.9 | 15.6527 | 12.6796 | 92.451 | 45.2617 | 0 | 0 | 0 | 0 | 0 | 0 | 0 | 0 |  | 166.9449
Closings to Plant | -0.9 | -15.6527 | -12.6796 | -92.451 | -45.2617 | [9 empty] | -166.9449
End of Period | 0 | 0 | 0 | 0 | 0 | 0 | 0 | 0 | 0 | 0 | 0 | 0 | 0
Average | 0 | 0 | 0 | 0 | 0 | 0 | 0 | 0 | 0 | 0 | 0 | 0 | 0
Plant in Service
Beginning of Period | 0 | 0.9 | 16.5527 | 29.2322 | 121.6832 | 166.9449 | 166.9449 | 166.9449 | 166.9449 | 166.9449 | 166.9449
Activity | 0.9 | 15.6527 | 12.6796 | 92.451 | 45.2617 | 0 | 0 | 0 | 0 | 0 | 0 |  |  |  | 166.9449
End of Period | 0.9 | 16.5527 | 29.2322 | 121.6832 | 166.9449 | 166.9449 | 166.9449 | 166.9449 | 166.9449 | 166.9449 | 166.9449
Average | 0.45 | 8.7263 | 22.8924 | 75.4577 | 144.3141 | 166.9449 | 166.9449 | 166.9449 | 166.9449 | 166.9449 | 166.9449
Tax Depreciation
Beginning of Period | 0 | 0 | 0 | 0 | 0 | 3.3946 | 9.9295 | 15.9738 | 21.5654 | 26.737 | 31.5212
Federal | 0 | 0 | 0 | 0 | 1.6973 | 3.2674 | 3.0221 | 2.7958 | 2.5858 | 2.3921 | 2.2124 |  |  |  | 17.973
State | 0 | 0 | 0 | 0 | 1.6973 | 3.2674 | 3.0221 | 2.7958 | 2.5858 | 2.3921 | 2.2124 |  |  |  | 17.973
End of Period | 0 | 0 | 0 | 0 | 3.3946 | 9.9295 | 15.9738 | 21.5654 | 26.737 | 31.5212 | 35.9459
Average | 0 | 0 | 0 | 0 | 1.6973 | 6.6621 | 12.9516 | 18.7696 | 24.1512 | 29.1291 | 33.7335
Book Depreciation with COR
Beginning of Period | 0 | 0.09 | 1.7453 | 4.6685 | 16.8368 | 33.5313 | 50.2258 | 66.9203 | 83.6148 | 100.3093 | 117.0038 | 133.6083 | 148.6475 | 162.4188
Activity (Monthly Amortization) | 0.09 | 1.6553 | 2.9232 | 12.1683 | 16.6945 | 16.6945 | 16.6945 | 16.6945 | 16.6945 | 16.6945 | 16.6045 | 15.0392 | 13.7713 | 4.5262 | 166.9449
End of Period | 0.09 | 1.7453 | 4.6685 | 16.8368 | 33.5313 | 50.2258 | 66.9203 | 83.6148 | 100.3093 | 117.0038 | 133.6083 | 148.6475 | 162.4188 | 166.9449
Average | 0.045 | 0.91763 | 3.2069 | 10.7527 | 25.1841 | 41.8786 | 58.5731 | 75.2675 | 91.962 | 108.6565 | 125.306 | 141.1279 | 155.5331 | 164.6819
Unamortized Balance | 0.81 | 14.8074 | 24.5637 | 104.8464 | 133.4136 | 116.7191 | 100.0247 | 83.3302 | 66.6357 | 49.9412 | 33.3367 | 18.2974 | 4.5262 | 0
Avg Unamortized Balance, Net of Tax (59.7%) | 0.24179 | 4.6618 | 11.7523 | 38.6289 | 71.1206 | 74.6646 | 64.698 | 54.7314 | 44.7648 | 34.7982 | 24.8584 | 15.4128 | 6.8128 | 1.3511 | 448.4976
Federal Deferred Tax Balance, Net of Tax
Beginning of Period | 0 | -0.0315 | -0.61084 | -1.634 | -5.8929 | -11.1419 | -15.8414 | -20.6267 | -25.4912 | -30.4293 | -35.4351
Activity | -0.0315 | -0.57934 | -1.0231 | -4.2589 | -5.249 | -4.6995 | -4.7853 | -4.8645 | -4.938 | -5.0058 | -5.0687 |  |  |  | -40.5039
End of Period | -0.0315 | -0.61084 | -1.634 | -5.8929 | -11.1419 | -15.8414 | -20.6267 | -25.4912 | -30.4293 | -35.4351 | -40.5039
Average | -0.01575 | -0.32117 | -1.1224 | -3.7634 | -8.5174 | -13.4916 | -18.234 | -23.059 | -27.9603 | -32.9322 | -37.9695
State Deferred Tax Balance
Beginning of Period | 0 | -0.00585 | -0.11344 | -0.30345 | -1.0944 | -2.0692 | -2.942 | -3.8307 | -4.7341 | -5.6512 | -6.5808
Activity | -0.00585 | -0.10759 | -0.19001 | -0.79094 | -0.97482 | -0.87276 | -0.8887 | -0.90341 | -0.91707 | -0.92966 | -0.94134 |  |  |  | -7.5221
End of Period | -0.00585 | -0.11344 | -0.30345 | -1.0944 | -2.0692 | -2.942 | -3.8307 | -4.7341 | -5.6512 | -6.5808 | -7.5221
Average | -0.002925 | -0.059646 | -0.20845 | -0.69892 | -1.5818 | -2.5056 | -3.3863 | -4.2824 | -5.1926 | -6.116 | -7.0515
Net Rate Base - Average | 0.42368 | 8.1895 | 21.0164 | 69.1674 | 129.2292 | 141.0636 | 129.9922 | 119.0187 | 108.1358 | 97.3366 | 86.6599
EXPENSES
Income Tax - Removal Cost | 0 | 0 | 0 | 0 | 0 | 0 | 0 | 0 | 0 | 0 | 0 | 0 | 0 | 0 | 0
Book Depreciation | 0.09 | 1.6553 | 2.9232 | 12.1683 | 16.6945 | 16.6945 | 16.6945 | 16.6945 | 16.6945 | 16.6945 | 16.6045 | 15.0392 | 13.7713 | 4.5262 | 133.6083
Property Taxes | 0 | 0 | 0 | 0 | 0 | 0 | 0 | 0 | 0 | 0 | 0 | 0 | 0 | 0 | 0
Total Expenses | 0.09 | 1.6553 | 2.9232 | 12.1683 | 16.6945 | 16.6945 | 16.6945 | 16.6945 | 16.6945 | 16.6945 | 16.6045 | 15.0392 | 13.7713 | 4.5262 | 133.6083
REVENUE REQUIREMENT
Unamortized Balance, Net of Tax (59.7%) | 0.24179 | 4.6618 | 11.7523 | 38.6289 | 71.1206 | 74.6646 | 64.698 | 54.7314 | 44.7648 | 34.7982 | 24.8584 | 15.4128 | 6.8128 | 1.3511 | 448.4976
ROR + 100 basis point Incentive on ROE | 10.77% | 10.77% | 10.61% | 10.61% | 10.61% | 10.61% | 10.61% | 10.61% | 10.61% | 10.61% | 10.61% | 10.61% | 10.61% | 10.61%
Earnings Base | 0.02604 | 0.50208 | 1.2469 | 4.0985 | 7.5459 | 7.9219 | 6.8645 | 5.807 | 4.7495 | 3.6921 | 2.6375 | 1.6353 | 0.72284 | 0.14335
Expenses (Amortization) | 0.09 | 1.6553 | 2.9232 | 12.1683 | 16.6945 | 16.6945 | 16.6945 | 16.6945 | 16.6945 | 16.6945 | 16.6045 | 15.0392 | 13.7713 | 4.5262 | 166.9449
Total Earnings Effect | 0.11604 | 2.1573 | 4.1701 | 16.2669 | 24.2404 | 24.6164 | 23.559 | 22.5015 | 21.444 | 20.3866 | 19.242 | 16.6745 | 14.4941 | 4.6695
Gross-Up Factor | 1.0354 | 1.0354 | 1.0354 | 1.0354 | 1.0354 | 1.0354 | 1.0354 | 1.0354 | 1.0354 | 1.0354 | 1.0354 | 1.0354 | 1.0354 | 1.0354
Revenue requirement | 0.12014 | 2.2336 | 4.3176 | 16.842 | 25.0975 | 25.4868 | 24.3919 | 23.2971 | 22.2022 | 21.1074 | 19.9223 | 17.2641 | 15.0066 | 4.8346 | 222.1239
Depreciation Calculations
Tax Depreciation - Federal
Cost of new equipment in service basis | 0.9 | 15.6527 | 12.6796 | 92.451 | 45.2617 | 0 | 0 | 0 | 0 | 0 | 0
Bonus Depreciation (N/A) | 0 | 0 | 0 | 0 | 0 | 0 | 0 | 0 | 0 | 0 | 0
Regular Depreciation basis (Cumulative) | 0.9 | 16.5527 | 29.2322 | 121.6832 | 166.9449 | 166.9449 | 166.9449 | 166.9449 | 166.9449 | 166.9449 | 166.9449
RegularDepreciation | 0 | 0 | 0 | 0 | 1.6973 | 3.2674 | 3.0221 | 2.7958 | 2.5858 | 2.3921 | 2.2124
Total Depreciation for year | 0 | 0 | 0 | 0 | 1.6973 | 3.2674 | 3.0221 | 2.7958 | 2.5858 | 2.3921 | 2.2124
Tax Depreciation - State
Cost of new equipment in service basis | 0.9 | 15.6527 | 12.6796 | 92.451 | 45.2617 | 0 | 0 | 0 | 0 | 0 | 0
Bonus Depreciation (N/A) | 0 | 0 | 0 | 0 | 0 | 0 | 0 | 0 | 0 | 0 | 0
Regular Depreciation basis (Cumulative) | 0.9 | 16.5527 | 29.2322 | 121.6832 | 166.9449 | 166.9449 | 166.9449 | 166.9449 | 166.9449 | 166.9449 | 166.9449
RegularDepreciation | 0 | 0 | 0 | 0 | 1.6973 | 3.2674 | 3.0221 | 2.7958 | 2.5858 | 2.3921 | 2.2124
Total Depreciation for year | 0 | 0 | 0 | 0 | 1.6973 | 3.2674 | 3.0221 | 2.7958 | 2.5858 | 2.3921 | 2.2124
Book Depreciation with COR
2014 | 0.09 | 0.09 | 0.09 | 0.09 | 0.09 | 0.09 | 0.09 | 0.09 | 0.09 | 0.09 |  |  |  |  | 0.9
2015 |  | 1.5653 | 1.5653 | 1.5653 | 1.5653 | 1.5653 | 1.5653 | 1.5653 | 1.5653 | 1.5653 | 1.5653 |  |  |  | 15.6527
2016 |  |  | 1.268 | 1.268 | 1.268 | 1.268 | 1.268 | 1.268 | 1.268 | 1.268 | 1.268 | 1.268 |  |  | 12.6796
2017 |  |  |  | 9.2451 | 9.2451 | 9.2451 | 9.2451 | 9.2451 | 9.2451 | 9.2451 | 9.2451 | 9.2451 | 9.2451 |  | 92.451
2018 |  |  |  |  | 4.5262 | 4.5262 | 4.5262 | 4.5262 | 4.5262 | 4.5262 | 4.5262 | 4.5262 | 4.5262 | 4.5262 | 45.2617
2019 | [5 empty] | 0 | 0 | 0 | 0 | 0 | 0 |  |  |  | 0
2020 | [6 empty] | 0 | 0 | 0 | 0 | 0 |  |  |  | 0
2021 | [7 empty] | 0 | 0 | 0 | 0 |  |  |  | 0
2022 | [8 empty] | 0 | 0 | 0 |  |  |  | 0
2023 | [9 empty] | 0 | 0 |  |  |  | 0
2024 | [10 empty] | 0 |  |  |  | 0
| 0.09 | 1.6553 | 2.9232 | 12.1683 | 16.6945 | 16.6945 | 16.6945 | 16.6945 | 16.6945 | 16.6945 | 16.6045 | 15.0392 | 13.7713 | 4.5262 | 166.9449
Book Depreciation- excl. Salvage
2014 | 0.09 | 0.09 | 0.09 | 0.09 | 0.09 | 0.09 | 0.09 | 0.09 | 0.09 | 0.09 | 0.09 |  |  |  | 0.99
2015 |  | 1.5653 | 1.5653 | 1.5653 | 1.5653 | 1.5653 | 1.5653 | 1.5653 | 1.5653 | 1.5653 | 1.5653 |  |  |  | 15.6527
2016 |  |  | 1.268 | 1.268 | 1.268 | 1.268 | 1.268 | 1.268 | 1.268 | 1.268 | 1.268 |  |  |  | 11.4116
2017 |  |  |  | 9.2451 | 9.2451 | 9.2451 | 9.2451 | 9.2451 | 9.2451 | 9.2451 | 9.2451 |  |  |  | 73.9608
2018 |  |  |  |  | 4.5262 | 4.5262 | 4.5262 | 4.5262 | 4.5262 | 4.5262 | 4.5262 |  |  |  | 31.6832
2019 | [5 empty] | 0 | 0 | 0 | 0 | 0 | 0 |  |  |  | 0
2020 | [6 empty] | 0 | 0 | 0 | 0 | 0 |  |  |  | 0
2021 | [7 empty] | 0 | 0 | 0 | 0 |  |  |  | 0
2022 | [8 empty] | 0 | 0 | 0 |  |  |  | 0
2023 | [9 empty] | 0 | 0 |  |  |  | 0
2024 | [10 empty] | 0 |  |  |  | 0
| 0.09 | 1.6553 | 2.9232 | 12.1683 | 16.6945 | 16.6945 | 16.6945 | 16.6945 | 16.6945 | 16.6945 | 16.6945 |  |  |  | 133.6983

## 2a-2017
Project No. | 2a
Project Desc. | Battery Installation (2 MWs by 2017)
Book Life | 10
Tax Life | 7N
Salvage Rate | 0%
| 2014 | 2015 | 2016 | 2017 | 2018 | 2019 | 2020 | 2021 | 2022 | 2023 | 2024 | 2025 | 2026 | 2027 | 2028 | 2029 | 2030 | 2031 | 2032 | 2033 | 2034 | 2035 | 2036 | 2037 | 2038 | 2039 | 2040 | 2041 | 2042 | 2043 | 2044 | 2045 | 2046 | 2047 | 2048 | 2049 | 2050 | 2051 | 2052 | 2053 | 2054 | 2055 | 2056 | 2057 | 2058 | 2059 | 2060 | 2061 | 2062 | 2063 | 2064 | 2065 | 2066 | 2067 | 2068 | 2069 | 2070 | 2071 | 2072 | 2073 | 2074 | 2075 | 2076
Closing to Plant (Y/N) | N | N | N | N | N | N | N | N | N | N | N | N | N | N | N | N | N | N | N | N | N | N | N | N | N | N | N | N | N | N | N | N | N | N | N | N | N | N | N | N | N | N | N | N | N | N | N | N | N | N | N | N | N | N | N | N | N | N | N | N | N | N | N | Total
CWIP
Beginning of Period | 0 | 0 | 0 | 0 | 0 | 0 | 0 | 0 | 0 | 0 | 0 | 0 | 0 | 0 | 0 | 0 | 0 | 0 | 0 | 0 | 0 | 0 | 0 | 0 | 0 | 0 | 0 | 0 | 0 | 0 | 0 | 0 | 0 | 0 | 0 | 0 | 0 | 0 | 0 | 0 | 0 | 0 | 0 | 0 | 0 | 0 | 0 | 0 | 0 | 0 | 0 | 0 | 0 | 0 | 0 | 0 | 0 | 0 | 0 | 0 | 0 | 0 | 0
Activity
Capex | 0 | 0 | 0 | 0 | 0 | 0 | 0 | 0 | 0 | 0 | 0 | 0 | 0 | [50 empty] | 0
Closings to Plant | [63 empty] | 0
End of Period | 0 | 0 | 0 | 0 | 0 | 0 | 0 | 0 | 0 | 0 | 0 | 0 | 0 | 0 | 0 | 0 | 0 | 0 | 0 | 0 | 0 | 0 | 0 | 0 | 0 | 0 | 0 | 0 | 0 | 0 | 0 | 0 | 0 | 0 | 0 | 0 | 0 | 0 | 0 | 0 | 0 | 0 | 0 | 0 | 0 | 0 | 0 | 0 | 0 | 0 | 0 | 0 | 0 | 0 | 0 | 0 | 0 | 0 | 0 | 0 | 0 | 0 | 0
Average | 0 | 0 | 0 | 0 | 0 | 0 | 0 | 0 | 0 | 0 | 0 | 0 | 0 | 0 | 0 | 0 | 0 | 0 | 0 | 0 | 0 | 0 | 0 | 0 | 0 | 0 | 0 | 0 | 0 | 0 | 0 | 0 | 0 | 0 | 0 | 0 | 0 | 0 | 0 | 0 | 0 | 0 | 0 | 0 | 0 | 0 | 0 | 0 | 0 | 0 | 0 | 0 | 0 | 0 | 0 | 0 | 0 | 0 | 0 | 0 | 0 | 0 | 0
Plant in Service
Beginning of Period | 0 | 0 | 0 | 0 | 0 | 0 | 0 | 0 | 0 | 0 | 0 | 0 | 0 | 0 | 0 | 0 | 0 | 0 | 0 | 0 | 0 | 0 | 0 | 0 | 0 | 0 | 0 | 0 | 0 | 0 | 0 | 0 | 0 | 0 | 0 | 0 | 0 | 0 | 0 | 0 | 0 | 0 | 0 | 0 | 0 | 0 | 0 | 0 | 0 | 0 | 0 | 0 | 0 | 0 | 0 | 0 | 0 | 0 | 0 | 0 | 0 | 0 | 0
Activity | 0 | 0 | 0 | 0 | 0 | 0 | 0 | 0 | 0 | 0 | 0 | 0 | 0 | 0 | 0 | 0 | 0 | 0 | 0 | 0 | 0 | 0 | 0 | 0 | 0 | 0 | 0 | 0 | 0 | 0 | 0 | 0 | 0 | 0 | 0 | 0 | 0 | 0 | 0 | 0 | 0 | 0 | 0 | 0 | 0 | 0 | 0 | 0 | 0 | 0 | 0 | 0 |  |  | 0 | [6 empty] | 0 |  | 0
End of Period | 0 | 0 | 0 | 0 | 0 | 0 | 0 | 0 | 0 | 0 | 0 | 0 | 0 | 0 | 0 | 0 | 0 | 0 | 0 | 0 | 0 | 0 | 0 | 0 | 0 | 0 | 0 | 0 | 0 | 0 | 0 | 0 | 0 | 0 | 0 | 0 | 0 | 0 | 0 | 0 | 0 | 0 | 0 | 0 | 0 | 0 | 0 | 0 | 0 | 0 | 0 | 0 | 0 | 0 | 0 | 0 | 0 | 0 | 0 | 0 | 0 | 0 | 0
Average | 0 | 0 | 0 | 0 | 0 | 0 | 0 | 0 | 0 | 0 | 0 | 0 | 0 | 0 | 0 | 0 | 0 | 0 | 0 | 0 | 0 | 0 | 0 | 0 | 0 | 0 | 0 | 0 | 0 | 0 | 0 | 0 | 0 | 0 | 0 | 0 | 0 | 0 | 0 | 0 | 0 | 0 | 0 | 0 | 0 | 0 | 0 | 0 | 0 | 0 | 0 | 0 | 0 | 0 | 0 | 0 | 0 | 0 | 0 | 0 | 0 | 0 | 0
Tax Depreciation
Beginning of Period | 0 | 0 | 0 | 0 | 0 | 0 | 0 | 0 | 0 | 0 | 0 | 0 | 0 | 0 | 0 | 0 | 0 | 0 | 0 | 0 | 0 | 0 | 0 | 0 | 0 | 0 | 0 | 0 | 0 | 0 | 0 | 0 | 0 | 0 | 0 | 0 | 0 | 0 | 0 | 0 | 0 | 0 | 0 | 0 | 0 | 0 | 0 | 0 | 0 | 0 | 0 | 0 | 0 | 0 | 0 | 0 | 0 | 0 | 0 | 0 | 0 | 0 | 0
Federal | 0 | 0 | 0 | 0 | 0 | 0 | 0 | 0 | 0 | 0 | 0 | 0 | 0 | 0 | 0 | 0 | 0 | 0 | 0 | 0 | 0 | 0 | 0 | 0 | 0 | 0 | 0 | 0 | 0 | 0 | 0 | 0 | 0 | 0 | 0 | 0 | 0 | 0 | 0 | 0 | 0 | 0 | 0 | 0 | 0 | 0 | 0 | 0 | 0 | 0 | 0 | 0 | 0 | 0 | 0 | 0 | 0 | 0 | 0 | 0 | 0 | 0 | 0 | 0
State | 0 | 0 | 0 | 0 | 0 | 0 | 0 | 0 | 0 | 0 | 0 | 0 | 0 | 0 | 0 | 0 | 0 | 0 | 0 | 0 | 0 | 0 | 0 | 0 | 0 | 0 | 0 | 0 | 0 | 0 | 0 | 0 | 0 | 0 | 0 | 0 | 0 | 0 | 0 | 0 | 0 | 0 | 0 | 0 | 0 | 0 | 0 | 0 | 0 | 0 | 0 | 0 | 0 | 0 | 0 | 0 | 0 | 0 | 0 | 0 | 0 | 0 | 0 | 0
End of Period | 0 | 0 | 0 | 0 | 0 | 0 | 0 | 0 | 0 | 0 | 0 | 0 | 0 | 0 | 0 | 0 | 0 | 0 | 0 | 0 | 0 | 0 | 0 | 0 | 0 | 0 | 0 | 0 | 0 | 0 | 0 | 0 | 0 | 0 | 0 | 0 | 0 | 0 | 0 | 0 | 0 | 0 | 0 | 0 | 0 | 0 | 0 | 0 | 0 | 0 | 0 | 0 | 0 | 0 | 0 | 0 | 0 | 0 | 0 | 0 | 0 | 0 | 0
Average | 0 | 0 | 0 | 0 | 0 | 0 | 0 | 0 | 0 | 0 | 0 | 0 | 0 | 0 | 0 | 0 | 0 | 0 | 0 | 0 | 0 | 0 | 0 | 0 | 0 | 0 | 0 | 0 | 0 | 0 | 0 | 0 | 0 | 0 | 0 | 0 | 0 | 0 | 0 | 0 | 0 | 0 | 0 | 0 | 0 | 0 | 0 | 0 | 0 | 0 | 0 | 0 | 0 | 0 | 0 | 0 | 0 | 0 | 0 | 0 | 0 | 0 | 0
Book Depreciation with COR
Beginning of Period | 0 | 0 | 0 | 0 | 0 | 0 | 0 | 0 | 0 | 0 | 0 | 0 | 0 | 0 | 0 | 0 | 0 | 0 | 0 | 0 | 0 | 0 | 0 | 0 | 0 | 0 | 0 | 0 | 0 | 0 | 0 | 0 | 0 | 0 | 0 | 0 | 0 | 0 | 0 | 0 | 0 | 0 | 0 | 0 | 0 | 0 | 0 | 0 | 0 | 0 | 0 | 0 | 0 | 0 | 0 | 0 | 0 | 0 | 0 | 0 | 0 | 0 | 0
Activity | 0 | 0 | 0 | 0 | 0 | 0 | 0 | 0 | 0 | 0 | 0 | 0 | 0 | 0 | 0 | 0 | 0 | 0 | 0 | 0 | 0 | 0 | 0 | 0 | 0 | 0 | 0 | 0 | 0 | 0 | 0 | 0 | 0 | 0 | 0 | 0 | 0 | 0 | 0 | 0 | 0 | 0 | 0 | 0 | 0 | 0 | 0 | 0 | 0 | 0 | 0 | 0 | 0 | 0 | 0 | 0 | 0 | 0 | 0 | 0 | 0 | 0 | 0 | 0
Book Depreciation Related to Retired PIS | [51 empty] | 0 |  |  | 0 | [6 empty] | 0 |  | 0
End of Period | 0 | 0 | 0 | 0 | 0 | 0 | 0 | 0 | 0 | 0 | 0 | 0 | 0 | 0 | 0 | 0 | 0 | 0 | 0 | 0 | 0 | 0 | 0 | 0 | 0 | 0 | 0 | 0 | 0 | 0 | 0 | 0 | 0 | 0 | 0 | 0 | 0 | 0 | 0 | 0 | 0 | 0 | 0 | 0 | 0 | 0 | 0 | 0 | 0 | 0 | 0 | 0 | 0 | 0 | 0 | 0 | 0 | 0 | 0 | 0 | 0 | 0 | 0
Average | 0 | 0 | 0 | 0 | 0 | 0 | 0 | 0 | 0 | 0 | 0 | 0 | 0 | 0 | 0 | 0 | 0 | 0 | 0 | 0 | 0 | 0 | 0 | 0 | 0 | 0 | 0 | 0 | 0 | 0 | 0 | 0 | 0 | 0 | 0 | 0 | 0 | 0 | 0 | 0 | 0 | 0 | 0 | 0 | 0 | 0 | 0 | 0 | 0 | 0 | 0 | 0 | 0 | 0 | 0 | 0 | 0 | 0 | 0 | 0 | 0 | 0 | 0
Federal Deferred Tax Balance, Net of Tax
Beginning of Period | 0 | 0 | 0 | 0 | 0 | 0 | 0 | 0 | 0 | 0 | 0 | 0 | 0 | 0 | 0 | 0 | 0 | 0 | 0 | 0 | 0 | 0 | 0 | 0 | 0 | 0 | 0 | 0 | 0 | 0 | 0 | 0 | 0 | 0 | 0 | 0 | 0 | 0 | 0 | 0 | 0 | 0 | 0 | 0 | 0 | 0 | 0 | 0 | 0 | 0 | 0 | 0 | 0 | 0 | 0 | 0 | 0 | 0 | 0 | 0 | 0 | 0 | 0
Activity | 0 | 0 | 0 | 0 | 0 | 0 | 0 | 0 | 0 | 0 | 0 | 0 | 0 | 0 | 0 | 0 | 0 | 0 | 0 | 0 | 0 | 0 | 0 | 0 | 0 | 0 | 0 | 0 | 0 | 0 | 0 | 0 | 0 | 0 | 0 | 0 | 0 | 0 | 0 | 0 | 0 | 0 | 0 | 0 | 0 | 0 | 0 | 0 | 0 | 0 | 0 | 0 | 0 | 0 | 0 | 0 | 0 | 0 | 0 | 0 | 0 | 0 | 0 | 0
End of Period | 0 | 0 | 0 | 0 | 0 | 0 | 0 | 0 | 0 | 0 | 0 | 0 | 0 | 0 | 0 | 0 | 0 | 0 | 0 | 0 | 0 | 0 | 0 | 0 | 0 | 0 | 0 | 0 | 0 | 0 | 0 | 0 | 0 | 0 | 0 | 0 | 0 | 0 | 0 | 0 | 0 | 0 | 0 | 0 | 0 | 0 | 0 | 0 | 0 | 0 | 0 | 0 | 0 | 0 | 0 | 0 | 0 | 0 | 0 | 0 | 0 | 0 | 0
Average | 0 | 0 | 0 | 0 | 0 | 0 | 0 | 0 | 0 | 0 | 0 | 0 | 0 | 0 | 0 | 0 | 0 | 0 | 0 | 0 | 0 | 0 | 0 | 0 | 0 | 0 | 0 | 0 | 0 | 0 | 0 | 0 | 0 | 0 | 0 | 0 | 0 | 0 | 0 | 0 | 0 | 0 | 0 | 0 | 0 | 0 | 0 | 0 | 0 | 0 | 0 | 0 | 0 | 0 | 0 | 0 | 0 | 0 | 0 | 0 | 0 | 0 | 0
State Deferred Tax Balance
Beginning of Period | 0 | 0 | 0 | 0 | 0 | 0 | 0 | 0 | 0 | 0 | 0 | 0 | 0 | 0 | 0 | 0 | 0 | 0 | 0 | 0 | 0 | 0 | 0 | 0 | 0 | 0 | 0 | 0 | 0 | 0 | 0 | 0 | 0 | 0 | 0 | 0 | 0 | 0 | 0 | 0 | 0 | 0 | 0 | 0 | 0 | 0 | 0 | 0 | 0 | 0 | 0 | 0 | 0 | 0 | 0 | 0 | 0 | 0 | 0 | 0 | 0 | 0 | 0
Activity | 0 | 0 | 0 | 0 | 0 | 0 | 0 | 0 | 0 | 0 | 0 | 0 | 0 | 0 | 0 | 0 | 0 | 0 | 0 | 0 | 0 | 0 | 0 | 0 | 0 | 0 | 0 | 0 | 0 | 0 | 0 | 0 | 0 | 0 | 0 | 0 | 0 | 0 | 0 | 0 | 0 | 0 | 0 | 0 | 0 | 0 | 0 | 0 | 0 | 0 | 0 | 0 | 0 | 0 | 0 | 0 | 0 | 0 | 0 | 0 | 0 | 0 | 0 | 0
End of Period | 0 | 0 | 0 | 0 | 0 | 0 | 0 | 0 | 0 | 0 | 0 | 0 | 0 | 0 | 0 | 0 | 0 | 0 | 0 | 0 | 0 | 0 | 0 | 0 | 0 | 0 | 0 | 0 | 0 | 0 | 0 | 0 | 0 | 0 | 0 | 0 | 0 | 0 | 0 | 0 | 0 | 0 | 0 | 0 | 0 | 0 | 0 | 0 | 0 | 0 | 0 | 0 | 0 | 0 | 0 | 0 | 0 | 0 | 0 | 0 | 0 | 0 | 0
Average | 0 | 0 | 0 | 0 | 0 | 0 | 0 | 0 | 0 | 0 | 0 | 0 | 0 | 0 | 0 | 0 | 0 | 0 | 0 | 0 | 0 | 0 | 0 | 0 | 0 | 0 | 0 | 0 | 0 | 0 | 0 | 0 | 0 | 0 | 0 | 0 | 0 | 0 | 0 | 0 | 0 | 0 | 0 | 0 | 0 | 0 | 0 | 0 | 0 | 0 | 0 | 0 | 0 | 0 | 0 | 0 | 0 | 0 | 0 | 0 | 0 | 0 | 0
Net Rate Base - Average | 0 | 0 | 0 | 0 | 0 | 0 | 0 | 0 | 0 | 0 | 0 | 0 | 0 | 0 | 0 | 0 | 0 | 0 | 0 | 0 | 0 | 0 | 0 | 0 | 0 | 0 | 0 | 0 | 0 | 0 | 0 | 0 | 0 | 0 | 0 | 0 | 0 | 0 | 0 | 0 | 0 | 0 | 0 | 0 | 0 | 0 | 0 | 0 | 0 | 0 | 0 | 0 | 0 | 0 | 0 | 0 | 0 | 0 | 0 | 0 | 0 | 0 | 0
EXPENSES
Income Tax - Removal Cost | 0 | 0 | 0 | 0 | 0 | 0 | 0 | 0 | 0 | 0 | 0 | 0 | 0 | 0 | 0 | 0 | 0 | 0 | 0 | 0 | 0 | 0 | 0 | 0 | 0 | 0 | 0 | 0 | 0 | 0 | 0 | 0 | 0 | 0 | 0 | 0 | 0 | 0 | 0 | 0 | 0 | 0 | 0 | 0 | 0 | 0 | 0 | 0 | 0 | 0 | 0 | 0 | 0 | 0 | 0 | 0 | 0 | 0 | 0 | 0 | 0 | 0 | 0 | 0
Book Depreciation | 0 | 0 | 0 | 0 | 0 | 0 | 0 | 0 | 0 | 0 | 0 | 0 | 0 | 0 | 0 | 0 | 0 | 0 | 0 | 0 | 0 | 0 | 0 | 0 | 0 | 0 | 0 | 0 | 0 | 0 | 0 | 0 | 0 | 0 | 0 | 0 | 0 | 0 | 0 | 0 | 0 | 0 | 0 | 0 | 0 | 0 | 0 | 0 | 0 | 0 | 0 | 0 | 0 | 0 | 0 | 0 | 0 | 0 | 0 | 0 | 0 | 0 | 0 | 0
Property Taxes | 0 | 0 | 0 | 0 | 0 | 0 | 0 | 0 | 0 | 0 | 0 | 0 | 0 | 0 | 0 | 0 | 0 | 0 | 0 | 0 | 0 | 0 | 0 | 0 | 0 | 0 | 0 | 0 | 0 | 0 | 0 | 0 | 0 | 0 | 0 | 0 | 0 | 0 | 0 | 0 | 0 | 0 | 0 | 0 | 0 | 0 | 0 | 0 | 0 | 0 | 0 | 0 | 0 | 0 | 0 | 0 | 0 | 0 | 0 | 0 | 0 | 0 | 0 | 0
Total Expenses | 0 | 0 | 0 | 0 | 0 | 0 | 0 | 0 | 0 | 0 | 0 | 0 | 0 | 0 | 0 | 0 | 0 | 0 | 0 | 0 | 0 | 0 | 0 | 0 | 0 | 0 | 0 | 0 | 0 | 0 | 0 | 0 | 0 | 0 | 0 | 0 | 0 | 0 | 0 | 0 | 0 | 0 | 0 | 0 | 0 | 0 | 0 | 0 | 0 | 0 | 0 | 0 | 0 | 0 | 0 | 0 | 0 | 0 | 0 | 0 | 0 | 0 | 0 | 0
REVENUE REQUIREMENT
Net Rate Base | 0 | 0 | 0 | 0 | 0 | 0 | 0 | 0 | 0 | 0 | 0 | 0 | 0 | 0 | 0 | 0 | 0 | 0 | 0 | 0 | 0 | 0 | 0 | 0 | 0 | 0 | 0 | 0 | 0 | 0 | 0 | 0 | 0 | 0 | 0 | 0 | 0 | 0 | 0 | 0 | 0 | 0 | 0 | 0 | 0 | 0 | 0 | 0 | 0 | 0 | 0 | 0 | 0 | 0 | 0 | 0 | 0 | 0 | 0 | 0 | 0 | 0 | 0 | 0
ROR | 9.98% | 9.98% | 9.7% | 9.7% | 9.7% | 9.7% | 9.7% | 9.7% | 9.7% | 9.7% | 9.7% | 9.7% | 9.7% | 9.7% | 9.7% | 9.7% | 9.7% | 9.7% | 9.7% | 9.7% | 9.7% | 9.7% | 9.7% | 9.7% | 9.7% | 9.7% | 9.7% | 9.7% | 9.7% | 9.7% | 9.7% | 9.7% | 9.7% | 9.7% | 9.7% | 9.7% | 9.7% | 9.7% | 9.7% | 9.7% | 9.7% | 9.7% | 9.7% | 9.7% | 9.7% | 9.7% | 9.7% | 9.7% | 9.7% | 9.7% | 9.7% | 9.7% | 9.7% | 9.7% | 9.7% | 9.7% | 9.7% | 9.7% | 9.7% | 9.7% | 9.7% | 9.7% | 9.7%
Earnings Base | 0 | 0 | 0 | 0 | 0 | 0 | 0 | 0 | 0 | 0 | 0 | 0 | 0 | 0 | 0 | 0 | 0 | 0 | 0 | 0 | 0 | 0 | 0 | 0 | 0 | 0 | 0 | 0 | 0 | 0 | 0 | 0 | 0 | 0 | 0 | 0 | 0 | 0 | 0 | 0 | 0 | 0 | 0 | 0 | 0 | 0 | 0 | 0 | 0 | 0 | 0 | 0 | 0 | 0 | 0 | 0 | 0 | 0 | 0 | 0 | 0 | 0 | 0
Earnings - Expense | 0 | 0 | 0 | 0 | 0 | 0 | 0 | 0 | 0 | 0 | 0 | 0 | 0 | 0 | 0 | 0 | 0 | 0 | 0 | 0 | 0 | 0 | 0 | 0 | 0 | 0 | 0 | 0 | 0 | 0 | 0 | 0 | 0 | 0 | 0 | 0 | 0 | 0 | 0 | 0 | 0 | 0 | 0 | 0 | 0 | 0 | 0 | 0 | 0 | 0 | 0 | 0 | 0 | 0 | 0 | 0 | 0 | 0 | 0 | 0 | 0 | 0 | 0 | 0
Total Earnings Effect | 0 | 0 | 0 | 0 | 0 | 0 | 0 | 0 | 0 | 0 | 0 | 0 | 0 | 0 | 0 | 0 | 0 | 0 | 0 | 0 | 0 | 0 | 0 | 0 | 0 | 0 | 0 | 0 | 0 | 0 | 0 | 0 | 0 | 0 | 0 | 0 | 0 | 0 | 0 | 0 | 0 | 0 | 0 | 0 | 0 | 0 | 0 | 0 | 0 | 0 | 0 | 0 | 0 | 0 | 0 | 0 | 0 | 0 | 0 | 0 | 0 | 0 | 0
Gross-Up Factor | 1.0354 | 1.0354 | 1.0354 | 1.0354 | 1.0354 | 1.0354 | 1.0354 | 1.0354 | 1.0354 | 1.0354 | 1.0354 | 1.0354 | 1.0354 | 1.0354 | 1.0354 | 1.0354 | 1.0354 | 1.0354 | 1.0354 | 1.0354 | 1.0354 | 1.0354 | 1.0354 | 1.0354 | 1.0354 | 1.0354 | 1.0354 | 1.0354 | 1.0354 | 1.0354 | 1.0354 | 1.0354 | 1.0354 | 1.0354 | 1.0354 | 1.0354 | 1.0354 | 1.0354 | 1.0354 | 1.0354 | 1.0354 | 1.0354 | 1.0354 | 1.0354 | 1.0354 | 1.0354 | 1.0354 | 1.0354 | 1.0354 | 1.0354 | 1.0354 | 1.0354 | 1.0354 | 1.0354 | 1.0354 | 1.0354 | 1.0354 | 1.0354 | 1.0354 | 1.0354 | 1.0354 | 1.0354 | 1.0354
Revenue requirement | 0 | 0 | 0 | 0 | 0 | 0 | 0 | 0 | 0 | 0 | 0 | 0 | 0 | 0 | 0 | 0 | 0 | 0 | 0 | 0 | 0 | 0 | 0 | 0 | 0 | 0 | 0 | 0 | 0 | 0 | 0 | 0 | 0 | 0 | 0 | 0 | 0 | 0 | 0 | 0 | 0 | 0 | 0 | 0 | 0 | 0 | 0 | 0 | 0 | 0 | 0 | 0 | 0 | 0 | 0 | 0 | 0 | 0 | 0 | 0 | 0 | 0 | 0 | 0
Depreciation Calculations
Tax Depreciation - Federal
Cost of new equipment in service basis | 0 | 0 | 0 | 0 | 0 | 0 | 0 | 0 | 0 | 0 | 0 | 0 | 0 | 0 | 0 | 0 | 0 | 0 | 0 | 0 | 0 | 0 | 0 | 0 | 0 | 0 | 0 | 0 | 0 | 0 | 0 | 0 | 0 | 0 | 0 | 0 | 0 | 0 | 0 | 0 | 0 | 0 | 0 | 0 | 0 | 0 | 0 | 0 | 0 | 0 | 0 | 0 | 0 | 0 | 0 | 0 | 0 | 0 | 0 | 0 | 0
Bonus Depreciation (N/A) | 0 | 0 | 0 | 0 | 0 | 0 | 0 | 0 | 0 | 0 | 0 | 0 | 0 | 0 | 0 | 0 | 0 | 0 | 0 | 0 | 0 | 0 | 0 | 0 | 0 | 0 | 0 | 0 | 0 | 0 | 0 | 0 | 0 | 0 | 0 | 0 | 0 | 0 | 0 | 0 | 0 | 0 | 0 | 0 | 0 | 0 | 0 | 0 | 0 | 0 | 0 | 0 | 0 | 0 | 0 | 0 | 0 | 0 | 0 | 0 | 0
Regular Depreciation basis (Cumulative) | 0 | 0 | 0 | 0 | 0 | 0 | 0 | 0 | 0 | 0 | 0 | 0 | 0 | 0 | 0 | 0 | 0 | 0 | 0 | 0 | 0 | 0 | 0 | 0 | 0 | 0 | 0 | 0 | 0 | 0 | 0 | 0 | 0 | 0 | 0 | 0 | 0 | 0 | 0 | 0 | 0 | 0 | 0 | 0 | 0 | 0 | 0 | 0 | 0 | 0 | 0 | 0 | 0 | 0 | 0 | 0 | 0 | 0 | 0 | 0 | 0 | 0 | 0
RegularDepreciation | 0 | 0 | 0 | 0 | 0 | 0 | 0 | 0 | 0 | 0 | 0 | 0 | 0 | 0 | 0 | 0 | 0 | 0 | 0 | 0 | 0 | 0 | 0 | 0 | 0 | 0 | 0 | 0 | 0 | 0 | 0 | 0 | 0 | [30 empty] | 0
Total Depreciation for year | 0 | 0 | 0 | 0 | 0 | 0 | 0 | 0 | 0 | 0 | 0 | 0 | 0 | 0 | 0 | 0 | 0 | 0 | 0 | 0 | 0 | 0 | 0 | 0 | 0 | 0 | 0 | 0 | 0 | 0 | 0 | 0 | 0 | 0 | 0 | 0 | 0 | 0 | 0 | 0 | 0 | 0 | 0 | 0 | 0 | 0 | 0 | 0 | 0 | 0 | 0 | 0 | 0 | 0 | 0 | 0 | 0 | 0 | 0 | 0 | 0
Tax Depreciation - State
Cost of new equipment in service basis | 0 | 0 | 0 | 0 | 0 | 0 | 0 | 0 | 0 | 0 | 0 | 0 | 0 | 0 | 0 | 0 | 0 | 0 | 0 | 0 | 0 | 0 | 0 | 0 | 0 | 0 | 0 | 0 | 0 | 0 | 0 | 0 | 0 | 0 | 0 | 0 | 0 | 0 | 0 | 0 | 0 | 0 | 0 | 0 | 0 | 0 | 0 | 0 | 0 | 0 | 0 | 0 | 0 | 0 | 0 | 0 | 0 | 0 | 0 | 0 | 0 | 0 | 0
Bonus Depreciation (N/A) | 0 | 0 | 0 | 0 | 0 | 0 | 0 | 0 | 0 | 0 | 0 | 0 | 0 | 0 | 0 | 0 | 0 | 0 | 0 | 0 | 0 | 0 | 0 | 0 | 0 | 0 | 0 | 0 | 0 | 0 | 0 | 0 | 0 | 0 | 0 | 0 | 0 | 0 | 0 | 0 | 0 | 0 | 0 | 0 | 0 | 0 | 0 | 0 | 0 | 0 | 0 | 0 | 0 | 0 | 0 | 0 | 0 | 0 | 0 | 0 | 0 | 0 | 0
Regular Depreciation basis (Cumulative) | 0 | 0 | 0 | 0 | 0 | 0 | 0 | 0 | 0 | 0 | 0 | 0 | 0 | 0 | 0 | 0 | 0 | 0 | 0 | 0 | 0 | 0 | 0 | 0 | 0 | 0 | 0 | 0 | 0 | 0 | 0 | 0 | 0 | 0 | 0 | 0 | 0 | 0 | 0 | 0 | 0 | 0 | 0 | 0 | 0 | 0 | 0 | 0 | 0 | 0 | 0 | 0 | 0 | 0 | 0 | 0 | 0 | 0 | 0 | 0 | 0 | 0 | 0
RegularDepreciation | 0 | 0 | 0 | 0 | 0 | 0 | 0 | 0 | 0 | 0 | 0 | 0 | 0 | 0 | 0 | 0 | 0 | 0 | 0 | 0 | 0 | 0 | 0 | 0 | 0 | 0 | 0 | 0 | 0 | 0 | 0 | 0 | 0 | 0 | 0 | 0 | 0 | 0 | 0 | 0 | 0 | 0 | 0 | 0 | 0 | 0 | 0 | 0 | 0 | 0 | 0 | 0 | 0 | 0 | 0 | 0 | 0 | 0 | 0 | 0 | 0 | 0 | 0 | 0
Total Depreciation for year | 0 | 0 | 0 | 0 | 0 | 0 | 0 | 0 | 0 | 0 | 0 | 0 | 0 | 0 | 0 | 0 | 0 | 0 | 0 | 0 | 0 | 0 | 0 | 0 | 0 | 0 | 0 | 0 | 0 | 0 | 0 | 0 | 0 | 0 | 0 | 0 | 0 | 0 | 0 | 0 | 0 | 0 | 0 | 0 | 0 | 0 | 0 | 0 | 0 | 0 | 0 | 0 | 0 | 0 | 0 | 0 | 0 | 0 | 0 | 0 | 0 | 0 | 0
Book Depreciation with COR
2014 | 0 | 0 | 0 | 0 | 0 | 0 | 0 | 0 | 0 | 0 | 0 | 0 | 0 | 0 | 0 | 0 | 0 | 0 | 0 | 0 | 0 | 0 | 0 | 0 | 0 | 0 | 0 | 0 | 0 | 0 | 0 | 0 | 0 | 0 | 0 | 0 | 0 | 0 | 0 | 0 | 0 | 0 | 0 | 0 | 0 | 0 | 0 | 0 | 0 | 0 | 0 | 0 | 0 | 0 | 0 | 0 | 0 | 0 | 0 | 0 | 0 |  |  | 0
2015 |  | 0 | 0 | 0 | 0 | 0 | 0 | 0 | 0 | 0 | 0 | 0 | 0 | 0 | 0 | 0 | 0 | 0 | 0 | 0 | 0 | 0 | 0 | 0 | 0 | 0 | 0 | 0 | 0 | 0 | 0 | 0 | 0 | 0 | 0 | 0 | 0 | 0 | 0 | 0 | 0 | 0 | 0 | 0 | 0 | 0 | 0 | 0 | 0 | 0 | 0 | 0 | 0 | 0 | 0 | 0 | 0 | 0 | 0 | 0 | 0 |  |  | 0 | check - total PIS
2016 |  |  | 0 | 0 | 0 | 0 | 0 | 0 | 0 | 0 | 0 | 0 | 0 | 0 | 0 | 0 | 0 | 0 | 0 | 0 | 0 | 0 | 0 | 0 | 0 | 0 | 0 | 0 | 0 | 0 | 0 | 0 | 0 | 0 | 0 | 0 | 0 | 0 | 0 | 0 | 0 | 0 | 0 | 0 | 0 | 0 | 0 | 0 | 0 | 0 | 0 | 0 | [11 empty] | 0 | 0
2017 |  |  |  | 0 | 0 | 0 | 0 | 0 | 0 | 0 | 0 | 0 | 0 | 0 | 0 | 0 | 0 | 0 | 0 | 0 | 0 | 0 | 0 | 0 | 0 | 0 | 0 | 0 | 0 | 0 | 0 | 0 | 0 | 0 | 0 | 0 | 0 | 0 | 0 | 0 | 0 | 0 | 0 | 0 | 0 | 0 | 0 | 0 | 0 | 0 | 0 | 0 | 0 | 0 | 0 | 0 | 0 | 0 | 0 | 0 | 0 |  |  | 0
2018 |  |  |  |  | 0 | 0 | 0 | 0 | 0 | 0 | 0 | 0 | 0 | 0 | 0 | 0 | 0 | 0 | 0 | 0 | 0 | 0 | 0 | 0 | 0 | 0 | 0 | 0 | 0 | 0 | 0 | 0 | 0 | 0 | 0 | 0 | 0 | 0 | 0 | 0 | 0 | 0 | 0 | 0 | 0 | 0 | 0 | 0 | 0 | 0 | 0 | 0 | 0 | 0 | 0 | 0 | 0 | 0 | 0 | 0 | 0 |  |  | 0
2019 | [5 empty] | 0 | 0 | 0 | 0 | 0 | 0 | 0 | 0 | 0 | 0 | 0 | 0 | 0 | 0 | 0 | 0 | 0 | 0 | 0 | 0 | 0 | 0 | 0 | 0 | 0 | 0 | 0 | 0 | 0 | 0 | 0 | 0 | 0 | 0 | 0 | 0 | 0 | 0 | 0 | 0 | 0 | 0 | 0 | 0 | 0 | 0 | 0 | 0 | 0 | 0 | [8 empty] | 0 | 0
2020 | [6 empty] | 0 | 0 | 0 | 0 | 0 | 0 | 0 | 0 | 0 | 0 | 0 | 0 | 0 | 0 | 0 | 0 | 0 | 0 | 0 | 0 | 0 | 0 | 0 | 0 | 0 | 0 | 0 | 0 | 0 | 0 | 0 | 0 | 0 | 0 | 0 | 0 | 0 | 0 | 0 | 0 | 0 | 0 | 0 | 0 | 0 | 0 | 0 | 0 | 0 | 0 | 0 | 0 | 0 | 0 | 0 |  |  | 0
2021 | [7 empty] | 0 | 0 | 0 | 0 | 0 | 0 | 0 | 0 | 0 | 0 | 0 | 0 | 0 | 0 | 0 | 0 | 0 | 0 | 0 | 0 | 0 | 0 | 0 | 0 | 0 | 0 | 0 | 0 | 0 | 0 | 0 | 0 | 0 | 0 | 0 | 0 | 0 | 0 | 0 | 0 | 0 | 0 | 0 | 0 | 0 | 0 | 0 | 0 | 0 | 0 | 0 | 0 | 0 | 0 |  |  | 0
2022 | [8 empty] | 0 | 0 | 0 | 0 | 0 | 0 | 0 | 0 | 0 | 0 | 0 | 0 | 0 | 0 | 0 | 0 | 0 | 0 | 0 | 0 | 0 | 0 | 0 | 0 | 0 | 0 | 0 | 0 | 0 | 0 | 0 | 0 | 0 | 0 | 0 | 0 | 0 | 0 | 0 | 0 | 0 | 0 | 0 | 0 | 0 | 0 | 0 | 0 | 0 | 0 | 0 | 0 | 0 |  |  | 0
2023 | [9 empty] | 0 | 0 | 0 | 0 | 0 | 0 | 0 | 0 | 0 | 0 | 0 | 0 | 0 | 0 | 0 | 0 | 0 | 0 | 0 | 0 | 0 | 0 | 0 | 0 | 0 | 0 | 0 | 0 | 0 | 0 | 0 | 0 | 0 | 0 | 0 | 0 | 0 | 0 | 0 | 0 | 0 | 0 | 0 | 0 | 0 | 0 | 0 | 0 | 0 | 0 | 0 | 0 |  |  | 0
2024 | [10 empty] | 0 | 0 | 0 | 0 | 0 | 0 | 0 | 0 | 0 | 0 | 0 | 0 | 0 | 0 | 0 | 0 | 0 | 0 | 0 | 0 | 0 | 0 | 0 | 0 | 0 | 0 | 0 | 0 | 0 | 0 | 0 | 0 | 0 | 0 | 0 | 0 | 0 | 0 | 0 | 0 | 0 | 0 | 0 | 0 | 0 | 0 | 0 | 0 | 0 | 0 |  |  |  | 0 | 0
2025 | [11 empty] | 0 | 0 | 0 | 0 | 0 | 0 | 0 | 0 | 0 | 0 | 0 | 0 | 0 | 0 | 0 | 0 | 0 | 0 | 0 | 0 | 0 | 0 | 0 | 0 | 0 | 0 | 0 | 0 | 0 | 0 | 0 | 0 | 0 | 0 | 0 | 0 | 0 | 0 | 0 | 0 | 0 | 0 | 0 | 0 | 0 | 0 | 0 | 0 | 0 | 0 | 0 |  | 0
2026 | [12 empty] | 0 | 0 | 0 | 0 | 0 | 0 | 0 | 0 | 0 | 0 | 0 | 0 | 0 | 0 | 0 | 0 | 0 | 0 | 0 | 0 | 0 | 0 | 0 | 0 | 0 | 0 | 0 | 0 | 0 | 0 | 0 | 0 | 0 | 0 | 0 | 0 | 0 | 0 | 0 | 0 | 0 | 0 | 0 | 0 | 0 | 0 | 0 | 0 | 0 | 0 |  | 0 | 0
| 0 | 0 | 0 | 0 | 0 | 0 | 0 | 0 | 0 | 0 | 0 | 0 | 0 | 0 | 0 | 0 | 0 | 0 | 0 | 0 | 0 | 0 | 0 | 0 | 0 | 0 | 0 | 0 | 0 | 0 | 0 | 0 | 0 | 0 | 0 | 0 | 0 | 0 | 0 | 0 | 0 | 0 | 0 | 0 | 0 | 0 | 0 | 0 | 0 | 0 | 0 | 0 | 0 | 0 | 0 | 0 | 0 | 0 | 0 | 0 | 0 | 0 | 0 | 0
Book Depreciation- excl. Salvage
2014 | 0 | 0 | 0 | 0 | 0 | 0 | 0 | 0 | 0 | 0 | 0 | 0 | 0 | 0 | 0 | 0 | 0 | 0 | 0 | 0 | 0 | 0 | 0 | 0 | 0 | 0 | 0 | 0 | 0 | 0 | 0 | 0 | 0 | 0 | 0 | 0 | 0 | 0 | 0 | 0 | 0 | 0 | 0 | 0 | 0 | 0 | 0 | 0 | 0 | 0 | 0 | 0 | 0 | 0 | 0 | 0 | 0 | 0 | 0 | 0 | 0 |  |  | 0
2015 |  | 0 | 0 | 0 | 0 | 0 | 0 | 0 | 0 | 0 | 0 | 0 | 0 | 0 | 0 | 0 | 0 | 0 | 0 | 0 | 0 | 0 | 0 | 0 | 0 | 0 | 0 | 0 | 0 | 0 | 0 | 0 | 0 | 0 | 0 | 0 | 0 | 0 | 0 | 0 | 0 | 0 | 0 | 0 | 0 | 0 | 0 | 0 | 0 | 0 | 0 | 0 | 0 | 0 | 0 | 0 | 0 | 0 | 0 | 0 | 0 |  |  | 0 | check - total PIS
2016 |  |  | 0 | 0 | 0 | 0 | 0 | 0 | 0 | 0 | 0 | 0 | 0 | 0 | 0 | 0 | 0 | 0 | 0 | 0 | 0 | 0 | 0 | 0 | 0 | 0 | 0 | 0 | 0 | 0 | 0 | 0 | 0 | 0 | 0 | 0 | 0 | 0 | 0 | 0 | 0 | 0 | 0 | 0 | 0 | 0 | 0 | 0 | 0 | 0 | 0 | 0 | [11 empty] | 0 | 0
2017 |  |  |  | 0 | 0 | 0 | 0 | 0 | 0 | 0 | 0 | 0 | 0 | 0 | 0 | 0 | 0 | 0 | 0 | 0 | 0 | 0 | 0 | 0 | 0 | 0 | 0 | 0 | 0 | 0 | 0 | 0 | 0 | 0 | 0 | 0 | 0 | 0 | 0 | 0 | 0 | 0 | 0 | 0 | 0 | 0 | 0 | 0 | 0 | 0 | 0 | 0 | 0 | 0 | 0 | 0 | 0 | 0 | 0 | 0 | 0 |  |  | 0 | 0
2018 |  |  |  |  | 0 | 0 | 0 | 0 | 0 | 0 | 0 | 0 | 0 | 0 | 0 | 0 | 0 | 0 | 0 | 0 | 0 | 0 | 0 | 0 | 0 | 0 | 0 | 0 | 0 | 0 | 0 | 0 | 0 | 0 | 0 | 0 | 0 | 0 | 0 | 0 | 0 | 0 | 0 | 0 | 0 | 0 | 0 | 0 | 0 | 0 | 0 | 0 | 0 | 0 | 0 | 0 | 0 | 0 | 0 | 0 | 0 |  |  | 0
2019 | [5 empty] | 0 | 0 | 0 | 0 | 0 | 0 | 0 | 0 | 0 | 0 | 0 | 0 | 0 | 0 | 0 | 0 | 0 | 0 | 0 | 0 | 0 | 0 | 0 | 0 | 0 | 0 | 0 | 0 | 0 | 0 | 0 | 0 | 0 | 0 | 0 | 0 | 0 | 0 | 0 | 0 | 0 | 0 | 0 | 0 | 0 | 0 | 0 | 0 | 0 | 0 | [8 empty] | 0 | 0
2020 | [6 empty] | 0 | 0 | 0 | 0 | 0 | 0 | 0 | 0 | 0 | 0 | 0 | 0 | 0 | 0 | 0 | 0 | 0 | 0 | 0 | 0 | 0 | 0 | 0 | 0 | 0 | 0 | 0 | 0 | 0 | 0 | 0 | 0 | 0 | 0 | 0 | 0 | 0 | 0 | 0 | 0 | 0 | 0 | 0 | 0 | 0 | 0 | 0 | 0 | 0 | 0 | 0 | 0 | 0 | 0 | 0 |  |  | 0
2021 | [7 empty] | 0 | 0 | 0 | 0 | 0 | 0 | 0 | 0 | 0 | 0 | 0 | 0 | 0 | 0 | 0 | 0 | 0 | 0 | 0 | 0 | 0 | 0 | 0 | 0 | 0 | 0 | 0 | 0 | 0 | 0 | 0 | 0 | 0 | 0 | 0 | 0 | 0 | 0 | 0 | 0 | 0 | 0 | 0 | 0 | 0 | 0 | 0 | 0 | 0 | 0 | 0 | 0 | 0 | 0 |  |  | 0
2022 | [8 empty] | 0 | 0 | 0 | 0 | 0 | 0 | 0 | 0 | 0 | 0 | 0 | 0 | 0 | 0 | 0 | 0 | 0 | 0 | 0 | 0 | 0 | 0 | 0 | 0 | 0 | 0 | 0 | 0 | 0 | 0 | 0 | 0 | 0 | 0 | 0 | 0 | 0 | 0 | 0 | 0 | 0 | 0 | 0 | 0 | 0 | 0 | 0 | 0 | 0 | 0 | 0 | 0 | 0 |  |  | 0
2023 | [9 empty] | 0 | 0 | 0 | 0 | 0 | 0 | 0 | 0 | 0 | 0 | 0 | 0 | 0 | 0 | 0 | 0 | 0 | 0 | 0 | 0 | 0 | 0 | 0 | 0 | 0 | 0 | 0 | 0 | 0 | 0 | 0 | 0 | 0 | 0 | 0 | 0 | 0 | 0 | 0 | 0 | 0 | 0 | 0 | 0 | 0 | 0 | 0 | 0 | 0 | 0 | 0 | 0 |  |  | 0
2024 | [10 empty] | 0 | 0 | 0 | 0 | 0 | 0 | 0 | 0 | 0 | 0 | 0 | 0 | 0 | 0 | 0 | 0 | 0 | 0 | 0 | 0 | 0 | 0 | 0 | 0 | 0 | 0 | 0 | 0 | 0 | 0 | 0 | 0 | 0 | 0 | 0 | 0 | 0 | 0 | 0 | 0 | 0 | 0 | 0 | 0 | 0 | 0 | 0 | 0 | 0 | 0 |  |  |  | 0 | 0
2025 | [11 empty] | 0 | 0 | 0 | 0 | 0 | 0 | 0 | 0 | 0 | 0 | 0 | 0 | 0 | 0 | 0 | 0 | 0 | 0 | 0 | 0 | 0 | 0 | 0 | 0 | 0 | 0 | 0 | 0 | 0 | 0 | 0 | 0 | 0 | 0 | 0 | 0 | 0 | 0 | 0 | 0 | 0 | 0 | 0 | 0 | 0 | 0 | 0 | 0 | 0 | 0 | 0 |  | 0
2026 | [12 empty] | 0 | 0 | 0 | 0 | 0 | 0 | 0 | 0 | 0 | 0 | 0 | 0 | 0 | 0 | 0 | 0 | 0 | 0 | 0 | 0 | 0 | 0 | 0 | 0 | 0 | 0 | 0 | 0 | 0 | 0 | 0 | 0 | 0 | 0 | 0 | 0 | 0 | 0 | 0 | 0 | 0 | 0 | 0 | 0 | 0 | 0 | 0 | 0 | 0 | 0 |  | 0 | 0
| 0 | 0 | 0 | 0 | 0 | 0 | 0 | 0 | 0 | 0 | 0 | 0 | 0 | 0 | 0 | 0 | 0 | 0 | 0 | 0 | 0 | 0 | 0 | 0 | 0 | 0 | 0 | 0 | 0 | 0 | 0 | 0 | 0 | 0 | 0 | 0 | 0 | 0 | 0 | 0 | 0 | 0 | 0 | 0 | 0 | 0 | 0 | 0 | 0 | 0 | 0 | 0 | 0 | 0 | 0 | 0 | 0 | 0 | 0 | 0 | 0 | 0 | 0 | 0
Note on A50: Lee, Betty: rate base does not include CWIP b/c the CapEx dollars include an AFUDC component in it already

## 2a-2026
Project No. | 2a
Project Desc. | Battery Installation (2 MWs by 2017)
Book Life | 10
Tax Life | 7N
Salvage Rate | 0%
| 2014 | 2015 | 2016 | 2017 | 2018 | 2019 | 2020 | 2021 | 2022 | 2023 | 2024 | 2025 | 2026 | 2027 | 2028 | 2029 | 2030 | 2031 | 2032 | 2033 | 2034 | 2035 | 2036 | 2037 | 2038 | 2039 | 2040 | 2041 | 2042 | 2043 | 2044 | 2045 | 2046 | 2047 | 2048 | 2049 | 2050 | 2051 | 2052 | 2053 | 2054 | 2055 | 2056 | 2057 | 2058 | 2059 | 2060 | 2061 | 2062 | 2063 | 2064 | 2065 | 2066 | 2067 | 2068 | 2069 | 2070 | 2071 | 2072 | 2073 | 2074 | 2075 | 2076
Closing to Plant (Y/N) | N | N | N | N | N | N | N | N | N | N | N | N | N | N | N | N | N | N | N | N | N | N | N | N | N | N | N | N | N | N | N | N | N | N | N | N | N | N | N | N | N | N | N | N | N | N | N | N | N | N | N | N | N | N | N | N | N | N | N | N | N | N | N | Total
CWIP
Beginning of Period | 0 | 0 | 0 | 0 | 0 | 0 | 0 | 0 | 0 | 0 | 0 | 0 | 0 | 0 | 0 | 0 | 0 | 0 | 0 | 0 | 0 | 0 | 0 | 0 | 0 | 0 | 0 | 0 | 0 | 0 | 0 | 0 | 0 | 0 | 0 | 0 | 0 | 0 | 0 | 0 | 0 | 0 | 0 | 0 | 0 | 0 | 0 | 0 | 0 | 0 | 0 | 0 | 0 | 0 | 0 | 0 | 0 | 0 | 0 | 0 | 0 | 0 | 0
Activity
Capex | 0 | 0 | 4.2982 | 8.9109 | 0 | 0 | 0 | 0 | 0 | 0 | 0 | 0 | 0 | [50 empty] | 13.2091
Closings to Plant |  | 0 | -4.2982 | -8.9109 | [59 empty] | -13.2091
End of Period | 0 | 0 | 0 | 0 | 0 | 0 | 0 | 0 | 0 | 0 | 0 | 0 | 0 | 0 | 0 | 0 | 0 | 0 | 0 | 0 | 0 | 0 | 0 | 0 | 0 | 0 | 0 | 0 | 0 | 0 | 0 | 0 | 0 | 0 | 0 | 0 | 0 | 0 | 0 | 0 | 0 | 0 | 0 | 0 | 0 | 0 | 0 | 0 | 0 | 0 | 0 | 0 | 0 | 0 | 0 | 0 | 0 | 0 | 0 | 0 | 0 | 0 | 0
Average | 0 | 0 | 0 | 0 | 0 | 0 | 0 | 0 | 0 | 0 | 0 | 0 | 0 | 0 | 0 | 0 | 0 | 0 | 0 | 0 | 0 | 0 | 0 | 0 | 0 | 0 | 0 | 0 | 0 | 0 | 0 | 0 | 0 | 0 | 0 | 0 | 0 | 0 | 0 | 0 | 0 | 0 | 0 | 0 | 0 | 0 | 0 | 0 | 0 | 0 | 0 | 0 | 0 | 0 | 0 | 0 | 0 | 0 | 0 | 0 | 0 | 0 | 0
Plant in Service
Beginning of Period | 0 | 0 | 0 | 4.2982 | 13.2091 | 13.2091 | 13.2091 | 13.2091 | 13.2091 | 13.2091 | 13.2091 | 13.2091 | 8.9109 | 0 | 0 | 0 | 0 | 0 | 0 | 0 | 0 | 0 | 0 | 0 | 0 | 0 | 0 | 0 | 0 | 0 | 0 | 0 | 0 | 0 | 0 | 0 | 0 | 0 | 0 | 0 | 0 | 0 | 0 | 0 | 0 | 0 | 0 | 0 | 0 | 0 | 0 | 0 | 0 | 0 | 0 | 0 | 0 | 0 | 0 | 0 | 0 | 0 | 0
Activity | 0 | 0 | 4.2982 | 8.9109 | 0 | 0 | 0 | 0 | 0 | 0 | 0 | -4.2982 | -8.9109 | 0 | 0 | 0 | 0 | 0 | 0 | 0 | 0 | 0 | 0 | 0 | 0 | 0 | 0 | 0 | 0 | 0 | 0 | 0 | 0 | 0 | 0 | 0 | 0 | 0 | 0 | 0 | 0 | 0 | 0 | 0 | 0 | 0 | 0 | 0 | 0 | 0 | 0 |  |  |  | 0 | [8 empty] | 0
End of Period | 0 | 0 | 4.2982 | 13.2091 | 13.2091 | 13.2091 | 13.2091 | 13.2091 | 13.2091 | 13.2091 | 13.2091 | 8.9109 | 0 | 0 | 0 | 0 | 0 | 0 | 0 | 0 | 0 | 0 | 0 | 0 | 0 | 0 | 0 | 0 | 0 | 0 | 0 | 0 | 0 | 0 | 0 | 0 | 0 | 0 | 0 | 0 | 0 | 0 | 0 | 0 | 0 | 0 | 0 | 0 | 0 | 0 | 0 | 0 | 0 | 0 | 0 | 0 | 0 | 0 | 0 | 0 | 0 | 0 | 0
Average | 0 | 0 | 2.1491 | 8.7536 | 13.2091 | 13.2091 | 13.2091 | 13.2091 | 13.2091 | 13.2091 | 13.2091 | 11.06 | 4.4555 | 0 | 0 | 0 | 0 | 0 | 0 | 0 | 0 | 0 | 0 | 0 | 0 | 0 | 0 | 0 | 0 | 0 | 0 | 0 | 0 | 0 | 0 | 0 | 0 | 0 | 0 | 0 | 0 | 0 | 0 | 0 | 0 | 0 | 0 | 0 | 0 | 0 | 0 | 0 | 0 | 0 | 0 | 0 | 0 | 0 | 0 | 0 | 0 | 0 | 0
Tax Depreciation
Beginning of Period | 0 | 0 | 0 | 1.228 | 5.8791 | 11.7474 | 15.9391 | 18.9332 | 21.291 | 23.6488 | 25.6231 | 26.4185 | 26.4185 | 26.4185 | 26.4185 | 26.4185 | 26.4185 | 26.4185 | 26.4185 | 26.4185 | 26.4185 | 26.4185 | 26.4185 | 26.4185 | 26.4185 | 26.4185 | 26.4185 | 26.4185 | 26.4185 | 26.4185 | 26.4185 | 26.4185 | 26.4185 | 26.4185 | 26.4185 | 26.4185 | 26.4185 | 26.4185 | 26.4185 | 26.4185 | 26.4185 | 26.4185 | 26.4185 | 26.4185 | 26.4185 | 26.4185 | 26.4185 | 26.4185 | 26.4185 | 26.4185 | 26.4185 | 26.4185 | 26.4185 | 26.4185 | 26.4185 | 26.4185 | 26.4185 | 26.4185 | 26.4185 | 26.4185 | 26.4185 | 26.4185 | 26.4185
Federal | 0 | 0 | 0.61399 | 2.3255 | 2.9342 | 2.0958 | 1.497 | 1.1789 | 1.1789 | 0.98713 | 0.3977 | 0 | 0 | 0 | 0 | 0 | 0 | 0 | 0 | 0 | 0 | 0 | 0 | 0 | 0 | 0 | 0 | 0 | 0 | 0 | 0 | 0 | 0 | 0 | 0 | 0 | 0 | 0 | 0 | 0 | 0 | 0 | 0 | 0 | 0 | 0 | 0 | 0 | 0 | 0 | 0 | 0 | 0 | 0 | 0 | 0 | 0 | 0 | 0 | 0 | 0 | 0 | 0 | 13.2092
State | 0 | 0 | 0.61399 | 2.3255 | 2.9342 | 2.0958 | 1.497 | 1.1789 | 1.1789 | 0.98713 | 0.3977 | 0 | 0 | 0 | 0 | 0 | 0 | 0 | 0 | 0 | 0 | 0 | 0 | 0 | 0 | 0 | 0 | 0 | 0 | 0 | 0 | 0 | 0 | 0 | 0 | 0 | 0 | 0 | 0 | 0 | 0 | 0 | 0 | 0 | 0 | 0 | 0 | 0 | 0 | 0 | 0 | 0 | 0 | 0 | 0 | 0 | 0 | 0 | 0 | 0 | 0 | 0 | 0 | 13.2092
End of Period | 0 | 0 | 1.228 | 5.8791 | 11.7474 | 15.9391 | 18.9332 | 21.291 | 23.6488 | 25.6231 | 26.4185 | 26.4185 | 26.4185 | 26.4185 | 26.4185 | 26.4185 | 26.4185 | 26.4185 | 26.4185 | 26.4185 | 26.4185 | 26.4185 | 26.4185 | 26.4185 | 26.4185 | 26.4185 | 26.4185 | 26.4185 | 26.4185 | 26.4185 | 26.4185 | 26.4185 | 26.4185 | 26.4185 | 26.4185 | 26.4185 | 26.4185 | 26.4185 | 26.4185 | 26.4185 | 26.4185 | 26.4185 | 26.4185 | 26.4185 | 26.4185 | 26.4185 | 26.4185 | 26.4185 | 26.4185 | 26.4185 | 26.4185 | 26.4185 | 26.4185 | 26.4185 | 26.4185 | 26.4185 | 26.4185 | 26.4185 | 26.4185 | 26.4185 | 26.4185 | 26.4185 | 26.4185
Average | 0 | 0 | 0.61399 | 3.5535 | 8.8132 | 13.8433 | 17.4361 | 20.1121 | 22.4699 | 24.6359 | 26.0208 | 26.4185 | 26.4185 | 26.4185 | 26.4185 | 26.4185 | 26.4185 | 26.4185 | 26.4185 | 26.4185 | 26.4185 | 26.4185 | 26.4185 | 26.4185 | 26.4185 | 26.4185 | 26.4185 | 26.4185 | 26.4185 | 26.4185 | 26.4185 | 26.4185 | 26.4185 | 26.4185 | 26.4185 | 26.4185 | 26.4185 | 26.4185 | 26.4185 | 26.4185 | 26.4185 | 26.4185 | 26.4185 | 26.4185 | 26.4185 | 26.4185 | 26.4185 | 26.4185 | 26.4185 | 26.4185 | 26.4185 | 26.4185 | 26.4185 | 26.4185 | 26.4185 | 26.4185 | 26.4185 | 26.4185 | 26.4185 | 26.4185 | 26.4185 | 26.4185 | 26.4185
Book Depreciation with COR
Beginning of Period | 0 | 0 | 0 | 0.42982 | 1.7507 | 3.0716 | 4.3925 | 5.7135 | 7.0344 | 8.3553 | 9.6762 | 10.9971 | 8.0198 | 0 | 0 | 0 | 0 | 0 | 0 | 0 | 0 | 0 | 0 | 0 | 0 | 0 | 0 | 0 | 0 | 0 | 0 | 0 | 0 | 0 | 0 | 0 | 0 | 0 | 0 | 0 | 0 | 0 | 0 | 0 | 0 | 0 | 0 | 0 | 0 | 0 | 0 | 0 | 0 | 0 | 0 | 0 | 0 | 0 | 0 | 0 | 0 | 0 | 0
Activity | 0 | 0 | 0.42982 | 1.3209 | 1.3209 | 1.3209 | 1.3209 | 1.3209 | 1.3209 | 1.3209 | 1.3209 | 1.3209 | 0.89109 | 0 | 0 | 0 | 0 | 0 | 0 | 0 | 0 | 0 | 0 | 0 | 0 | 0 | 0 | 0 | 0 | 0 | 0 | 0 | 0 | 0 | 0 | 0 | 0 | 0 | 0 | 0 | 0 | 0 | 0 | 0 | 0 | 0 | 0 | 0 | 0 | 0 | 0 | 0 | 0 | 0 | 0 | 0 | 0 | 0 | 0 | 0 | 0 | 0 | 0 | 13.2091
Book Depreciation Related to Retired PIS | [10 empty] | 0 | -4.2982 | -8.9109 | [41 empty] | 0 | [6 empty] | 0 |  | -13.2091
End of Period | 0 | 0 | 0.42982 | 1.7507 | 3.0716 | 4.3925 | 5.7135 | 7.0344 | 8.3553 | 9.6762 | 10.9971 | 8.0198 | 0 | 0 | 0 | 0 | 0 | 0 | 0 | 0 | 0 | 0 | 0 | 0 | 0 | 0 | 0 | 0 | 0 | 0 | 0 | 0 | 0 | 0 | 0 | 0 | 0 | 0 | 0 | 0 | 0 | 0 | 0 | 0 | 0 | 0 | 0 | 0 | 0 | 0 | 0 | 0 | 0 | 0 | 0 | 0 | 0 | 0 | 0 | 0 | 0 | 0 | 0
Average | 0 | 0 | 0.21491 | 1.0903 | 2.4112 | 3.7321 | 5.053 | 6.3739 | 7.6948 | 9.0157 | 10.3366 | 9.5085 | 4.0099 | 0 | 0 | 0 | 0 | 0 | 0 | 0 | 0 | 0 | 0 | 0 | 0 | 0 | 0 | 0 | 0 | 0 | 0 | 0 | 0 | 0 | 0 | 0 | 0 | 0 | 0 | 0 | 0 | 0 | 0 | 0 | 0 | 0 | 0 | 0 | 0 | 0 | 0 | 0 | 0 | 0 | 0 | 0 | 0 | 0 | 0 | 0 | 0 | 0 | 0
Federal Deferred Tax Balance, Net of Tax
Beginning of Period | 0 | 0 | 0 | 0.064462 | 0.41608 | 0.98072 | 1.252 | 1.3136 | 1.2639 | 1.2142 | 1.0974 | 0.77425 | 0.31193 | 4.6232e-05 | 4.6232e-05 | 4.6232e-05 | 4.6232e-05 | 4.6232e-05 | 4.6232e-05 | 4.6232e-05 | 4.6232e-05 | 4.6232e-05 | 4.6232e-05 | 4.6232e-05 | 4.6232e-05 | 4.6232e-05 | 4.6232e-05 | 4.6232e-05 | 4.6232e-05 | 4.6232e-05 | 4.6232e-05 | 4.6232e-05 | 4.6232e-05 | 4.6232e-05 | 4.6232e-05 | 4.6232e-05 | 4.6232e-05 | 4.6232e-05 | 4.6232e-05 | 4.6232e-05 | 4.6232e-05 | 4.6232e-05 | 4.6232e-05 | 4.6232e-05 | 4.6232e-05 | 4.6232e-05 | 4.6232e-05 | 4.6232e-05 | 4.6232e-05 | 4.6232e-05 | 4.6232e-05 | 4.6232e-05 | 4.6232e-05 | 4.6232e-05 | 4.6232e-05 | 4.6232e-05 | 4.6232e-05 | 4.6232e-05 | 4.6232e-05 | 4.6232e-05 | 4.6232e-05 | 4.6232e-05 | 4.6232e-05
Activity | 0 | 0 | 0.064462 | 0.35162 | 0.56464 | 0.27123 | 0.061643 | -0.049699 | -0.049699 | -0.11682 | -0.32313 | -0.46232 | -0.31188 | 0 | 0 | 0 | 0 | 0 | 0 | 0 | 0 | 0 | 0 | 0 | 0 | 0 | 0 | 0 | 0 | 0 | 0 | 0 | 0 | 0 | 0 | 0 | 0 | 0 | 0 | 0 | 0 | 0 | 0 | 0 | 0 | 0 | 0 | 0 | 0 | 0 | 0 | 0 | 0 | 0 | 0 | 0 | 0 | 0 | 0 | 0 | 0 | 0 | 0 | 4.6232e-05
End of Period | 0 | 0 | 0.064462 | 0.41608 | 0.98072 | 1.252 | 1.3136 | 1.2639 | 1.2142 | 1.0974 | 0.77425 | 0.31193 | 4.6232e-05 | 4.6232e-05 | 4.6232e-05 | 4.6232e-05 | 4.6232e-05 | 4.6232e-05 | 4.6232e-05 | 4.6232e-05 | 4.6232e-05 | 4.6232e-05 | 4.6232e-05 | 4.6232e-05 | 4.6232e-05 | 4.6232e-05 | 4.6232e-05 | 4.6232e-05 | 4.6232e-05 | 4.6232e-05 | 4.6232e-05 | 4.6232e-05 | 4.6232e-05 | 4.6232e-05 | 4.6232e-05 | 4.6232e-05 | 4.6232e-05 | 4.6232e-05 | 4.6232e-05 | 4.6232e-05 | 4.6232e-05 | 4.6232e-05 | 4.6232e-05 | 4.6232e-05 | 4.6232e-05 | 4.6232e-05 | 4.6232e-05 | 4.6232e-05 | 4.6232e-05 | 4.6232e-05 | 4.6232e-05 | 4.6232e-05 | 4.6232e-05 | 4.6232e-05 | 4.6232e-05 | 4.6232e-05 | 4.6232e-05 | 4.6232e-05 | 4.6232e-05 | 4.6232e-05 | 4.6232e-05 | 4.6232e-05 | 4.6232e-05
Average | 0 | 0 | 0.032231 | 0.24027 | 0.6984 | 1.1163 | 1.2828 | 1.2887 | 1.239 | 1.1558 | 0.93581 | 0.54309 | 0.15599 | 4.6232e-05 | 4.6232e-05 | 4.6232e-05 | 4.6232e-05 | 4.6232e-05 | 4.6232e-05 | 4.6232e-05 | 4.6232e-05 | 4.6232e-05 | 4.6232e-05 | 4.6232e-05 | 4.6232e-05 | 4.6232e-05 | 4.6232e-05 | 4.6232e-05 | 4.6232e-05 | 4.6232e-05 | 4.6232e-05 | 4.6232e-05 | 4.6232e-05 | 4.6232e-05 | 4.6232e-05 | 4.6232e-05 | 4.6232e-05 | 4.6232e-05 | 4.6232e-05 | 4.6232e-05 | 4.6232e-05 | 4.6232e-05 | 4.6232e-05 | 4.6232e-05 | 4.6232e-05 | 4.6232e-05 | 4.6232e-05 | 4.6232e-05 | 4.6232e-05 | 4.6232e-05 | 4.6232e-05 | 4.6232e-05 | 4.6232e-05 | 4.6232e-05 | 4.6232e-05 | 4.6232e-05 | 4.6232e-05 | 4.6232e-05 | 4.6232e-05 | 4.6232e-05 | 4.6232e-05 | 4.6232e-05 | 4.6232e-05
State Deferred Tax Balance
Beginning of Period | 0 | 0 | 0 | 0.011971 | 0.077273 | 0.18213 | 0.23251 | 0.24395 | 0.23472 | 0.22549 | 0.2038 | 0.14379 | 0.05793 | 8.5859e-06 | 8.5859e-06 | 8.5859e-06 | 8.5859e-06 | 8.5859e-06 | 8.5859e-06 | 8.5859e-06 | 8.5859e-06 | 8.5859e-06 | 8.5859e-06 | 8.5859e-06 | 8.5859e-06 | 8.5859e-06 | 8.5859e-06 | 8.5859e-06 | 8.5859e-06 | 8.5859e-06 | 8.5859e-06 | 8.5859e-06 | 8.5859e-06 | 8.5859e-06 | 8.5859e-06 | 8.5859e-06 | 8.5859e-06 | 8.5859e-06 | 8.5859e-06 | 8.5859e-06 | 8.5859e-06 | 8.5859e-06 | 8.5859e-06 | 8.5859e-06 | 8.5859e-06 | 8.5859e-06 | 8.5859e-06 | 8.5859e-06 | 8.5859e-06 | 8.5859e-06 | 8.5859e-06 | 8.5859e-06 | 8.5859e-06 | 8.5859e-06 | 8.5859e-06 | 8.5859e-06 | 8.5859e-06 | 8.5859e-06 | 8.5859e-06 | 8.5859e-06 | 8.5859e-06 | 8.5859e-06 | 8.5859e-06
Activity | 0 | 0 | 0.011971 | 0.065301 | 0.10486 | 0.050371 | 0.011448 | -0.0092299 | -0.0092299 | -0.021696 | -0.060009 | -0.085859 | -0.057921 | 0 | 0 | 0 | 0 | 0 | 0 | 0 | 0 | 0 | 0 | 0 | 0 | 0 | 0 | 0 | 0 | 0 | 0 | 0 | 0 | 0 | 0 | 0 | 0 | 0 | 0 | 0 | 0 | 0 | 0 | 0 | 0 | 0 | 0 | 0 | 0 | 0 | 0 | 0 | 0 | 0 | 0 | 0 | 0 | 0 | 0 | 0 | 0 | 0 | 0 | 8.5859e-06
End of Period | 0 | 0 | 0.011971 | 0.077273 | 0.18213 | 0.23251 | 0.24395 | 0.23472 | 0.22549 | 0.2038 | 0.14379 | 0.05793 | 8.5859e-06 | 8.5859e-06 | 8.5859e-06 | 8.5859e-06 | 8.5859e-06 | 8.5859e-06 | 8.5859e-06 | 8.5859e-06 | 8.5859e-06 | 8.5859e-06 | 8.5859e-06 | 8.5859e-06 | 8.5859e-06 | 8.5859e-06 | 8.5859e-06 | 8.5859e-06 | 8.5859e-06 | 8.5859e-06 | 8.5859e-06 | 8.5859e-06 | 8.5859e-06 | 8.5859e-06 | 8.5859e-06 | 8.5859e-06 | 8.5859e-06 | 8.5859e-06 | 8.5859e-06 | 8.5859e-06 | 8.5859e-06 | 8.5859e-06 | 8.5859e-06 | 8.5859e-06 | 8.5859e-06 | 8.5859e-06 | 8.5859e-06 | 8.5859e-06 | 8.5859e-06 | 8.5859e-06 | 8.5859e-06 | 8.5859e-06 | 8.5859e-06 | 8.5859e-06 | 8.5859e-06 | 8.5859e-06 | 8.5859e-06 | 8.5859e-06 | 8.5859e-06 | 8.5859e-06 | 8.5859e-06 | 8.5859e-06 | 8.5859e-06
Average | 0 | 0 | 0.0059857 | 0.044622 | 0.1297 | 0.20732 | 0.23823 | 0.23934 | 0.23011 | 0.21465 | 0.17379 | 0.10086 | 0.028969 | 8.5859e-06 | 8.5859e-06 | 8.5859e-06 | 8.5859e-06 | 8.5859e-06 | 8.5859e-06 | 8.5859e-06 | 8.5859e-06 | 8.5859e-06 | 8.5859e-06 | 8.5859e-06 | 8.5859e-06 | 8.5859e-06 | 8.5859e-06 | 8.5859e-06 | 8.5859e-06 | 8.5859e-06 | 8.5859e-06 | 8.5859e-06 | 8.5859e-06 | 8.5859e-06 | 8.5859e-06 | 8.5859e-06 | 8.5859e-06 | 8.5859e-06 | 8.5859e-06 | 8.5859e-06 | 8.5859e-06 | 8.5859e-06 | 8.5859e-06 | 8.5859e-06 | 8.5859e-06 | 8.5859e-06 | 8.5859e-06 | 8.5859e-06 | 8.5859e-06 | 8.5859e-06 | 8.5859e-06 | 8.5859e-06 | 8.5859e-06 | 8.5859e-06 | 8.5859e-06 | 8.5859e-06 | 8.5859e-06 | 8.5859e-06 | 8.5859e-06 | 8.5859e-06 | 8.5859e-06 | 8.5859e-06 | 8.5859e-06
Net Rate Base - Average | 0 | 0 | 1.896 | 7.3785 | 9.9698 | 8.1534 | 6.6351 | 5.3071 | 4.0451 | 2.8229 | 1.7629 | 0.9076 | 0.26059 | -5.4818e-05 | -5.4818e-05 | -5.4818e-05 | -5.4818e-05 | -5.4818e-05 | -5.4818e-05 | -5.4818e-05 | -5.4818e-05 | -5.4818e-05 | -5.4818e-05 | -5.4818e-05 | -5.4818e-05 | -5.4818e-05 | -5.4818e-05 | -5.4818e-05 | -5.4818e-05 | -5.4818e-05 | -5.4818e-05 | -5.4818e-05 | -5.4818e-05 | -5.4818e-05 | -5.4818e-05 | -5.4818e-05 | -5.4818e-05 | -5.4818e-05 | -5.4818e-05 | -5.4818e-05 | -5.4818e-05 | -5.4818e-05 | -5.4818e-05 | -5.4818e-05 | -5.4818e-05 | -5.4818e-05 | -5.4818e-05 | -5.4818e-05 | -5.4818e-05 | -5.4818e-05 | -5.4818e-05 | -5.4818e-05 | -5.4818e-05 | -5.4818e-05 | -5.4818e-05 | -5.4818e-05 | -5.4818e-05 | -5.4818e-05 | -5.4818e-05 | -5.4818e-05 | -5.4818e-05 | -5.4818e-05 | -5.4818e-05
EXPENSES
Income Tax - Removal Cost | 0 | 0 | 0 | 0 | 0 | 0 | 0 | 0 | 0 | 0 | 0 | 0 | 0 | 0 | 0 | 0 | 0 | 0 | 0 | 0 | 0 | 0 | 0 | 0 | 0 | 0 | 0 | 0 | 0 | 0 | 0 | 0 | 0 | 0 | 0 | 0 | 0 | 0 | 0 | 0 | 0 | 0 | 0 | 0 | 0 | 0 | 0 | 0 | 0 | 0 | 0 | 0 | 0 | 0 | 0 | 0 | 0 | 0 | 0 | 0 | 0 | 0 | 0 | 0
Book Depreciation | 0 | 0 | 0.42982 | 1.3209 | 1.3209 | 1.3209 | 1.3209 | 1.3209 | 1.3209 | 1.3209 | 1.3209 | 1.3209 | 0.89109 | 0 | 0 | 0 | 0 | 0 | 0 | 0 | 0 | 0 | 0 | 0 | 0 | 0 | 0 | 0 | 0 | 0 | 0 | 0 | 0 | 0 | 0 | 0 | 0 | 0 | 0 | 0 | 0 | 0 | 0 | 0 | 0 | 0 | 0 | 0 | 0 | 0 | 0 | 0 | 0 | 0 | 0 | 0 | 0 | 0 | 0 | 0 | 0 | 0 | 0 | 13.2091
Property Taxes | 0 | 0 | 0.21491 | 0.66045 | 0.66045 | 0.66045 | 0.66045 | 0.66045 | 0.66045 | 0.66045 | 0.66045 | 0.44555 | 0 | 0 | 0 | 0 | 0 | 0 | 0 | 0 | 0 | 0 | 0 | 0 | 0 | 0 | 0 | 0 | 0 | 0 | 0 | 0 | 0 | 0 | 0 | 0 | 0 | 0 | 0 | 0 | 0 | 0 | 0 | 0 | 0 | 0 | 0 | 0 | 0 | 0 | 0 | 0 | 0 | 0 | 0 | 0 | 0 | 0 | 0 | 0 | 0 | 0 | 0 | 5.9441
Total Expenses | 0 | 0 | 0.64472 | 1.9814 | 1.9814 | 1.9814 | 1.9814 | 1.9814 | 1.9814 | 1.9814 | 1.9814 | 1.7665 | 0.89109 | 0 | 0 | 0 | 0 | 0 | 0 | 0 | 0 | 0 | 0 | 0 | 0 | 0 | 0 | 0 | 0 | 0 | 0 | 0 | 0 | 0 | 0 | 0 | 0 | 0 | 0 | 0 | 0 | 0 | 0 | 0 | 0 | 0 | 0 | 0 | 0 | 0 | 0 | 0 | 0 | 0 | 0 | 0 | 0 | 0 | 0 | 0 | 0 | 0 | 0 | 19.1532
REVENUE REQUIREMENT
Net Rate Base | 0 | 0 | 1.896 | 7.3785 | 9.9698 | 8.1534 | 6.6351 | 5.3071 | 4.0451 | 2.8229 | 1.7629 | 0.9076 | 0.26059 | -5.4818e-05 | -5.4818e-05 | -5.4818e-05 | -5.4818e-05 | -5.4818e-05 | -5.4818e-05 | -5.4818e-05 | -5.4818e-05 | -5.4818e-05 | -5.4818e-05 | -5.4818e-05 | -5.4818e-05 | -5.4818e-05 | -5.4818e-05 | -5.4818e-05 | -5.4818e-05 | -5.4818e-05 | -5.4818e-05 | -5.4818e-05 | -5.4818e-05 | -5.4818e-05 | -5.4818e-05 | -5.4818e-05 | -5.4818e-05 | -5.4818e-05 | -5.4818e-05 | -5.4818e-05 | -5.4818e-05 | -5.4818e-05 | -5.4818e-05 | -5.4818e-05 | -5.4818e-05 | -5.4818e-05 | -5.4818e-05 | -5.4818e-05 | -5.4818e-05 | -5.4818e-05 | -5.4818e-05 | -5.4818e-05 | -5.4818e-05 | -5.4818e-05 | -5.4818e-05 | -5.4818e-05 | -5.4818e-05 | -5.4818e-05 | -5.4818e-05 | -5.4818e-05 | -5.4818e-05 | -5.4818e-05 | -5.4818e-05 | 49.1362
ROR | 9.98% | 9.98% | 9.7% | 9.7% | 9.7% | 9.7% | 9.7% | 9.7% | 9.7% | 9.7% | 9.7% | 9.7% | 9.7% | 9.7% | 9.7% | 9.7% | 9.7% | 9.7% | 9.7% | 9.7% | 9.7% | 9.7% | 9.7% | 9.7% | 9.7% | 9.7% | 9.7% | 9.7% | 9.7% | 9.7% | 9.7% | 9.7% | 9.7% | 9.7% | 9.7% | 9.7% | 9.7% | 9.7% | 9.7% | 9.7% | 9.7% | 9.7% | 9.7% | 9.7% | 9.7% | 9.7% | 9.7% | 9.7% | 9.7% | 9.7% | 9.7% | 9.7% | 9.7% | 9.7% | 9.7% | 9.7% | 9.7% | 9.7% | 9.7% | 9.7% | 9.7% | 9.7% | 9.7%
Earnings Base | 0 | 0 | 0.18391 | 0.71571 | 0.96707 | 0.79088 | 0.6436 | 0.51479 | 0.39238 | 0.27383 | 0.171 | 0.088037 | 0.025277 | -5.3173e-06 | -5.3173e-06 | -5.3173e-06 | -5.3173e-06 | -5.3173e-06 | -5.3173e-06 | -5.3173e-06 | -5.3173e-06 | -5.3173e-06 | -5.3173e-06 | -5.3173e-06 | -5.3173e-06 | -5.3173e-06 | -5.3173e-06 | -5.3173e-06 | -5.3173e-06 | -5.3173e-06 | -5.3173e-06 | -5.3173e-06 | -5.3173e-06 | -5.3173e-06 | -5.3173e-06 | -5.3173e-06 | -5.3173e-06 | -5.3173e-06 | -5.3173e-06 | -5.3173e-06 | -5.3173e-06 | -5.3173e-06 | -5.3173e-06 | -5.3173e-06 | -5.3173e-06 | -5.3173e-06 | -5.3173e-06 | -5.3173e-06 | -5.3173e-06 | -5.3173e-06 | -5.3173e-06 | -5.3173e-06 | -5.3173e-06 | -5.3173e-06 | -5.3173e-06 | -5.3173e-06 | -5.3173e-06 | -5.3173e-06 | -5.3173e-06 | -5.3173e-06 | -5.3173e-06 | -5.3173e-06 | -5.3173e-06
Earnings - Expense | 0 | 0 | 0.64472 | 1.9814 | 1.9814 | 1.9814 | 1.9814 | 1.9814 | 1.9814 | 1.9814 | 1.9814 | 1.7665 | 0.89109 | 0 | 0 | 0 | 0 | 0 | 0 | 0 | 0 | 0 | 0 | 0 | 0 | 0 | 0 | 0 | 0 | 0 | 0 | 0 | 0 | 0 | 0 | 0 | 0 | 0 | 0 | 0 | 0 | 0 | 0 | 0 | 0 | 0 | 0 | 0 | 0 | 0 | 0 | 0 | 0 | 0 | 0 | 0 | 0 | 0 | 0 | 0 | 0 | 0 | 0 | 19.1532
Total Earnings Effect | 0 | 0 | 0.82863 | 2.6971 | 2.9484 | 2.7722 | 2.625 | 2.4962 | 2.3737 | 2.2552 | 2.1524 | 1.8545 | 0.91637 | -5.3173e-06 | -5.3173e-06 | -5.3173e-06 | -5.3173e-06 | -5.3173e-06 | -5.3173e-06 | -5.3173e-06 | -5.3173e-06 | -5.3173e-06 | -5.3173e-06 | -5.3173e-06 | -5.3173e-06 | -5.3173e-06 | -5.3173e-06 | -5.3173e-06 | -5.3173e-06 | -5.3173e-06 | -5.3173e-06 | -5.3173e-06 | -5.3173e-06 | -5.3173e-06 | -5.3173e-06 | -5.3173e-06 | -5.3173e-06 | -5.3173e-06 | -5.3173e-06 | -5.3173e-06 | -5.3173e-06 | -5.3173e-06 | -5.3173e-06 | -5.3173e-06 | -5.3173e-06 | -5.3173e-06 | -5.3173e-06 | -5.3173e-06 | -5.3173e-06 | -5.3173e-06 | -5.3173e-06 | -5.3173e-06 | -5.3173e-06 | -5.3173e-06 | -5.3173e-06 | -5.3173e-06 | -5.3173e-06 | -5.3173e-06 | -5.3173e-06 | -5.3173e-06 | -5.3173e-06 | -5.3173e-06 | -5.3173e-06
Gross-Up Factor | 1.0354 | 1.0354 | 1.0354 | 1.0354 | 1.0354 | 1.0354 | 1.0354 | 1.0354 | 1.0354 | 1.0354 | 1.0354 | 1.0354 | 1.0354 | 1.0354 | 1.0354 | 1.0354 | 1.0354 | 1.0354 | 1.0354 | 1.0354 | 1.0354 | 1.0354 | 1.0354 | 1.0354 | 1.0354 | 1.0354 | 1.0354 | 1.0354 | 1.0354 | 1.0354 | 1.0354 | 1.0354 | 1.0354 | 1.0354 | 1.0354 | 1.0354 | 1.0354 | 1.0354 | 1.0354 | 1.0354 | 1.0354 | 1.0354 | 1.0354 | 1.0354 | 1.0354 | 1.0354 | 1.0354 | 1.0354 | 1.0354 | 1.0354 | 1.0354 | 1.0354 | 1.0354 | 1.0354 | 1.0354 | 1.0354 | 1.0354 | 1.0354 | 1.0354 | 1.0354 | 1.0354 | 1.0354 | 1.0354
Revenue requirement | 0 | 0 | 0.85793 | 2.7924 | 3.0527 | 2.8703 | 2.7178 | 2.5844 | 2.4577 | 2.3349 | 2.2285 | 1.9201 | 0.94877 | -5.5053e-06 | -5.5053e-06 | -5.5053e-06 | -5.5053e-06 | -5.5053e-06 | -5.5053e-06 | -5.5053e-06 | -5.5053e-06 | -5.5053e-06 | -5.5053e-06 | -5.5053e-06 | -5.5053e-06 | -5.5053e-06 | -5.5053e-06 | -5.5053e-06 | -5.5053e-06 | -5.5053e-06 | -5.5053e-06 | -5.5053e-06 | -5.5053e-06 | -5.5053e-06 | -5.5053e-06 | -5.5053e-06 | -5.5053e-06 | -5.5053e-06 | -5.5053e-06 | -5.5053e-06 | -5.5053e-06 | -5.5053e-06 | -5.5053e-06 | -5.5053e-06 | -5.5053e-06 | -5.5053e-06 | -5.5053e-06 | -5.5053e-06 | -5.5053e-06 | -5.5053e-06 | -5.5053e-06 | -5.5053e-06 | -5.5053e-06 | -5.5053e-06 | -5.5053e-06 | -5.5053e-06 | -5.5053e-06 | -5.5053e-06 | -5.5053e-06 | -5.5053e-06 | -5.5053e-06 | -5.5053e-06 | -5.5053e-06 | 24.7651
Depreciation Calculations
Tax Depreciation - Federal
Cost of new equipment in service basis | 0 | 0 | 4.2982 | 8.9109 | 0 | 0 | 0 | 0 | 0 | 0 | 0 | -4.2982 | -8.9109 | 0 | 0 | 0 | 0 | 0 | 0 | 0 | 0 | 0 | 0 | 0 | 0 | 0 | 0 | 0 | 0 | 0 | 0 | 0 | 0 | 0 | 0 | 0 | 0 | 0 | 0 | 0 | 0 | 0 | 0 | 0 | 0 | 0 | 0 | 0 | 0 | 0 | 0 | 0 | 0 | 0 | 0 | 0 | 0 | 0 | 0 | 0 | 0
Bonus Depreciation (N/A) | 0 | 0 | 0 | 0 | 0 | 0 | 0 | 0 | 0 | 0 | 0 | 0 | 0 | 0 | 0 | 0 | 0 | 0 | 0 | 0 | 0 | 0 | 0 | 0 | 0 | 0 | 0 | 0 | 0 | 0 | 0 | 0 | 0 | 0 | 0 | 0 | 0 | 0 | 0 | 0 | 0 | 0 | 0 | 0 | 0 | 0 | 0 | 0 | 0 | 0 | 0 | 0 | 0 | 0 | 0 | 0 | 0 | 0 | 0 | 0 | 0
Regular Depreciation basis (Cumulative) | 0 | 0 | 4.2982 | 13.2091 | 13.2091 | 13.2091 | 13.2091 | 13.2091 | 13.2091 | 13.2091 | 13.2091 | 8.9109 | 0 | 0 | 0 | 0 | 0 | 0 | 0 | 0 | 0 | 0 | 0 | 0 | 0 | 0 | 0 | 0 | 0 | 0 | 0 | 0 | 0 | 0 | 0 | 0 | 0 | 0 | 0 | 0 | 0 | 0 | 0 | 0 | 0 | 0 | 0 | 0 | 0 | 0 | 0 | 0 | 0 | 0 | 0 | 0 | 0 | 0 | 0 | 0 | 0 | 0 | 0
RegularDepreciation | 0 | 0 | 0.61399 | 2.3255 | 2.9342 | 2.0958 | 1.497 | 1.1789 | 1.1789 | 0.98713 | 0.3977 | [52 empty] | 13.2092
Total Depreciation for year | 0 | 0 | 0.61399 | 2.3255 | 2.9342 | 2.0958 | 1.497 | 1.1789 | 1.1789 | 0.98713 | 0.3977 | 0 | 0 | 0 | 0 | 0 | 0 | 0 | 0 | 0 | 0 | 0 | 0 | 0 | 0 | 0 | 0 | 0 | 0 | 0 | 0 | 0 | 0 | 0 | 0 | 0 | 0 | 0 | 0 | 0 | 0 | 0 | 0 | 0 | 0 | 0 | 0 | 0 | 0 | 0 | 0 | 0 | 0 | 0 | 0 | 0 | 0 | 0 | 0 | 0 | 0
Tax Depreciation - State
Cost of new equipment in service basis | 0 | 0 | 4.2982 | 8.9109 | 0 | 0 | 0 | 0 | 0 | 0 | 0 | -4.2982 | -8.9109 | 0 | 0 | 0 | 0 | 0 | 0 | 0 | 0 | 0 | 0 | 0 | 0 | 0 | 0 | 0 | 0 | 0 | 0 | 0 | 0 | 0 | 0 | 0 | 0 | 0 | 0 | 0 | 0 | 0 | 0 | 0 | 0 | 0 | 0 | 0 | 0 | 0 | 0 | 0 | 0 | 0 | 0 | 0 | 0 | 0 | 0 | 0 | 0 | 0 | 0
Bonus Depreciation (N/A) | 0 | 0 | 0 | 0 | 0 | 0 | 0 | 0 | 0 | 0 | 0 | 0 | 0 | 0 | 0 | 0 | 0 | 0 | 0 | 0 | 0 | 0 | 0 | 0 | 0 | 0 | 0 | 0 | 0 | 0 | 0 | 0 | 0 | 0 | 0 | 0 | 0 | 0 | 0 | 0 | 0 | 0 | 0 | 0 | 0 | 0 | 0 | 0 | 0 | 0 | 0 | 0 | 0 | 0 | 0 | 0 | 0 | 0 | 0 | 0 | 0 | 0 | 0
Regular Depreciation basis (Cumulative) | 0 | 0 | 4.2982 | 13.2091 | 13.2091 | 13.2091 | 13.2091 | 13.2091 | 13.2091 | 13.2091 | 13.2091 | 8.9109 | 0 | 0 | 0 | 0 | 0 | 0 | 0 | 0 | 0 | 0 | 0 | 0 | 0 | 0 | 0 | 0 | 0 | 0 | 0 | 0 | 0 | 0 | 0 | 0 | 0 | 0 | 0 | 0 | 0 | 0 | 0 | 0 | 0 | 0 | 0 | 0 | 0 | 0 | 0 | 0 | 0 | 0 | 0 | 0 | 0 | 0 | 0 | 0 | 0 | 0 | 0
RegularDepreciation | 0 | 0 | 0.61399 | 2.3255 | 2.9342 | 2.0958 | 1.497 | 1.1789 | 1.1789 | 0.98713 | 0.3977 | 0 | 0 | 0 | 0 | 0 | 0 | 0 | 0 | 0 | 0 | 0 | 0 | 0 | 0 | 0 | 0 | 0 | 0 | 0 | 0 | 0 | 0 | 0 | 0 | 0 | 0 | 0 | 0 | 0 | 0 | 0 | 0 | 0 | 0 | 0 | 0 | 0 | 0 | 0 | 0 | 0 | 0 | 0 | 0 | 0 | 0 | 0 | 0 | 0 | 0 | 0 | 0 | 13.2092
Total Depreciation for year | 0 | 0 | 0.61399 | 2.3255 | 2.9342 | 2.0958 | 1.497 | 1.1789 | 1.1789 | 0.98713 | 0.3977 | 0 | 0 | 0 | 0 | 0 | 0 | 0 | 0 | 0 | 0 | 0 | 0 | 0 | 0 | 0 | 0 | 0 | 0 | 0 | 0 | 0 | 0 | 0 | 0 | 0 | 0 | 0 | 0 | 0 | 0 | 0 | 0 | 0 | 0 | 0 | 0 | 0 | 0 | 0 | 0 | 0 | 0 | 0 | 0 | 0 | 0 | 0 | 0 | 0 | 0 | 0 | 0
Book Depreciation with COR
2014 | 0 | 0 | 0 | 0 | 0 | 0 | 0 | 0 | 0 | 0 | 0 | 0 | 0 | 0 | 0 | 0 | 0 | 0 | 0 | 0 | 0 | 0 | 0 | 0 | 0 | 0 | 0 | 0 | 0 | 0 | 0 | 0 | 0 | 0 | 0 | 0 | 0 | 0 | 0 | 0 | 0 | 0 | 0 | 0 | 0 | 0 | 0 | 0 | 0 | 0 | 0 | 0 | 0 | 0 | 0 | 0 | 0 | 0 | 0 | 0 | 0 |  |  | 0 | check - total PIS
2015 |  | 0 | 0 | 0 | 0 | 0 | 0 | 0 | 0 | 0 | 0 | [52 empty] | 0 | 0
2016 |  |  | 0.42982 | 0.42982 | 0.42982 | 0.42982 | 0.42982 | 0.42982 | 0.42982 | 0.42982 | 0.42982 | 0.42982 | [51 empty] | 4.2982 | 4.2982
2017 |  |  |  | 0.89109 | 0.89109 | 0.89109 | 0.89109 | 0.89109 | 0.89109 | 0.89109 | 0.89109 | 0.89109 | 0.89109 | [50 empty] | 8.9109
2018 |  |  |  |  | 0 | 0 | 0 | 0 | 0 | 0 | 0 | 0 | 0 | 0 | 0 | 0 | 0 | 0 | 0 | 0 | 0 | 0 | 0 | 0 | 0 | 0 | 0 | 0 | 0 | 0 | 0 | 0 | 0 | 0 | 0 | 0 | 0 | 0 | 0 | 0 | 0 | 0 | 0 | 0 | 0 | 0 | 0 | 0 | 0 | 0 | 0 | 0 | 0 | 0 | 0 | 0 | 0 | 0 | 0 | 0 | 0 |  |  | 0
2019 | [5 empty] | 0 | 0 | 0 | 0 | 0 | 0 | 0 | 0 | 0 | 0 | 0 | 0 | 0 | 0 | 0 | 0 | 0 | 0 | 0 | 0 | 0 | 0 | 0 | 0 | 0 | 0 | 0 | 0 | 0 | 0 | 0 | 0 | 0 | 0 | 0 | 0 | 0 | 0 | 0 | 0 | 0 | 0 | 0 | 0 | 0 | 0 | 0 | 0 | 0 | 0 | [8 empty] | 0
2020 | [6 empty] | 0 | 0 | 0 | 0 | 0 | 0 | 0 | 0 | 0 | 0 | 0 | 0 | 0 | 0 | 0 | 0 | 0 | 0 | 0 | 0 | 0 | 0 | 0 | 0 | 0 | 0 | 0 | 0 | 0 | 0 | 0 | 0 | 0 | 0 | 0 | 0 | 0 | 0 | 0 | 0 | 0 | 0 | 0 | 0 | 0 | 0 | 0 | 0 | 0 | 0 | 0 | 0 | 0 | 0 | 0 |  |  | 0
2021 | [7 empty] | 0 | 0 | 0 | 0 | 0 | 0 | 0 | 0 | 0 | 0 | 0 | 0 | 0 | 0 | 0 | 0 | 0 | 0 | 0 | 0 | 0 | 0 | 0 | 0 | 0 | 0 | 0 | 0 | 0 | 0 | 0 | 0 | 0 | 0 | 0 | 0 | 0 | 0 | 0 | 0 | 0 | 0 | 0 | 0 | 0 | 0 | 0 | 0 | 0 | 0 | 0 | 0 | 0 | 0 |  |  | 0
2022 | [8 empty] | 0 | 0 | 0 | 0 | 0 | 0 | 0 | 0 | 0 | 0 | 0 | 0 | 0 | 0 | 0 | 0 | 0 | 0 | 0 | 0 | 0 | 0 | 0 | 0 | 0 | 0 | 0 | 0 | 0 | 0 | 0 | 0 | 0 | 0 | 0 | 0 | 0 | 0 | 0 | 0 | 0 | 0 | 0 | 0 | 0 | 0 | 0 | 0 | 0 | 0 | 0 | 0 | 0 |  |  | 0
2023 | [9 empty] | 0 | 0 | 0 | 0 | 0 | 0 | 0 | 0 | 0 | 0 | 0 | 0 | 0 | 0 | 0 | 0 | 0 | 0 | 0 | 0 | 0 | 0 | 0 | 0 | 0 | 0 | 0 | 0 | 0 | 0 | 0 | 0 | 0 | 0 | 0 | 0 | 0 | 0 | 0 | 0 | 0 | 0 | 0 | 0 | 0 | 0 | 0 | 0 | 0 | 0 | 0 | 0 |  |  | 0
2024 | [63 empty] | 0
2025 | [63 empty] | 0
2026 | [63 empty] | 0
| 0 | 0 | 0.42982 | 1.3209 | 1.3209 | 1.3209 | 1.3209 | 1.3209 | 1.3209 | 1.3209 | 1.3209 | 1.3209 | 0.89109 | 0 | 0 | 0 | 0 | 0 | 0 | 0 | 0 | 0 | 0 | 0 | 0 | 0 | 0 | 0 | 0 | 0 | 0 | 0 | 0 | 0 | 0 | 0 | 0 | 0 | 0 | 0 | 0 | 0 | 0 | 0 | 0 | 0 | 0 | 0 | 0 | 0 | 0 | 0 | 0 | 0 | 0 | 0 | 0 | 0 | 0 | 0 | 0 | 0 | 0 | 13.2091
Book Depreciation- excl. Salvage
2014 | 0 | 0 | 0 | 0 | 0 | 0 | 0 | 0 | 0 | 0 | 0 | 0 | 0 | 0 | 0 | 0 | 0 | 0 | 0 | 0 | 0 | 0 | 0 | 0 | 0 | 0 | 0 | 0 | 0 | 0 | 0 | 0 | 0 | 0 | 0 | 0 | 0 | 0 | 0 | 0 | 0 | 0 | 0 | 0 | 0 | 0 | 0 | 0 | 0 | 0 | 0 | 0 | 0 | 0 | 0 | 0 | 0 | 0 | 0 | 0 | 0 |  |  | 0 | check - total PIS
2015 |  | 0 | 0 | 0 | 0 | 0 | 0 | 0 | 0 | 0 | 0 | [52 empty] | 0 | 0
2016 |  |  | 0.42982 | 0.42982 | 0.42982 | 0.42982 | 0.42982 | 0.42982 | 0.42982 | 0.42982 | 0.42982 | 0.42982 | [51 empty] | 4.2982 | 4.2982
2017 |  |  |  | 0.89109 | 0.89109 | 0.89109 | 0.89109 | 0.89109 | 0.89109 | 0.89109 | 0.89109 | 0.89109 | 0.89109 | [50 empty] | 8.9109
2018 |  |  |  |  | 0 | 0 | 0 | 0 | 0 | 0 | 0 | 0 | 0 | 0 | 0 | 0 | 0 | 0 | 0 | 0 | 0 | 0 | 0 | 0 | 0 | 0 | 0 | 0 | 0 | 0 | 0 | 0 | 0 | 0 | 0 | 0 | 0 | 0 | 0 | 0 | 0 | 0 | 0 | 0 | 0 | 0 | 0 | 0 | 0 | 0 | 0 | 0 | 0 | 0 | 0 | 0 | 0 | 0 | 0 | 0 | 0 |  |  | 0
2019 | [5 empty] | 0 | 0 | 0 | 0 | 0 | 0 | 0 | 0 | 0 | 0 | 0 | 0 | 0 | 0 | 0 | 0 | 0 | 0 | 0 | 0 | 0 | 0 | 0 | 0 | 0 | 0 | 0 | 0 | 0 | 0 | 0 | 0 | 0 | 0 | 0 | 0 | 0 | 0 | 0 | 0 | 0 | 0 | 0 | 0 | 0 | 0 | 0 | 0 | 0 | 0 | [8 empty] | 0
2020 | [6 empty] | 0 | 0 | 0 | 0 | 0 | 0 | 0 | 0 | 0 | 0 | 0 | 0 | 0 | 0 | 0 | 0 | 0 | 0 | 0 | 0 | 0 | 0 | 0 | 0 | 0 | 0 | 0 | 0 | 0 | 0 | 0 | 0 | 0 | 0 | 0 | 0 | 0 | 0 | 0 | 0 | 0 | 0 | 0 | 0 | 0 | 0 | 0 | 0 | 0 | 0 | 0 | 0 | 0 | 0 | 0 |  |  | 0
2021 | [7 empty] | 0 | 0 | 0 | 0 | 0 | 0 | 0 | 0 | 0 | 0 | 0 | 0 | 0 | 0 | 0 | 0 | 0 | 0 | 0 | 0 | 0 | 0 | 0 | 0 | 0 | 0 | 0 | 0 | 0 | 0 | 0 | 0 | 0 | 0 | 0 | 0 | 0 | 0 | 0 | 0 | 0 | 0 | 0 | 0 | 0 | 0 | 0 | 0 | 0 | 0 | 0 | 0 | 0 | 0 |  |  | 0
2022 | [8 empty] | 0 | 0 | 0 | 0 | 0 | 0 | 0 | 0 | 0 | 0 | 0 | 0 | 0 | 0 | 0 | 0 | 0 | 0 | 0 | 0 | 0 | 0 | 0 | 0 | 0 | 0 | 0 | 0 | 0 | 0 | 0 | 0 | 0 | 0 | 0 | 0 | 0 | 0 | 0 | 0 | 0 | 0 | 0 | 0 | 0 | 0 | 0 | 0 | 0 | 0 | 0 | 0 | 0 |  |  | 0
2023 | [9 empty] | 0 | 0 | 0 | 0 | 0 | 0 | 0 | 0 | 0 | 0 | 0 | 0 | 0 | 0 | 0 | 0 | 0 | 0 | 0 | 0 | 0 | 0 | 0 | 0 | 0 | 0 | 0 | 0 | 0 | 0 | 0 | 0 | 0 | 0 | 0 | 0 | 0 | 0 | 0 | 0 | 0 | 0 | 0 | 0 | 0 | 0 | 0 | 0 | 0 | 0 | 0 | 0 |  |  | 0
2024 | [63 empty] | 0
2025 | [63 empty] | 0
2026 | [63 empty] | 0
| 0 | 0 | 0.42982 | 1.3209 | 1.3209 | 1.3209 | 1.3209 | 1.3209 | 1.3209 | 1.3209 | 1.3209 | 1.3209 | 0.89109 | 0 | 0 | 0 | 0 | 0 | 0 | 0 | 0 | 0 | 0 | 0 | 0 | 0 | 0 | 0 | 0 | 0 | 0 | 0 | 0 | 0 | 0 | 0 | 0 | 0 | 0 | 0 | 0 | 0 | 0 | 0 | 0 | 0 | 0 | 0 | 0 | 0 | 0 | 0 | 0 | 0 | 0 | 0 | 0 | 0 | 0 | 0 | 0 | 0 | 0 | 13.2091
Note on A50: Lee, Betty: rate base does not include CWIP b/c the CapEx dollars include an AFUDC component in it already

## 2a (w 100pt incentive)
Project No. | 2a
Project Desc. | Battery Installation (2 MWs by 2017)
Book Life | 10
Tax Life | 7N
Salvage Rate | 0%
| 2014 | 2015 | 2016 | 2017 | 2018 | 2019 | 2020 | 2021 | 2022 | 2023 | 2024 | 2025 | 2026 | 2027 | 2028 | 2029 | 2030 | 2031 | 2032 | 2033 | 2034 | 2035 | 2036 | 2037 | 2038 | 2039 | 2040 | 2041 | 2042 | 2043 | 2044 | 2045 | 2046 | 2047 | 2048 | 2049 | 2050 | 2051 | 2052 | 2053 | 2054 | 2055 | 2056 | 2057 | 2058 | 2059 | 2060 | 2061 | 2062 | 2063 | 2064 | 2065 | 2066 | 2067 | 2068 | 2069 | 2070 | 2071 | 2072 | 2073 | 2074 | 2075 | 2076
Closing to Plant (Y/N) | N | N | N | N | N | N | N | N | N | N | N | N | N | N | N | N | N | N | N | N | N | N | N | N | N | N | N | N | N | N | N | N | N | N | N | N | N | N | N | N | N | N | N | N | N | N | N | N | N | N | N | N | N | N | N | N | N | N | N | N | N | N | N | Total
CWIP
Beginning of Period | 0 | 0 | 0 | 0 | 0 | 0 | 0 | 0 | 0 | 0 | 0 | 0 | 0 | 0 | 0 | 0 | 0 | 0 | 0 | 0 | 0 | 0 | 0 | 0 | 0 | 0 | 0 | 0 | 0 | 0 | 0 | 0 | 0 | 0 | 0 | 0 | 0 | 0 | 0 | 0 | 0 | 0 | 0 | 0 | 0 | 0 | 0 | 0 | 0 | 0 | 0 | 0 | 0 | 0 | 0 | 0 | 0 | 0 | 0 | 0 | 0 | 0 | 0
Activity
Capex | 0 | 0 | 4.2982 | 8.9109 | 0 | 0 | 0 | 0 | 0 | 0 | 0 | 0 | 0 | [50 empty] | 13.2091
Closings to Plant |  | 0 | -4.2982 | -8.9109 | [59 empty] | -13.2091
End of Period | 0 | 0 | 0 | 0 | 0 | 0 | 0 | 0 | 0 | 0 | 0 | 0 | 0 | 0 | 0 | 0 | 0 | 0 | 0 | 0 | 0 | 0 | 0 | 0 | 0 | 0 | 0 | 0 | 0 | 0 | 0 | 0 | 0 | 0 | 0 | 0 | 0 | 0 | 0 | 0 | 0 | 0 | 0 | 0 | 0 | 0 | 0 | 0 | 0 | 0 | 0 | 0 | 0 | 0 | 0 | 0 | 0 | 0 | 0 | 0 | 0 | 0 | 0
Average | 0 | 0 | 0 | 0 | 0 | 0 | 0 | 0 | 0 | 0 | 0 | 0 | 0 | 0 | 0 | 0 | 0 | 0 | 0 | 0 | 0 | 0 | 0 | 0 | 0 | 0 | 0 | 0 | 0 | 0 | 0 | 0 | 0 | 0 | 0 | 0 | 0 | 0 | 0 | 0 | 0 | 0 | 0 | 0 | 0 | 0 | 0 | 0 | 0 | 0 | 0 | 0 | 0 | 0 | 0 | 0 | 0 | 0 | 0 | 0 | 0 | 0 | 0
Plant in Service
Beginning of Period | 0 | 0 | 0 | 4.2982 | 13.2091 | 13.2091 | 13.2091 | 13.2091 | 13.2091 | 13.2091 | 13.2091 | 13.2091 | 8.9109 | 0 | 0 | 0 | 0 | 0 | 0 | 0 | 0 | 0 | 0 | 0 | 0 | 0 | 0 | 0 | 0 | 0 | 0 | 0 | 0 | 0 | 0 | 0 | 0 | 0 | 0 | 0 | 0 | 0 | 0 | 0 | 0 | 0 | 0 | 0 | 0 | 0 | 0 | 0 | 0 | 0 | 0 | 0 | 0 | 0 | 0 | 0 | 0 | 0 | 0
Activity | 0 | 0 | 4.2982 | 8.9109 | 0 | 0 | 0 | 0 | 0 | 0 | 0 | -4.2982 | -8.9109 | 0 | 0 | 0 | 0 | 0 | 0 | 0 | 0 | 0 | 0 | 0 | 0 | 0 | 0 | 0 | 0 | 0 | 0 | 0 | 0 | 0 | 0 | 0 | 0 | 0 | 0 | 0 | 0 | 0 | 0 | 0 | 0 | 0 | 0 | 0 | 0 | 0 | 0 |  |  |  | 0 | [8 empty] | 0
End of Period | 0 | 0 | 4.2982 | 13.2091 | 13.2091 | 13.2091 | 13.2091 | 13.2091 | 13.2091 | 13.2091 | 13.2091 | 8.9109 | 0 | 0 | 0 | 0 | 0 | 0 | 0 | 0 | 0 | 0 | 0 | 0 | 0 | 0 | 0 | 0 | 0 | 0 | 0 | 0 | 0 | 0 | 0 | 0 | 0 | 0 | 0 | 0 | 0 | 0 | 0 | 0 | 0 | 0 | 0 | 0 | 0 | 0 | 0 | 0 | 0 | 0 | 0 | 0 | 0 | 0 | 0 | 0 | 0 | 0 | 0
Average | 0 | 0 | 2.1491 | 8.7536 | 13.2091 | 13.2091 | 13.2091 | 13.2091 | 13.2091 | 13.2091 | 13.2091 | 11.06 | 4.4555 | 0 | 0 | 0 | 0 | 0 | 0 | 0 | 0 | 0 | 0 | 0 | 0 | 0 | 0 | 0 | 0 | 0 | 0 | 0 | 0 | 0 | 0 | 0 | 0 | 0 | 0 | 0 | 0 | 0 | 0 | 0 | 0 | 0 | 0 | 0 | 0 | 0 | 0 | 0 | 0 | 0 | 0 | 0 | 0 | 0 | 0 | 0 | 0 | 0 | 0
Tax Depreciation
Beginning of Period | 0 | 0 | 0 | 1.228 | 5.8791 | 11.7474 | 15.9391 | 18.9332 | 21.291 | 23.6488 | 25.6231 | 26.4185 | 26.4185 | 26.4185 | 26.4185 | 26.4185 | 26.4185 | 26.4185 | 26.4185 | 26.4185 | 26.4185 | 26.4185 | 26.4185 | 26.4185 | 26.4185 | 26.4185 | 26.4185 | 26.4185 | 26.4185 | 26.4185 | 26.4185 | 26.4185 | 26.4185 | 26.4185 | 26.4185 | 26.4185 | 26.4185 | 26.4185 | 26.4185 | 26.4185 | 26.4185 | 26.4185 | 26.4185 | 26.4185 | 26.4185 | 26.4185 | 26.4185 | 26.4185 | 26.4185 | 26.4185 | 26.4185 | 26.4185 | 26.4185 | 26.4185 | 26.4185 | 26.4185 | 26.4185 | 26.4185 | 26.4185 | 26.4185 | 26.4185 | 26.4185 | 26.4185
Federal | 0 | 0 | 0.61399 | 2.3255 | 2.9342 | 2.0958 | 1.497 | 1.1789 | 1.1789 | 0.98713 | 0.3977 | 0 | 0 | 0 | 0 | 0 | 0 | 0 | 0 | 0 | 0 | 0 | 0 | 0 | 0 | 0 | 0 | 0 | 0 | 0 | 0 | 0 | 0 | 0 | 0 | 0 | 0 | 0 | 0 | 0 | 0 | 0 | 0 | 0 | 0 | 0 | 0 | 0 | 0 | 0 | 0 | 0 | 0 | 0 | 0 | 0 | 0 | 0 | 0 | 0 | 0 | 0 | 0 | 13.2092
State | 0 | 0 | 0.61399 | 2.3255 | 2.9342 | 2.0958 | 1.497 | 1.1789 | 1.1789 | 0.98713 | 0.3977 | 0 | 0 | 0 | 0 | 0 | 0 | 0 | 0 | 0 | 0 | 0 | 0 | 0 | 0 | 0 | 0 | 0 | 0 | 0 | 0 | 0 | 0 | 0 | 0 | 0 | 0 | 0 | 0 | 0 | 0 | 0 | 0 | 0 | 0 | 0 | 0 | 0 | 0 | 0 | 0 | 0 | 0 | 0 | 0 | 0 | 0 | 0 | 0 | 0 | 0 | 0 | 0 | 13.2092
End of Period | 0 | 0 | 1.228 | 5.8791 | 11.7474 | 15.9391 | 18.9332 | 21.291 | 23.6488 | 25.6231 | 26.4185 | 26.4185 | 26.4185 | 26.4185 | 26.4185 | 26.4185 | 26.4185 | 26.4185 | 26.4185 | 26.4185 | 26.4185 | 26.4185 | 26.4185 | 26.4185 | 26.4185 | 26.4185 | 26.4185 | 26.4185 | 26.4185 | 26.4185 | 26.4185 | 26.4185 | 26.4185 | 26.4185 | 26.4185 | 26.4185 | 26.4185 | 26.4185 | 26.4185 | 26.4185 | 26.4185 | 26.4185 | 26.4185 | 26.4185 | 26.4185 | 26.4185 | 26.4185 | 26.4185 | 26.4185 | 26.4185 | 26.4185 | 26.4185 | 26.4185 | 26.4185 | 26.4185 | 26.4185 | 26.4185 | 26.4185 | 26.4185 | 26.4185 | 26.4185 | 26.4185 | 26.4185
Average | 0 | 0 | 0.61399 | 3.5535 | 8.8132 | 13.8433 | 17.4361 | 20.1121 | 22.4699 | 24.6359 | 26.0208 | 26.4185 | 26.4185 | 26.4185 | 26.4185 | 26.4185 | 26.4185 | 26.4185 | 26.4185 | 26.4185 | 26.4185 | 26.4185 | 26.4185 | 26.4185 | 26.4185 | 26.4185 | 26.4185 | 26.4185 | 26.4185 | 26.4185 | 26.4185 | 26.4185 | 26.4185 | 26.4185 | 26.4185 | 26.4185 | 26.4185 | 26.4185 | 26.4185 | 26.4185 | 26.4185 | 26.4185 | 26.4185 | 26.4185 | 26.4185 | 26.4185 | 26.4185 | 26.4185 | 26.4185 | 26.4185 | 26.4185 | 26.4185 | 26.4185 | 26.4185 | 26.4185 | 26.4185 | 26.4185 | 26.4185 | 26.4185 | 26.4185 | 26.4185 | 26.4185 | 26.4185
Book Depreciation with COR
Beginning of Period | 0 | 0 | 0 | 0.42982 | 1.7507 | 3.0716 | 4.3925 | 5.7135 | 7.0344 | 8.3553 | 9.6762 | 10.9971 | 8.0198 | 0 | 0 | 0 | 0 | 0 | 0 | 0 | 0 | 0 | 0 | 0 | 0 | 0 | 0 | 0 | 0 | 0 | 0 | 0 | 0 | 0 | 0 | 0 | 0 | 0 | 0 | 0 | 0 | 0 | 0 | 0 | 0 | 0 | 0 | 0 | 0 | 0 | 0 | 0 | 0 | 0 | 0 | 0 | 0 | 0 | 0 | 0 | 0 | 0 | 0
Activity | 0 | 0 | 0.42982 | 1.3209 | 1.3209 | 1.3209 | 1.3209 | 1.3209 | 1.3209 | 1.3209 | 1.3209 | 1.3209 | 0.89109 | 0 | 0 | 0 | 0 | 0 | 0 | 0 | 0 | 0 | 0 | 0 | 0 | 0 | 0 | 0 | 0 | 0 | 0 | 0 | 0 | 0 | 0 | 0 | 0 | 0 | 0 | 0 | 0 | 0 | 0 | 0 | 0 | 0 | 0 | 0 | 0 | 0 | 0 | 0 | 0 | 0 | 0 | 0 | 0 | 0 | 0 | 0 | 0 | 0 | 0 | 13.2091
Book Depreciation Related to Retired PIS | [10 empty] | 0 | -4.2982 | -8.9109 | [41 empty] | 0 | [6 empty] | 0 |  | -13.2091
End of Period | 0 | 0 | 0.42982 | 1.7507 | 3.0716 | 4.3925 | 5.7135 | 7.0344 | 8.3553 | 9.6762 | 10.9971 | 8.0198 | 0 | 0 | 0 | 0 | 0 | 0 | 0 | 0 | 0 | 0 | 0 | 0 | 0 | 0 | 0 | 0 | 0 | 0 | 0 | 0 | 0 | 0 | 0 | 0 | 0 | 0 | 0 | 0 | 0 | 0 | 0 | 0 | 0 | 0 | 0 | 0 | 0 | 0 | 0 | 0 | 0 | 0 | 0 | 0 | 0 | 0 | 0 | 0 | 0 | 0 | 0
Average | 0 | 0 | 0.21491 | 1.0903 | 2.4112 | 3.7321 | 5.053 | 6.3739 | 7.6948 | 9.0157 | 10.3366 | 9.5085 | 4.0099 | 0 | 0 | 0 | 0 | 0 | 0 | 0 | 0 | 0 | 0 | 0 | 0 | 0 | 0 | 0 | 0 | 0 | 0 | 0 | 0 | 0 | 0 | 0 | 0 | 0 | 0 | 0 | 0 | 0 | 0 | 0 | 0 | 0 | 0 | 0 | 0 | 0 | 0 | 0 | 0 | 0 | 0 | 0 | 0 | 0 | 0 | 0 | 0 | 0 | 0
Federal Deferred Tax Balance, Net of Tax
Beginning of Period | 0 | 0 | 0 | 0.064462 | 0.41608 | 0.98072 | 1.252 | 1.3136 | 1.2639 | 1.2142 | 1.0974 | 0.77425 | 0.31193 | 4.6232e-05 | 4.6232e-05 | 4.6232e-05 | 4.6232e-05 | 4.6232e-05 | 4.6232e-05 | 4.6232e-05 | 4.6232e-05 | 4.6232e-05 | 4.6232e-05 | 4.6232e-05 | 4.6232e-05 | 4.6232e-05 | 4.6232e-05 | 4.6232e-05 | 4.6232e-05 | 4.6232e-05 | 4.6232e-05 | 4.6232e-05 | 4.6232e-05 | 4.6232e-05 | 4.6232e-05 | 4.6232e-05 | 4.6232e-05 | 4.6232e-05 | 4.6232e-05 | 4.6232e-05 | 4.6232e-05 | 4.6232e-05 | 4.6232e-05 | 4.6232e-05 | 4.6232e-05 | 4.6232e-05 | 4.6232e-05 | 4.6232e-05 | 4.6232e-05 | 4.6232e-05 | 4.6232e-05 | 4.6232e-05 | 4.6232e-05 | 4.6232e-05 | 4.6232e-05 | 4.6232e-05 | 4.6232e-05 | 4.6232e-05 | 4.6232e-05 | 4.6232e-05 | 4.6232e-05 | 4.6232e-05 | 4.6232e-05
Activity | 0 | 0 | 0.064462 | 0.35162 | 0.56464 | 0.27123 | 0.061643 | -0.049699 | -0.049699 | -0.11682 | -0.32313 | -0.46232 | -0.31188 | 0 | 0 | 0 | 0 | 0 | 0 | 0 | 0 | 0 | 0 | 0 | 0 | 0 | 0 | 0 | 0 | 0 | 0 | 0 | 0 | 0 | 0 | 0 | 0 | 0 | 0 | 0 | 0 | 0 | 0 | 0 | 0 | 0 | 0 | 0 | 0 | 0 | 0 | 0 | 0 | 0 | 0 | 0 | 0 | 0 | 0 | 0 | 0 | 0 | 0 | 4.6232e-05
End of Period | 0 | 0 | 0.064462 | 0.41608 | 0.98072 | 1.252 | 1.3136 | 1.2639 | 1.2142 | 1.0974 | 0.77425 | 0.31193 | 4.6232e-05 | 4.6232e-05 | 4.6232e-05 | 4.6232e-05 | 4.6232e-05 | 4.6232e-05 | 4.6232e-05 | 4.6232e-05 | 4.6232e-05 | 4.6232e-05 | 4.6232e-05 | 4.6232e-05 | 4.6232e-05 | 4.6232e-05 | 4.6232e-05 | 4.6232e-05 | 4.6232e-05 | 4.6232e-05 | 4.6232e-05 | 4.6232e-05 | 4.6232e-05 | 4.6232e-05 | 4.6232e-05 | 4.6232e-05 | 4.6232e-05 | 4.6232e-05 | 4.6232e-05 | 4.6232e-05 | 4.6232e-05 | 4.6232e-05 | 4.6232e-05 | 4.6232e-05 | 4.6232e-05 | 4.6232e-05 | 4.6232e-05 | 4.6232e-05 | 4.6232e-05 | 4.6232e-05 | 4.6232e-05 | 4.6232e-05 | 4.6232e-05 | 4.6232e-05 | 4.6232e-05 | 4.6232e-05 | 4.6232e-05 | 4.6232e-05 | 4.6232e-05 | 4.6232e-05 | 4.6232e-05 | 4.6232e-05 | 4.6232e-05
Average | 0 | 0 | 0.032231 | 0.24027 | 0.6984 | 1.1163 | 1.2828 | 1.2887 | 1.239 | 1.1558 | 0.93581 | 0.54309 | 0.15599 | 4.6232e-05 | 4.6232e-05 | 4.6232e-05 | 4.6232e-05 | 4.6232e-05 | 4.6232e-05 | 4.6232e-05 | 4.6232e-05 | 4.6232e-05 | 4.6232e-05 | 4.6232e-05 | 4.6232e-05 | 4.6232e-05 | 4.6232e-05 | 4.6232e-05 | 4.6232e-05 | 4.6232e-05 | 4.6232e-05 | 4.6232e-05 | 4.6232e-05 | 4.6232e-05 | 4.6232e-05 | 4.6232e-05 | 4.6232e-05 | 4.6232e-05 | 4.6232e-05 | 4.6232e-05 | 4.6232e-05 | 4.6232e-05 | 4.6232e-05 | 4.6232e-05 | 4.6232e-05 | 4.6232e-05 | 4.6232e-05 | 4.6232e-05 | 4.6232e-05 | 4.6232e-05 | 4.6232e-05 | 4.6232e-05 | 4.6232e-05 | 4.6232e-05 | 4.6232e-05 | 4.6232e-05 | 4.6232e-05 | 4.6232e-05 | 4.6232e-05 | 4.6232e-05 | 4.6232e-05 | 4.6232e-05 | 4.6232e-05
State Deferred Tax Balance
Beginning of Period | 0 | 0 | 0 | 0.011971 | 0.077273 | 0.18213 | 0.23251 | 0.24395 | 0.23472 | 0.22549 | 0.2038 | 0.14379 | 0.05793 | 8.5859e-06 | 8.5859e-06 | 8.5859e-06 | 8.5859e-06 | 8.5859e-06 | 8.5859e-06 | 8.5859e-06 | 8.5859e-06 | 8.5859e-06 | 8.5859e-06 | 8.5859e-06 | 8.5859e-06 | 8.5859e-06 | 8.5859e-06 | 8.5859e-06 | 8.5859e-06 | 8.5859e-06 | 8.5859e-06 | 8.5859e-06 | 8.5859e-06 | 8.5859e-06 | 8.5859e-06 | 8.5859e-06 | 8.5859e-06 | 8.5859e-06 | 8.5859e-06 | 8.5859e-06 | 8.5859e-06 | 8.5859e-06 | 8.5859e-06 | 8.5859e-06 | 8.5859e-06 | 8.5859e-06 | 8.5859e-06 | 8.5859e-06 | 8.5859e-06 | 8.5859e-06 | 8.5859e-06 | 8.5859e-06 | 8.5859e-06 | 8.5859e-06 | 8.5859e-06 | 8.5859e-06 | 8.5859e-06 | 8.5859e-06 | 8.5859e-06 | 8.5859e-06 | 8.5859e-06 | 8.5859e-06 | 8.5859e-06
Activity | 0 | 0 | 0.011971 | 0.065301 | 0.10486 | 0.050371 | 0.011448 | -0.0092299 | -0.0092299 | -0.021696 | -0.060009 | -0.085859 | -0.057921 | 0 | 0 | 0 | 0 | 0 | 0 | 0 | 0 | 0 | 0 | 0 | 0 | 0 | 0 | 0 | 0 | 0 | 0 | 0 | 0 | 0 | 0 | 0 | 0 | 0 | 0 | 0 | 0 | 0 | 0 | 0 | 0 | 0 | 0 | 0 | 0 | 0 | 0 | 0 | 0 | 0 | 0 | 0 | 0 | 0 | 0 | 0 | 0 | 0 | 0 | 8.5859e-06
End of Period | 0 | 0 | 0.011971 | 0.077273 | 0.18213 | 0.23251 | 0.24395 | 0.23472 | 0.22549 | 0.2038 | 0.14379 | 0.05793 | 8.5859e-06 | 8.5859e-06 | 8.5859e-06 | 8.5859e-06 | 8.5859e-06 | 8.5859e-06 | 8.5859e-06 | 8.5859e-06 | 8.5859e-06 | 8.5859e-06 | 8.5859e-06 | 8.5859e-06 | 8.5859e-06 | 8.5859e-06 | 8.5859e-06 | 8.5859e-06 | 8.5859e-06 | 8.5859e-06 | 8.5859e-06 | 8.5859e-06 | 8.5859e-06 | 8.5859e-06 | 8.5859e-06 | 8.5859e-06 | 8.5859e-06 | 8.5859e-06 | 8.5859e-06 | 8.5859e-06 | 8.5859e-06 | 8.5859e-06 | 8.5859e-06 | 8.5859e-06 | 8.5859e-06 | 8.5859e-06 | 8.5859e-06 | 8.5859e-06 | 8.5859e-06 | 8.5859e-06 | 8.5859e-06 | 8.5859e-06 | 8.5859e-06 | 8.5859e-06 | 8.5859e-06 | 8.5859e-06 | 8.5859e-06 | 8.5859e-06 | 8.5859e-06 | 8.5859e-06 | 8.5859e-06 | 8.5859e-06 | 8.5859e-06
Average | 0 | 0 | 0.0059857 | 0.044622 | 0.1297 | 0.20732 | 0.23823 | 0.23934 | 0.23011 | 0.21465 | 0.17379 | 0.10086 | 0.028969 | 8.5859e-06 | 8.5859e-06 | 8.5859e-06 | 8.5859e-06 | 8.5859e-06 | 8.5859e-06 | 8.5859e-06 | 8.5859e-06 | 8.5859e-06 | 8.5859e-06 | 8.5859e-06 | 8.5859e-06 | 8.5859e-06 | 8.5859e-06 | 8.5859e-06 | 8.5859e-06 | 8.5859e-06 | 8.5859e-06 | 8.5859e-06 | 8.5859e-06 | 8.5859e-06 | 8.5859e-06 | 8.5859e-06 | 8.5859e-06 | 8.5859e-06 | 8.5859e-06 | 8.5859e-06 | 8.5859e-06 | 8.5859e-06 | 8.5859e-06 | 8.5859e-06 | 8.5859e-06 | 8.5859e-06 | 8.5859e-06 | 8.5859e-06 | 8.5859e-06 | 8.5859e-06 | 8.5859e-06 | 8.5859e-06 | 8.5859e-06 | 8.5859e-06 | 8.5859e-06 | 8.5859e-06 | 8.5859e-06 | 8.5859e-06 | 8.5859e-06 | 8.5859e-06 | 8.5859e-06 | 8.5859e-06 | 8.5859e-06
Net Rate Base - Average | 0 | 0 | 1.896 | 7.3785 | 9.9698 | 8.1534 | 6.6351 | 5.3071 | 4.0451 | 2.8229 | 1.7629 | 0.9076 | 0.26059 | -5.4818e-05 | -5.4818e-05 | -5.4818e-05 | -5.4818e-05 | -5.4818e-05 | -5.4818e-05 | -5.4818e-05 | -5.4818e-05 | -5.4818e-05 | -5.4818e-05 | -5.4818e-05 | -5.4818e-05 | -5.4818e-05 | -5.4818e-05 | -5.4818e-05 | -5.4818e-05 | -5.4818e-05 | -5.4818e-05 | -5.4818e-05 | -5.4818e-05 | -5.4818e-05 | -5.4818e-05 | -5.4818e-05 | -5.4818e-05 | -5.4818e-05 | -5.4818e-05 | -5.4818e-05 | -5.4818e-05 | -5.4818e-05 | -5.4818e-05 | -5.4818e-05 | -5.4818e-05 | -5.4818e-05 | -5.4818e-05 | -5.4818e-05 | -5.4818e-05 | -5.4818e-05 | -5.4818e-05 | -5.4818e-05 | -5.4818e-05 | -5.4818e-05 | -5.4818e-05 | -5.4818e-05 | -5.4818e-05 | -5.4818e-05 | -5.4818e-05 | -5.4818e-05 | -5.4818e-05 | -5.4818e-05 | -5.4818e-05
EXPENSES
Income Tax - Removal Cost | 0 | 0 | 0 | 0 | 0 | 0 | 0 | 0 | 0 | 0 | 0 | 0 | 0 | 0 | 0 | 0 | 0 | 0 | 0 | 0 | 0 | 0 | 0 | 0 | 0 | 0 | 0 | 0 | 0 | 0 | 0 | 0 | 0 | 0 | 0 | 0 | 0 | 0 | 0 | 0 | 0 | 0 | 0 | 0 | 0 | 0 | 0 | 0 | 0 | 0 | 0 | 0 | 0 | 0 | 0 | 0 | 0 | 0 | 0 | 0 | 0 | 0 | 0 | 0
Book Depreciation | 0 | 0 | 0.42982 | 1.3209 | 1.3209 | 1.3209 | 1.3209 | 1.3209 | 1.3209 | 1.3209 | 1.3209 | 1.3209 | 0.89109 | 0 | 0 | 0 | 0 | 0 | 0 | 0 | 0 | 0 | 0 | 0 | 0 | 0 | 0 | 0 | 0 | 0 | 0 | 0 | 0 | 0 | 0 | 0 | 0 | 0 | 0 | 0 | 0 | 0 | 0 | 0 | 0 | 0 | 0 | 0 | 0 | 0 | 0 | 0 | 0 | 0 | 0 | 0 | 0 | 0 | 0 | 0 | 0 | 0 | 0 | 13.2091
Property Taxes | 0 | 0 | 0.21491 | 0.66045 | 0.66045 | 0.66045 | 0.66045 | 0.66045 | 0.66045 | 0.66045 | 0.66045 | 0.44555 | 0 | 0 | 0 | 0 | 0 | 0 | 0 | 0 | 0 | 0 | 0 | 0 | 0 | 0 | 0 | 0 | 0 | 0 | 0 | 0 | 0 | 0 | 0 | 0 | 0 | 0 | 0 | 0 | 0 | 0 | 0 | 0 | 0 | 0 | 0 | 0 | 0 | 0 | 0 | 0 | 0 | 0 | 0 | 0 | 0 | 0 | 0 | 0 | 0 | 0 | 0 | 5.9441
Total Expenses | 0 | 0 | 0.64472 | 1.9814 | 1.9814 | 1.9814 | 1.9814 | 1.9814 | 1.9814 | 1.9814 | 1.9814 | 1.7665 | 0.89109 | 0 | 0 | 0 | 0 | 0 | 0 | 0 | 0 | 0 | 0 | 0 | 0 | 0 | 0 | 0 | 0 | 0 | 0 | 0 | 0 | 0 | 0 | 0 | 0 | 0 | 0 | 0 | 0 | 0 | 0 | 0 | 0 | 0 | 0 | 0 | 0 | 0 | 0 | 0 | 0 | 0 | 0 | 0 | 0 | 0 | 0 | 0 | 0 | 0 | 0 | 19.1532
REVENUE REQUIREMENT
Net Rate Base | 0 | 0 | 1.896 | 7.3785 | 9.9698 | 8.1534 | 6.6351 | 5.3071 | 4.0451 | 2.8229 | 1.7629 | 0.9076 | 0.26059 | -5.4818e-05 | -5.4818e-05 | -5.4818e-05 | -5.4818e-05 | -5.4818e-05 | -5.4818e-05 | -5.4818e-05 | -5.4818e-05 | -5.4818e-05 | -5.4818e-05 | -5.4818e-05 | -5.4818e-05 | -5.4818e-05 | -5.4818e-05 | -5.4818e-05 | -5.4818e-05 | -5.4818e-05 | -5.4818e-05 | -5.4818e-05 | -5.4818e-05 | -5.4818e-05 | -5.4818e-05 | -5.4818e-05 | -5.4818e-05 | -5.4818e-05 | -5.4818e-05 | -5.4818e-05 | -5.4818e-05 | -5.4818e-05 | -5.4818e-05 | -5.4818e-05 | -5.4818e-05 | -5.4818e-05 | -5.4818e-05 | -5.4818e-05 | -5.4818e-05 | -5.4818e-05 | -5.4818e-05 | -5.4818e-05 | -5.4818e-05 | -5.4818e-05 | -5.4818e-05 | -5.4818e-05 | -5.4818e-05 | -5.4818e-05 | -5.4818e-05 | -5.4818e-05 | -5.4818e-05 | -5.4818e-05 | -5.4818e-05 | 49.1362
ROR + 100 basis point Incentive on ROE | 10.77% | 10.77% | 10.61% | 10.61% | 10.61% | 10.61% | 10.61% | 10.61% | 10.61% | 10.61% | 10.61% | 10.61% | 10.61% | 10.61% | 10.61% | 10.61% | 10.61% | 10.61% | 10.61% | 10.61% | 10.61% | 10.61% | 10.61% | 10.61% | 10.61% | 10.61% | 10.61% | 10.61% | 10.61% | 10.61% | 10.61% | 10.61% | 10.61% | 10.61% | 10.61% | 10.61% | 10.61% | 10.61% | 10.61% | 10.61% | 10.61% | 10.61% | 10.61% | 10.61% | 10.61% | 10.61% | 10.61% | 10.61% | 10.61% | 10.61% | 10.61% | 10.61% | 10.61% | 10.61% | 10.61% | 10.61% | 10.61% | 10.61% | 10.61% | 10.61% | 10.61% | 10.61% | 10.61%
Earnings Base | 0 | 0 | 0.20116 | 0.78285 | 1.0578 | 0.86507 | 0.70398 | 0.56308 | 0.42919 | 0.29951 | 0.18704 | 0.096297 | 0.027649 | -5.8162e-06 | -5.8162e-06 | -5.8162e-06 | -5.8162e-06 | -5.8162e-06 | -5.8162e-06 | -5.8162e-06 | -5.8162e-06 | -5.8162e-06 | -5.8162e-06 | -5.8162e-06 | -5.8162e-06 | -5.8162e-06 | -5.8162e-06 | -5.8162e-06 | -5.8162e-06 | -5.8162e-06 | -5.8162e-06 | -5.8162e-06 | -5.8162e-06 | -5.8162e-06 | -5.8162e-06 | -5.8162e-06 | -5.8162e-06 | -5.8162e-06 | -5.8162e-06 | -5.8162e-06 | -5.8162e-06 | -5.8162e-06 | -5.8162e-06 | -5.8162e-06 | -5.8162e-06 | -5.8162e-06 | -5.8162e-06 | -5.8162e-06 | -5.8162e-06 | -5.8162e-06 | -5.8162e-06 | -5.8162e-06 | -5.8162e-06 | -5.8162e-06 | -5.8162e-06 | -5.8162e-06 | -5.8162e-06 | -5.8162e-06 | -5.8162e-06 | -5.8162e-06 | -5.8162e-06 | -5.8162e-06 | -5.8162e-06
Earnings - Expense | 0 | 0 | 0.64472 | 1.9814 | 1.9814 | 1.9814 | 1.9814 | 1.9814 | 1.9814 | 1.9814 | 1.9814 | 1.7665 | 0.89109 | 0 | 0 | 0 | 0 | 0 | 0 | 0 | 0 | 0 | 0 | 0 | 0 | 0 | 0 | 0 | 0 | 0 | 0 | 0 | 0 | 0 | 0 | 0 | 0 | 0 | 0 | 0 | 0 | 0 | 0 | 0 | 0 | 0 | 0 | 0 | 0 | 0 | 0 | 0 | 0 | 0 | 0 | 0 | 0 | 0 | 0 | 0 | 0 | 0 | 0 | 19.1532
Total Earnings Effect | 0 | 0 | 0.84588 | 2.7642 | 3.0392 | 2.8464 | 2.6853 | 2.5444 | 2.4106 | 2.2809 | 2.1684 | 1.8628 | 0.91874 | -5.8162e-06 | -5.8162e-06 | -5.8162e-06 | -5.8162e-06 | -5.8162e-06 | -5.8162e-06 | -5.8162e-06 | -5.8162e-06 | -5.8162e-06 | -5.8162e-06 | -5.8162e-06 | -5.8162e-06 | -5.8162e-06 | -5.8162e-06 | -5.8162e-06 | -5.8162e-06 | -5.8162e-06 | -5.8162e-06 | -5.8162e-06 | -5.8162e-06 | -5.8162e-06 | -5.8162e-06 | -5.8162e-06 | -5.8162e-06 | -5.8162e-06 | -5.8162e-06 | -5.8162e-06 | -5.8162e-06 | -5.8162e-06 | -5.8162e-06 | -5.8162e-06 | -5.8162e-06 | -5.8162e-06 | -5.8162e-06 | -5.8162e-06 | -5.8162e-06 | -5.8162e-06 | -5.8162e-06 | -5.8162e-06 | -5.8162e-06 | -5.8162e-06 | -5.8162e-06 | -5.8162e-06 | -5.8162e-06 | -5.8162e-06 | -5.8162e-06 | -5.8162e-06 | -5.8162e-06 | -5.8162e-06 | -5.8162e-06
Gross-Up Factor | 1.0354 | 1.0354 | 1.0354 | 1.0354 | 1.0354 | 1.0354 | 1.0354 | 1.0354 | 1.0354 | 1.0354 | 1.0354 | 1.0354 | 1.0354 | 1.0354 | 1.0354 | 1.0354 | 1.0354 | 1.0354 | 1.0354 | 1.0354 | 1.0354 | 1.0354 | 1.0354 | 1.0354 | 1.0354 | 1.0354 | 1.0354 | 1.0354 | 1.0354 | 1.0354 | 1.0354 | 1.0354 | 1.0354 | 1.0354 | 1.0354 | 1.0354 | 1.0354 | 1.0354 | 1.0354 | 1.0354 | 1.0354 | 1.0354 | 1.0354 | 1.0354 | 1.0354 | 1.0354 | 1.0354 | 1.0354 | 1.0354 | 1.0354 | 1.0354 | 1.0354 | 1.0354 | 1.0354 | 1.0354 | 1.0354 | 1.0354 | 1.0354 | 1.0354 | 1.0354 | 1.0354 | 1.0354 | 1.0354
Revenue requirement | 0 | 0 | 0.87579 | 2.862 | 3.1466 | 2.9471 | 2.7803 | 2.6344 | 2.4958 | 2.3615 | 2.2451 | 1.9286 | 0.95123 | -6.0218e-06 | -6.0218e-06 | -6.0218e-06 | -6.0218e-06 | -6.0218e-06 | -6.0218e-06 | -6.0218e-06 | -6.0218e-06 | -6.0218e-06 | -6.0218e-06 | -6.0218e-06 | -6.0218e-06 | -6.0218e-06 | -6.0218e-06 | -6.0218e-06 | -6.0218e-06 | -6.0218e-06 | -6.0218e-06 | -6.0218e-06 | -6.0218e-06 | -6.0218e-06 | -6.0218e-06 | -6.0218e-06 | -6.0218e-06 | -6.0218e-06 | -6.0218e-06 | -6.0218e-06 | -6.0218e-06 | -6.0218e-06 | -6.0218e-06 | -6.0218e-06 | -6.0218e-06 | -6.0218e-06 | -6.0218e-06 | -6.0218e-06 | -6.0218e-06 | -6.0218e-06 | -6.0218e-06 | -6.0218e-06 | -6.0218e-06 | -6.0218e-06 | -6.0218e-06 | -6.0218e-06 | -6.0218e-06 | -6.0218e-06 | -6.0218e-06 | -6.0218e-06 | -6.0218e-06 | -6.0218e-06 | -6.0218e-06 | 25.2281
Depreciation Calculations
Tax Depreciation - Federal
Cost of new equipment in service basis | 0 | 0 | 4.2982 | 8.9109 | 0 | 0 | 0 | 0 | 0 | 0 | 0 | -4.2982 | -8.9109 | 0 | 0 | 0 | 0 | 0 | 0 | 0 | 0 | 0 | 0 | 0 | 0 | 0 | 0 | 0 | 0 | 0 | 0 | 0 | 0 | 0 | 0 | 0 | 0 | 0 | 0 | 0 | 0 | 0 | 0 | 0 | 0 | 0 | 0 | 0 | 0 | 0 | 0 | 0 | 0 | 0 | 0 | 0 | 0 | 0 | 0 | 0 | 0
Bonus Depreciation (N/A) | 0 | 0 | 0 | 0 | 0 | 0 | 0 | 0 | 0 | 0 | 0 | 0 | 0 | 0 | 0 | 0 | 0 | 0 | 0 | 0 | 0 | 0 | 0 | 0 | 0 | 0 | 0 | 0 | 0 | 0 | 0 | 0 | 0 | 0 | 0 | 0 | 0 | 0 | 0 | 0 | 0 | 0 | 0 | 0 | 0 | 0 | 0 | 0 | 0 | 0 | 0 | 0 | 0 | 0 | 0 | 0 | 0 | 0 | 0 | 0 | 0
Regular Depreciation basis (Cumulative) | 0 | 0 | 4.2982 | 13.2091 | 13.2091 | 13.2091 | 13.2091 | 13.2091 | 13.2091 | 13.2091 | 13.2091 | 8.9109 | 0 | 0 | 0 | 0 | 0 | 0 | 0 | 0 | 0 | 0 | 0 | 0 | 0 | 0 | 0 | 0 | 0 | 0 | 0 | 0 | 0 | 0 | 0 | 0 | 0 | 0 | 0 | 0 | 0 | 0 | 0 | 0 | 0 | 0 | 0 | 0 | 0 | 0 | 0 | 0 | 0 | 0 | 0 | 0 | 0 | 0 | 0 | 0 | 0 | 0 | 0
RegularDepreciation | 0 | 0 | 0.61399 | 2.3255 | 2.9342 | 2.0958 | 1.497 | 1.1789 | 1.1789 | 0.98713 | 0.3977 | [52 empty] | 13.2092
Total Depreciation for year | 0 | 0 | 0.61399 | 2.3255 | 2.9342 | 2.0958 | 1.497 | 1.1789 | 1.1789 | 0.98713 | 0.3977 | 0 | 0 | 0 | 0 | 0 | 0 | 0 | 0 | 0 | 0 | 0 | 0 | 0 | 0 | 0 | 0 | 0 | 0 | 0 | 0 | 0 | 0 | 0 | 0 | 0 | 0 | 0 | 0 | 0 | 0 | 0 | 0 | 0 | 0 | 0 | 0 | 0 | 0 | 0 | 0 | 0 | 0 | 0 | 0 | 0 | 0 | 0 | 0 | 0 | 0
Tax Depreciation - State
Cost of new equipment in service basis | 0 | 0 | 4.2982 | 8.9109 | 0 | 0 | 0 | 0 | 0 | 0 | 0 | -4.2982 | -8.9109 | 0 | 0 | 0 | 0 | 0 | 0 | 0 | 0 | 0 | 0 | 0 | 0 | 0 | 0 | 0 | 0 | 0 | 0 | 0 | 0 | 0 | 0 | 0 | 0 | 0 | 0 | 0 | 0 | 0 | 0 | 0 | 0 | 0 | 0 | 0 | 0 | 0 | 0 | 0 | 0 | 0 | 0 | 0 | 0 | 0 | 0 | 0 | 0 | 0 | 0
Bonus Depreciation (N/A) | 0 | 0 | 0 | 0 | 0 | 0 | 0 | 0 | 0 | 0 | 0 | 0 | 0 | 0 | 0 | 0 | 0 | 0 | 0 | 0 | 0 | 0 | 0 | 0 | 0 | 0 | 0 | 0 | 0 | 0 | 0 | 0 | 0 | 0 | 0 | 0 | 0 | 0 | 0 | 0 | 0 | 0 | 0 | 0 | 0 | 0 | 0 | 0 | 0 | 0 | 0 | 0 | 0 | 0 | 0 | 0 | 0 | 0 | 0 | 0 | 0 | 0 | 0
Regular Depreciation basis (Cumulative) | 0 | 0 | 4.2982 | 13.2091 | 13.2091 | 13.2091 | 13.2091 | 13.2091 | 13.2091 | 13.2091 | 13.2091 | 8.9109 | 0 | 0 | 0 | 0 | 0 | 0 | 0 | 0 | 0 | 0 | 0 | 0 | 0 | 0 | 0 | 0 | 0 | 0 | 0 | 0 | 0 | 0 | 0 | 0 | 0 | 0 | 0 | 0 | 0 | 0 | 0 | 0 | 0 | 0 | 0 | 0 | 0 | 0 | 0 | 0 | 0 | 0 | 0 | 0 | 0 | 0 | 0 | 0 | 0 | 0 | 0
RegularDepreciation | 0 | 0 | 0.61399 | 2.3255 | 2.9342 | 2.0958 | 1.497 | 1.1789 | 1.1789 | 0.98713 | 0.3977 | 0 | 0 | 0 | 0 | 0 | 0 | 0 | 0 | 0 | 0 | 0 | 0 | 0 | 0 | 0 | 0 | 0 | 0 | 0 | 0 | 0 | 0 | 0 | 0 | 0 | 0 | 0 | 0 | 0 | 0 | 0 | 0 | 0 | 0 | 0 | 0 | 0 | 0 | 0 | 0 | 0 | 0 | 0 | 0 | 0 | 0 | 0 | 0 | 0 | 0 | 0 | 0 | 13.2092
Total Depreciation for year | 0 | 0 | 0.61399 | 2.3255 | 2.9342 | 2.0958 | 1.497 | 1.1789 | 1.1789 | 0.98713 | 0.3977 | 0 | 0 | 0 | 0 | 0 | 0 | 0 | 0 | 0 | 0 | 0 | 0 | 0 | 0 | 0 | 0 | 0 | 0 | 0 | 0 | 0 | 0 | 0 | 0 | 0 | 0 | 0 | 0 | 0 | 0 | 0 | 0 | 0 | 0 | 0 | 0 | 0 | 0 | 0 | 0 | 0 | 0 | 0 | 0 | 0 | 0 | 0 | 0 | 0 | 0 | 0 | 0
Book Depreciation with COR
2014 | 0 | 0 | 0 | 0 | 0 | 0 | 0 | 0 | 0 | 0 | 0 | 0 | 0 | 0 | 0 | 0 | 0 | 0 | 0 | 0 | 0 | 0 | 0 | 0 | 0 | 0 | 0 | 0 | 0 | 0 | 0 | 0 | 0 | 0 | 0 | 0 | 0 | 0 | 0 | 0 | 0 | 0 | 0 | 0 | 0 | 0 | 0 | 0 | 0 | 0 | 0 | 0 | 0 | 0 | 0 | 0 | 0 | 0 | 0 | 0 | 0 |  |  | 0 | check - total PIS
2015 |  | 0 | 0 | 0 | 0 | 0 | 0 | 0 | 0 | 0 | 0 | [52 empty] | 0 | 0
2016 |  |  | 0.42982 | 0.42982 | 0.42982 | 0.42982 | 0.42982 | 0.42982 | 0.42982 | 0.42982 | 0.42982 | 0.42982 | [51 empty] | 4.2982 | 4.2982
2017 |  |  |  | 0.89109 | 0.89109 | 0.89109 | 0.89109 | 0.89109 | 0.89109 | 0.89109 | 0.89109 | 0.89109 | 0.89109 | [50 empty] | 8.9109 | 8.9109
2018 |  |  |  |  | 0 | 0 | 0 | 0 | 0 | 0 | 0 | 0 | 0 | 0 | 0 | 0 | 0 | 0 | 0 | 0 | 0 | 0 | 0 | 0 | 0 | 0 | 0 | 0 | 0 | 0 | 0 | 0 | 0 | 0 | 0 | 0 | 0 | 0 | 0 | 0 | 0 | 0 | 0 | 0 | 0 | 0 | 0 | 0 | 0 | 0 | 0 | 0 | 0 | 0 | 0 | 0 | 0 | 0 | 0 | 0 | 0 |  |  | 0
2019 | [5 empty] | 0 | 0 | 0 | 0 | 0 | 0 | 0 | 0 | 0 | 0 | 0 | 0 | 0 | 0 | 0 | 0 | 0 | 0 | 0 | 0 | 0 | 0 | 0 | 0 | 0 | 0 | 0 | 0 | 0 | 0 | 0 | 0 | 0 | 0 | 0 | 0 | 0 | 0 | 0 | 0 | 0 | 0 | 0 | 0 | 0 | 0 | 0 | 0 | 0 | 0 | [8 empty] | 0 | 0
2020 | [6 empty] | 0 | 0 | 0 | 0 | 0 | 0 | 0 | 0 | 0 | 0 | 0 | 0 | 0 | 0 | 0 | 0 | 0 | 0 | 0 | 0 | 0 | 0 | 0 | 0 | 0 | 0 | 0 | 0 | 0 | 0 | 0 | 0 | 0 | 0 | 0 | 0 | 0 | 0 | 0 | 0 | 0 | 0 | 0 | 0 | 0 | 0 | 0 | 0 | 0 | 0 | 0 | 0 | 0 | 0 | 0 |  |  | 0
2021 | [7 empty] | 0 | 0 | 0 | 0 | 0 | 0 | 0 | 0 | 0 | 0 | 0 | 0 | 0 | 0 | 0 | 0 | 0 | 0 | 0 | 0 | 0 | 0 | 0 | 0 | 0 | 0 | 0 | 0 | 0 | 0 | 0 | 0 | 0 | 0 | 0 | 0 | 0 | 0 | 0 | 0 | 0 | 0 | 0 | 0 | 0 | 0 | 0 | 0 | 0 | 0 | 0 | 0 | 0 | 0 |  |  | 0
2022 | [8 empty] | 0 | 0 | 0 | 0 | 0 | 0 | 0 | 0 | 0 | 0 | 0 | 0 | 0 | 0 | 0 | 0 | 0 | 0 | 0 | 0 | 0 | 0 | 0 | 0 | 0 | 0 | 0 | 0 | 0 | 0 | 0 | 0 | 0 | 0 | 0 | 0 | 0 | 0 | 0 | 0 | 0 | 0 | 0 | 0 | 0 | 0 | 0 | 0 | 0 | 0 | 0 | 0 | 0 |  |  | 0
2023 | [9 empty] | 0 | 0 | 0 | 0 | 0 | 0 | 0 | 0 | 0 | 0 | 0 | 0 | 0 | 0 | 0 | 0 | 0 | 0 | 0 | 0 | 0 | 0 | 0 | 0 | 0 | 0 | 0 | 0 | 0 | 0 | 0 | 0 | 0 | 0 | 0 | 0 | 0 | 0 | 0 | 0 | 0 | 0 | 0 | 0 | 0 | 0 | 0 | 0 | 0 | 0 | 0 | 0 |  |  | 0
2024 | [63 empty] | 0 | 0
2025 | [63 empty] | 0
2026 | [63 empty] | 0
| 0 | 0 | 0.42982 | 1.3209 | 1.3209 | 1.3209 | 1.3209 | 1.3209 | 1.3209 | 1.3209 | 1.3209 | 1.3209 | 0.89109 | 0 | 0 | 0 | 0 | 0 | 0 | 0 | 0 | 0 | 0 | 0 | 0 | 0 | 0 | 0 | 0 | 0 | 0 | 0 | 0 | 0 | 0 | 0 | 0 | 0 | 0 | 0 | 0 | 0 | 0 | 0 | 0 | 0 | 0 | 0 | 0 | 0 | 0 | 0 | 0 | 0 | 0 | 0 | 0 | 0 | 0 | 0 | 0 | 0 | 0 | 13.2091
Book Depreciation- excl. Salvage
2014 | 0 | 0 | 0 | 0 | 0 | 0 | 0 | 0 | 0 | 0 | 0 | 0 | 0 | 0 | 0 | 0 | 0 | 0 | 0 | 0 | 0 | 0 | 0 | 0 | 0 | 0 | 0 | 0 | 0 | 0 | 0 | 0 | 0 | 0 | 0 | 0 | 0 | 0 | 0 | 0 | 0 | 0 | 0 | 0 | 0 | 0 | 0 | 0 | 0 | 0 | 0 | 0 | 0 | 0 | 0 | 0 | 0 | 0 | 0 | 0 | 0 |  |  | 0 | check - total PIS
2015 |  | 0 | 0 | 0 | 0 | 0 | 0 | 0 | 0 | 0 | 0 | [52 empty] | 0 | 0
2016 |  |  | 0.42982 | 0.42982 | 0.42982 | 0.42982 | 0.42982 | 0.42982 | 0.42982 | 0.42982 | 0.42982 | 0.42982 | [51 empty] | 4.2982 | 4.2982
2017 |  |  |  | 0.89109 | 0.89109 | 0.89109 | 0.89109 | 0.89109 | 0.89109 | 0.89109 | 0.89109 | 0.89109 | 0.89109 | [50 empty] | 8.9109 | 8.9109
2018 |  |  |  |  | 0 | 0 | 0 | 0 | 0 | 0 | 0 | 0 | 0 | 0 | 0 | 0 | 0 | 0 | 0 | 0 | 0 | 0 | 0 | 0 | 0 | 0 | 0 | 0 | 0 | 0 | 0 | 0 | 0 | 0 | 0 | 0 | 0 | 0 | 0 | 0 | 0 | 0 | 0 | 0 | 0 | 0 | 0 | 0 | 0 | 0 | 0 | 0 | 0 | 0 | 0 | 0 | 0 | 0 | 0 | 0 | 0 |  |  | 0
2019 | [5 empty] | 0 | 0 | 0 | 0 | 0 | 0 | 0 | 0 | 0 | 0 | 0 | 0 | 0 | 0 | 0 | 0 | 0 | 0 | 0 | 0 | 0 | 0 | 0 | 0 | 0 | 0 | 0 | 0 | 0 | 0 | 0 | 0 | 0 | 0 | 0 | 0 | 0 | 0 | 0 | 0 | 0 | 0 | 0 | 0 | 0 | 0 | 0 | 0 | 0 | 0 | [8 empty] | 0 | 0
2020 | [6 empty] | 0 | 0 | 0 | 0 | 0 | 0 | 0 | 0 | 0 | 0 | 0 | 0 | 0 | 0 | 0 | 0 | 0 | 0 | 0 | 0 | 0 | 0 | 0 | 0 | 0 | 0 | 0 | 0 | 0 | 0 | 0 | 0 | 0 | 0 | 0 | 0 | 0 | 0 | 0 | 0 | 0 | 0 | 0 | 0 | 0 | 0 | 0 | 0 | 0 | 0 | 0 | 0 | 0 | 0 | 0 |  |  | 0
2021 | [7 empty] | 0 | 0 | 0 | 0 | 0 | 0 | 0 | 0 | 0 | 0 | 0 | 0 | 0 | 0 | 0 | 0 | 0 | 0 | 0 | 0 | 0 | 0 | 0 | 0 | 0 | 0 | 0 | 0 | 0 | 0 | 0 | 0 | 0 | 0 | 0 | 0 | 0 | 0 | 0 | 0 | 0 | 0 | 0 | 0 | 0 | 0 | 0 | 0 | 0 | 0 | 0 | 0 | 0 | 0 |  |  | 0
2022 | [8 empty] | 0 | 0 | 0 | 0 | 0 | 0 | 0 | 0 | 0 | 0 | 0 | 0 | 0 | 0 | 0 | 0 | 0 | 0 | 0 | 0 | 0 | 0 | 0 | 0 | 0 | 0 | 0 | 0 | 0 | 0 | 0 | 0 | 0 | 0 | 0 | 0 | 0 | 0 | 0 | 0 | 0 | 0 | 0 | 0 | 0 | 0 | 0 | 0 | 0 | 0 | 0 | 0 | 0 |  |  | 0
2023 | [9 empty] | 0 | 0 | 0 | 0 | 0 | 0 | 0 | 0 | 0 | 0 | 0 | 0 | 0 | 0 | 0 | 0 | 0 | 0 | 0 | 0 | 0 | 0 | 0 | 0 | 0 | 0 | 0 | 0 | 0 | 0 | 0 | 0 | 0 | 0 | 0 | 0 | 0 | 0 | 0 | 0 | 0 | 0 | 0 | 0 | 0 | 0 | 0 | 0 | 0 | 0 | 0 | 0 |  |  | 0
2024 | [63 empty] | 0 | 0
2025 | [63 empty] | 0
2026 | [63 empty] | 0 | -8.9109
| 0 | 0 | 0.42982 | 1.3209 | 1.3209 | 1.3209 | 1.3209 | 1.3209 | 1.3209 | 1.3209 | 1.3209 | 1.3209 | 0.89109 | 0 | 0 | 0 | 0 | 0 | 0 | 0 | 0 | 0 | 0 | 0 | 0 | 0 | 0 | 0 | 0 | 0 | 0 | 0 | 0 | 0 | 0 | 0 | 0 | 0 | 0 | 0 | 0 | 0 | 0 | 0 | 0 | 0 | 0 | 0 | 0 | 0 | 0 | 0 | 0 | 0 | 0 | 0 | 0 | 0 | 0 | 0 | 0 | 0 | 0 | 13.2091
Note on A50: Lee, Betty: rate base does not include CWIP b/c the CapEx dollars include an AFUDC component in it already

## 2b-2017
Project No. | 2b
Project Desc. | Utility Solutions (Solar, Fuel Cells, DG) (2 MWs)
Book Life | 10
Tax Life | 7N
Salvage Rate | 0%
| 2014 | 2015 | 2016 | 2017 | 2018 | 2019 | 2020 | 2021 | 2022 | 2023 | 2024 | 2025 | 2026 | 2027 | 2028 | 2029 | 2030 | 2031 | 2032 | 2033 | 2034 | 2035 | 2036 | 2037 | 2038 | 2039 | 2040 | 2041 | 2042 | 2043 | 2044 | 2045 | 2046 | 2047 | 2048 | 2049 | 2050 | 2051 | 2052 | 2053 | 2054 | 2055 | 2056 | 2057 | 2058 | 2059 | 2060 | 2061 | 2062 | 2063 | 2064 | 2065 | 2066 | 2067 | 2068 | 2069 | 2070 | 2071 | 2072 | 2073 | 2074 | 2075 | 2076
Closing to Plant (Y/N) | N | N | N | N | N | N | N | N | N | N | N | N | N | N | N | N | N | N | N | N | N | N | N | N | N | N | N | N | N | N | N | N | N | N | N | N | N | N | N | N | N | N | N | N | N | N | N | N | N | N | N | N | N | N | N | N | N | N | N | N | N | N | N | Total
CWIP
Beginning of Period | 0 | 0 | 0 | 0 | 0 | 0 | 0 | 0 | 0 | 0 | 0 | 0 | 0 | 0 | 0 | 0 | 0 | 0 | 0 | 0 | 0 | 0 | 0 | 0 | 0 | 0 | 0 | 0 | 0 | 0 | 0 | 0 | 0 | 0 | 0 | 0 | 0 | 0 | 0 | 0 | 0 | 0 | 0 | 0 | 0 | 0 | 0 | 0 | 0 | 0 | 0 | 0 | 0 | 0 | 0 | 0 | 0 | 0 | 0 | 0 | 0 | 0 | 0
Activity
Capex | 0 | 0 | 0 | 0 | 0 | 0 | 0 | 0 | 0 | 0 | 0 | 0 | 0 | [50 empty] | 0
Closings to Plant | [63 empty] | 0
End of Period | 0 | 0 | 0 | 0 | 0 | 0 | 0 | 0 | 0 | 0 | 0 | 0 | 0 | 0 | 0 | 0 | 0 | 0 | 0 | 0 | 0 | 0 | 0 | 0 | 0 | 0 | 0 | 0 | 0 | 0 | 0 | 0 | 0 | 0 | 0 | 0 | 0 | 0 | 0 | 0 | 0 | 0 | 0 | 0 | 0 | 0 | 0 | 0 | 0 | 0 | 0 | 0 | 0 | 0 | 0 | 0 | 0 | 0 | 0 | 0 | 0 | 0 | 0
Average | 0 | 0 | 0 | 0 | 0 | 0 | 0 | 0 | 0 | 0 | 0 | 0 | 0 | 0 | 0 | 0 | 0 | 0 | 0 | 0 | 0 | 0 | 0 | 0 | 0 | 0 | 0 | 0 | 0 | 0 | 0 | 0 | 0 | 0 | 0 | 0 | 0 | 0 | 0 | 0 | 0 | 0 | 0 | 0 | 0 | 0 | 0 | 0 | 0 | 0 | 0 | 0 | 0 | 0 | 0 | 0 | 0 | 0 | 0 | 0 | 0 | 0 | 0
Plant in Service
Beginning of Period | 0 | 0 | 0 | 0 | 0 | 0 | 0 | 0 | 0 | 0 | 0 | 0 | 0 | 0 | 0 | 0 | 0 | 0 | 0 | 0 | 0 | 0 | 0 | 0 | 0 | 0 | 0 | 0 | 0 | 0 | 0 | 0 | 0 | 0 | 0 | 0 | 0 | 0 | 0 | 0 | 0 | 0 | 0 | 0 | 0 | 0 | 0 | 0 | 0 | 0 | 0 | 0 | 0 | 0 | 0 | 0 | 0 | 0 | 0 | 0 | 0 | 0 | 0
Activity | 0 | 0 | 0 | 0 | 0 | 0 | 0 | 0 | 0 | 0 | 0 | 0 | 0 | 0 | 0 | 0 | 0 | 0 | 0 | 0 | 0 | 0 | 0 | 0 | 0 | 0 | 0 | 0 | 0 | 0 | 0 | 0 | 0 | 0 | 0 | 0 | 0 | 0 | 0 | 0 | 0 | 0 | 0 | 0 | 0 | 0 | 0 | 0 | 0 | 0 | 0 | 0 |  |  | 0 | [6 empty] | 0 |  | 0
End of Period | 0 | 0 | 0 | 0 | 0 | 0 | 0 | 0 | 0 | 0 | 0 | 0 | 0 | 0 | 0 | 0 | 0 | 0 | 0 | 0 | 0 | 0 | 0 | 0 | 0 | 0 | 0 | 0 | 0 | 0 | 0 | 0 | 0 | 0 | 0 | 0 | 0 | 0 | 0 | 0 | 0 | 0 | 0 | 0 | 0 | 0 | 0 | 0 | 0 | 0 | 0 | 0 | 0 | 0 | 0 | 0 | 0 | 0 | 0 | 0 | 0 | 0 | 0
Average | 0 | 0 | 0 | 0 | 0 | 0 | 0 | 0 | 0 | 0 | 0 | 0 | 0 | 0 | 0 | 0 | 0 | 0 | 0 | 0 | 0 | 0 | 0 | 0 | 0 | 0 | 0 | 0 | 0 | 0 | 0 | 0 | 0 | 0 | 0 | 0 | 0 | 0 | 0 | 0 | 0 | 0 | 0 | 0 | 0 | 0 | 0 | 0 | 0 | 0 | 0 | 0 | 0 | 0 | 0 | 0 | 0 | 0 | 0 | 0 | 0 | 0 | 0
Tax Depreciation
Beginning of Period | 0 | 0 | 0 | 0 | 0 | 0 | 0 | 0 | 0 | 0 | 0 | 0 | 0 | 0 | 0 | 0 | 0 | 0 | 0 | 0 | 0 | 0 | 0 | 0 | 0 | 0 | 0 | 0 | 0 | 0 | 0 | 0 | 0 | 0 | 0 | 0 | 0 | 0 | 0 | 0 | 0 | 0 | 0 | 0 | 0 | 0 | 0 | 0 | 0 | 0 | 0 | 0 | 0 | 0 | 0 | 0 | 0 | 0 | 0 | 0 | 0 | 0 | 0
Federal | 0 | 0 | 0 | 0 | 0 | 0 | 0 | 0 | 0 | 0 | 0 | 0 | 0 | 0 | 0 | 0 | 0 | 0 | 0 | 0 | 0 | 0 | 0 | 0 | 0 | 0 | 0 | 0 | 0 | 0 | 0 | 0 | 0 | 0 | 0 | 0 | 0 | 0 | 0 | 0 | 0 | 0 | 0 | 0 | 0 | 0 | 0 | 0 | 0 | 0 | 0 | 0 | 0 | 0 | 0 | 0 | 0 | 0 | 0 | 0 | 0 | 0 | 0 | 0
State | 0 | 0 | 0 | 0 | 0 | 0 | 0 | 0 | 0 | 0 | 0 | 0 | 0 | 0 | 0 | 0 | 0 | 0 | 0 | 0 | 0 | 0 | 0 | 0 | 0 | 0 | 0 | 0 | 0 | 0 | 0 | 0 | 0 | 0 | 0 | 0 | 0 | 0 | 0 | 0 | 0 | 0 | 0 | 0 | 0 | 0 | 0 | 0 | 0 | 0 | 0 | 0 | 0 | 0 | 0 | 0 | 0 | 0 | 0 | 0 | 0 | 0 | 0 | 0
End of Period | 0 | 0 | 0 | 0 | 0 | 0 | 0 | 0 | 0 | 0 | 0 | 0 | 0 | 0 | 0 | 0 | 0 | 0 | 0 | 0 | 0 | 0 | 0 | 0 | 0 | 0 | 0 | 0 | 0 | 0 | 0 | 0 | 0 | 0 | 0 | 0 | 0 | 0 | 0 | 0 | 0 | 0 | 0 | 0 | 0 | 0 | 0 | 0 | 0 | 0 | 0 | 0 | 0 | 0 | 0 | 0 | 0 | 0 | 0 | 0 | 0 | 0 | 0
Average | 0 | 0 | 0 | 0 | 0 | 0 | 0 | 0 | 0 | 0 | 0 | 0 | 0 | 0 | 0 | 0 | 0 | 0 | 0 | 0 | 0 | 0 | 0 | 0 | 0 | 0 | 0 | 0 | 0 | 0 | 0 | 0 | 0 | 0 | 0 | 0 | 0 | 0 | 0 | 0 | 0 | 0 | 0 | 0 | 0 | 0 | 0 | 0 | 0 | 0 | 0 | 0 | 0 | 0 | 0 | 0 | 0 | 0 | 0 | 0 | 0 | 0 | 0
Book Depreciation with COR
Beginning of Period | 0 | 0 | 0 | 0 | 0 | 0 | 0 | 0 | 0 | 0 | 0 | 0 | 0 | 0 | 0 | 0 | 0 | 0 | 0 | 0 | 0 | 0 | 0 | 0 | 0 | 0 | 0 | 0 | 0 | 0 | 0 | 0 | 0 | 0 | 0 | 0 | 0 | 0 | 0 | 0 | 0 | 0 | 0 | 0 | 0 | 0 | 0 | 0 | 0 | 0 | 0 | 0 | 0 | 0 | 0 | 0 | 0 | 0 | 0 | 0 | 0 | 0 | 0
Activity | 0 | 0 | 0 | 0 | 0 | 0 | 0 | 0 | 0 | 0 | 0 | 0 | 0 | 0 | 0 | 0 | 0 | 0 | 0 | 0 | 0 | 0 | 0 | 0 | 0 | 0 | 0 | 0 | 0 | 0 | 0 | 0 | 0 | 0 | 0 | 0 | 0 | 0 | 0 | 0 | 0 | 0 | 0 | 0 | 0 | 0 | 0 | 0 | 0 | 0 | 0 | 0 | 0 | 0 | 0 | 0 | 0 | 0 | 0 | 0 | 0 | 0 | 0 | 0
Book Depreciation Related to Retired PIS | [51 empty] | 0 |  |  | 0 | [6 empty] | 0 |  | 0
End of Period | 0 | 0 | 0 | 0 | 0 | 0 | 0 | 0 | 0 | 0 | 0 | 0 | 0 | 0 | 0 | 0 | 0 | 0 | 0 | 0 | 0 | 0 | 0 | 0 | 0 | 0 | 0 | 0 | 0 | 0 | 0 | 0 | 0 | 0 | 0 | 0 | 0 | 0 | 0 | 0 | 0 | 0 | 0 | 0 | 0 | 0 | 0 | 0 | 0 | 0 | 0 | 0 | 0 | 0 | 0 | 0 | 0 | 0 | 0 | 0 | 0 | 0 | 0
Average | 0 | 0 | 0 | 0 | 0 | 0 | 0 | 0 | 0 | 0 | 0 | 0 | 0 | 0 | 0 | 0 | 0 | 0 | 0 | 0 | 0 | 0 | 0 | 0 | 0 | 0 | 0 | 0 | 0 | 0 | 0 | 0 | 0 | 0 | 0 | 0 | 0 | 0 | 0 | 0 | 0 | 0 | 0 | 0 | 0 | 0 | 0 | 0 | 0 | 0 | 0 | 0 | 0 | 0 | 0 | 0 | 0 | 0 | 0 | 0 | 0 | 0 | 0
Federal Deferred Tax Balance, Net of Tax
Beginning of Period | 0 | 0 | 0 | 0 | 0 | 0 | 0 | 0 | 0 | 0 | 0 | 0 | 0 | 0 | 0 | 0 | 0 | 0 | 0 | 0 | 0 | 0 | 0 | 0 | 0 | 0 | 0 | 0 | 0 | 0 | 0 | 0 | 0 | 0 | 0 | 0 | 0 | 0 | 0 | 0 | 0 | 0 | 0 | 0 | 0 | 0 | 0 | 0 | 0 | 0 | 0 | 0 | 0 | 0 | 0 | 0 | 0 | 0 | 0 | 0 | 0 | 0 | 0
Activity | 0 | 0 | 0 | 0 | 0 | 0 | 0 | 0 | 0 | 0 | 0 | 0 | 0 | 0 | 0 | 0 | 0 | 0 | 0 | 0 | 0 | 0 | 0 | 0 | 0 | 0 | 0 | 0 | 0 | 0 | 0 | 0 | 0 | 0 | 0 | 0 | 0 | 0 | 0 | 0 | 0 | 0 | 0 | 0 | 0 | 0 | 0 | 0 | 0 | 0 | 0 | 0 | 0 | 0 | 0 | 0 | 0 | 0 | 0 | 0 | 0 | 0 | 0 | 0
End of Period | 0 | 0 | 0 | 0 | 0 | 0 | 0 | 0 | 0 | 0 | 0 | 0 | 0 | 0 | 0 | 0 | 0 | 0 | 0 | 0 | 0 | 0 | 0 | 0 | 0 | 0 | 0 | 0 | 0 | 0 | 0 | 0 | 0 | 0 | 0 | 0 | 0 | 0 | 0 | 0 | 0 | 0 | 0 | 0 | 0 | 0 | 0 | 0 | 0 | 0 | 0 | 0 | 0 | 0 | 0 | 0 | 0 | 0 | 0 | 0 | 0 | 0 | 0
Average | 0 | 0 | 0 | 0 | 0 | 0 | 0 | 0 | 0 | 0 | 0 | 0 | 0 | 0 | 0 | 0 | 0 | 0 | 0 | 0 | 0 | 0 | 0 | 0 | 0 | 0 | 0 | 0 | 0 | 0 | 0 | 0 | 0 | 0 | 0 | 0 | 0 | 0 | 0 | 0 | 0 | 0 | 0 | 0 | 0 | 0 | 0 | 0 | 0 | 0 | 0 | 0 | 0 | 0 | 0 | 0 | 0 | 0 | 0 | 0 | 0 | 0 | 0
State Deferred Tax Balance
Beginning of Period | 0 | 0 | 0 | 0 | 0 | 0 | 0 | 0 | 0 | 0 | 0 | 0 | 0 | 0 | 0 | 0 | 0 | 0 | 0 | 0 | 0 | 0 | 0 | 0 | 0 | 0 | 0 | 0 | 0 | 0 | 0 | 0 | 0 | 0 | 0 | 0 | 0 | 0 | 0 | 0 | 0 | 0 | 0 | 0 | 0 | 0 | 0 | 0 | 0 | 0 | 0 | 0 | 0 | 0 | 0 | 0 | 0 | 0 | 0 | 0 | 0 | 0 | 0
Activity | 0 | 0 | 0 | 0 | 0 | 0 | 0 | 0 | 0 | 0 | 0 | 0 | 0 | 0 | 0 | 0 | 0 | 0 | 0 | 0 | 0 | 0 | 0 | 0 | 0 | 0 | 0 | 0 | 0 | 0 | 0 | 0 | 0 | 0 | 0 | 0 | 0 | 0 | 0 | 0 | 0 | 0 | 0 | 0 | 0 | 0 | 0 | 0 | 0 | 0 | 0 | 0 | 0 | 0 | 0 | 0 | 0 | 0 | 0 | 0 | 0 | 0 | 0 | 0
End of Period | 0 | 0 | 0 | 0 | 0 | 0 | 0 | 0 | 0 | 0 | 0 | 0 | 0 | 0 | 0 | 0 | 0 | 0 | 0 | 0 | 0 | 0 | 0 | 0 | 0 | 0 | 0 | 0 | 0 | 0 | 0 | 0 | 0 | 0 | 0 | 0 | 0 | 0 | 0 | 0 | 0 | 0 | 0 | 0 | 0 | 0 | 0 | 0 | 0 | 0 | 0 | 0 | 0 | 0 | 0 | 0 | 0 | 0 | 0 | 0 | 0 | 0 | 0
Average | 0 | 0 | 0 | 0 | 0 | 0 | 0 | 0 | 0 | 0 | 0 | 0 | 0 | 0 | 0 | 0 | 0 | 0 | 0 | 0 | 0 | 0 | 0 | 0 | 0 | 0 | 0 | 0 | 0 | 0 | 0 | 0 | 0 | 0 | 0 | 0 | 0 | 0 | 0 | 0 | 0 | 0 | 0 | 0 | 0 | 0 | 0 | 0 | 0 | 0 | 0 | 0 | 0 | 0 | 0 | 0 | 0 | 0 | 0 | 0 | 0 | 0 | 0
Net Rate Base - Average | 0 | 0 | 0 | 0 | 0 | 0 | 0 | 0 | 0 | 0 | 0 | 0 | 0 | 0 | 0 | 0 | 0 | 0 | 0 | 0 | 0 | 0 | 0 | 0 | 0 | 0 | 0 | 0 | 0 | 0 | 0 | 0 | 0 | 0 | 0 | 0 | 0 | 0 | 0 | 0 | 0 | 0 | 0 | 0 | 0 | 0 | 0 | 0 | 0 | 0 | 0 | 0 | 0 | 0 | 0 | 0 | 0 | 0 | 0 | 0 | 0 | 0 | 0
EXPENSES
Income Tax - Removal Cost | 0 | 0 | 0 | 0 | 0 | 0 | 0 | 0 | 0 | 0 | 0 | 0 | 0 | 0 | 0 | 0 | 0 | 0 | 0 | 0 | 0 | 0 | 0 | 0 | 0 | 0 | 0 | 0 | 0 | 0 | 0 | 0 | 0 | 0 | 0 | 0 | 0 | 0 | 0 | 0 | 0 | 0 | 0 | 0 | 0 | 0 | 0 | 0 | 0 | 0 | 0 | 0 | 0 | 0 | 0 | 0 | 0 | 0 | 0 | 0 | 0 | 0 | 0 | 0
Book Depreciation | 0 | 0 | 0 | 0 | 0 | 0 | 0 | 0 | 0 | 0 | 0 | 0 | 0 | 0 | 0 | 0 | 0 | 0 | 0 | 0 | 0 | 0 | 0 | 0 | 0 | 0 | 0 | 0 | 0 | 0 | 0 | 0 | 0 | 0 | 0 | 0 | 0 | 0 | 0 | 0 | 0 | 0 | 0 | 0 | 0 | 0 | 0 | 0 | 0 | 0 | 0 | 0 | 0 | 0 | 0 | 0 | 0 | 0 | 0 | 0 | 0 | 0 | 0 | 0
Property Taxes | 0 | 0 | 0 | 0 | 0 | 0 | 0 | 0 | 0 | 0 | 0 | 0 | 0 | 0 | 0 | 0 | 0 | 0 | 0 | 0 | 0 | 0 | 0 | 0 | 0 | 0 | 0 | 0 | 0 | 0 | 0 | 0 | 0 | 0 | 0 | 0 | 0 | 0 | 0 | 0 | 0 | 0 | 0 | 0 | 0 | 0 | 0 | 0 | 0 | 0 | 0 | 0 | 0 | 0 | 0 | 0 | 0 | 0 | 0 | 0 | 0 | 0 | 0 | 0
Total Expenses | 0 | 0 | 0 | 0 | 0 | 0 | 0 | 0 | 0 | 0 | 0 | 0 | 0 | 0 | 0 | 0 | 0 | 0 | 0 | 0 | 0 | 0 | 0 | 0 | 0 | 0 | 0 | 0 | 0 | 0 | 0 | 0 | 0 | 0 | 0 | 0 | 0 | 0 | 0 | 0 | 0 | 0 | 0 | 0 | 0 | 0 | 0 | 0 | 0 | 0 | 0 | 0 | 0 | 0 | 0 | 0 | 0 | 0 | 0 | 0 | 0 | 0 | 0 | 0
REVENUE REQUIREMENT
Net Rate Base | 0 | 0 | 0 | 0 | 0 | 0 | 0 | 0 | 0 | 0 | 0 | 0 | 0 | 0 | 0 | 0 | 0 | 0 | 0 | 0 | 0 | 0 | 0 | 0 | 0 | 0 | 0 | 0 | 0 | 0 | 0 | 0 | 0 | 0 | 0 | 0 | 0 | 0 | 0 | 0 | 0 | 0 | 0 | 0 | 0 | 0 | 0 | 0 | 0 | 0 | 0 | 0 | 0 | 0 | 0 | 0 | 0 | 0 | 0 | 0 | 0 | 0 | 0 | 0
ROR | 9.98% | 9.98% | 9.7% | 9.7% | 9.7% | 9.7% | 9.7% | 9.7% | 9.7% | 9.7% | 9.7% | 9.7% | 9.7% | 9.7% | 9.7% | 9.7% | 9.7% | 9.7% | 9.7% | 9.7% | 9.7% | 9.7% | 9.7% | 9.7% | 9.7% | 9.7% | 9.7% | 9.7% | 9.7% | 9.7% | 9.7% | 9.7% | 9.7% | 9.7% | 9.7% | 9.7% | 9.7% | 9.7% | 9.7% | 9.7% | 9.7% | 9.7% | 9.7% | 9.7% | 9.7% | 9.7% | 9.7% | 9.7% | 9.7% | 9.7% | 9.7% | 9.7% | 9.7% | 9.7% | 9.7% | 9.7% | 9.7% | 9.7% | 9.7% | 9.7% | 9.7% | 9.7% | 9.7%
Earnings Base | 0 | 0 | 0 | 0 | 0 | 0 | 0 | 0 | 0 | 0 | 0 | 0 | 0 | 0 | 0 | 0 | 0 | 0 | 0 | 0 | 0 | 0 | 0 | 0 | 0 | 0 | 0 | 0 | 0 | 0 | 0 | 0 | 0 | 0 | 0 | 0 | 0 | 0 | 0 | 0 | 0 | 0 | 0 | 0 | 0 | 0 | 0 | 0 | 0 | 0 | 0 | 0 | 0 | 0 | 0 | 0 | 0 | 0 | 0 | 0 | 0 | 0 | 0
Earnings - Expense | 0 | 0 | 0 | 0 | 0 | 0 | 0 | 0 | 0 | 0 | 0 | 0 | 0 | 0 | 0 | 0 | 0 | 0 | 0 | 0 | 0 | 0 | 0 | 0 | 0 | 0 | 0 | 0 | 0 | 0 | 0 | 0 | 0 | 0 | 0 | 0 | 0 | 0 | 0 | 0 | 0 | 0 | 0 | 0 | 0 | 0 | 0 | 0 | 0 | 0 | 0 | 0 | 0 | 0 | 0 | 0 | 0 | 0 | 0 | 0 | 0 | 0 | 0 | 0
Total Earnings Effect | 0 | 0 | 0 | 0 | 0 | 0 | 0 | 0 | 0 | 0 | 0 | 0 | 0 | 0 | 0 | 0 | 0 | 0 | 0 | 0 | 0 | 0 | 0 | 0 | 0 | 0 | 0 | 0 | 0 | 0 | 0 | 0 | 0 | 0 | 0 | 0 | 0 | 0 | 0 | 0 | 0 | 0 | 0 | 0 | 0 | 0 | 0 | 0 | 0 | 0 | 0 | 0 | 0 | 0 | 0 | 0 | 0 | 0 | 0 | 0 | 0 | 0 | 0
Gross-Up Factor | 1.0354 | 1.0354 | 1.0354 | 1.0354 | 1.0354 | 1.0354 | 1.0354 | 1.0354 | 1.0354 | 1.0354 | 1.0354 | 1.0354 | 1.0354 | 1.0354 | 1.0354 | 1.0354 | 1.0354 | 1.0354 | 1.0354 | 1.0354 | 1.0354 | 1.0354 | 1.0354 | 1.0354 | 1.0354 | 1.0354 | 1.0354 | 1.0354 | 1.0354 | 1.0354 | 1.0354 | 1.0354 | 1.0354 | 1.0354 | 1.0354 | 1.0354 | 1.0354 | 1.0354 | 1.0354 | 1.0354 | 1.0354 | 1.0354 | 1.0354 | 1.0354 | 1.0354 | 1.0354 | 1.0354 | 1.0354 | 1.0354 | 1.0354 | 1.0354 | 1.0354 | 1.0354 | 1.0354 | 1.0354 | 1.0354 | 1.0354 | 1.0354 | 1.0354 | 1.0354 | 1.0354 | 1.0354 | 1.0354
Revenue requirement | 0 | 0 | 0 | 0 | 0 | 0 | 0 | 0 | 0 | 0 | 0 | 0 | 0 | 0 | 0 | 0 | 0 | 0 | 0 | 0 | 0 | 0 | 0 | 0 | 0 | 0 | 0 | 0 | 0 | 0 | 0 | 0 | 0 | 0 | 0 | 0 | 0 | 0 | 0 | 0 | 0 | 0 | 0 | 0 | 0 | 0 | 0 | 0 | 0 | 0 | 0 | 0 | 0 | 0 | 0 | 0 | 0 | 0 | 0 | 0 | 0 | 0 | 0 | 0
Depreciation Calculations
Tax Depreciation - Federal
Cost of new equipment in service basis | 0 | 0 | 0 | 0 | 0 | 0 | 0 | 0 | 0 | 0 | 0 | 0 | 0 | 0 | 0 | 0 | 0 | 0 | 0 | 0 | 0 | 0 | 0 | 0 | 0 | 0 | 0 | 0 | 0 | 0 | 0 | 0 | 0 | 0 | 0 | 0 | 0 | 0 | 0 | 0 | 0 | 0 | 0 | 0 | 0 | 0 | 0 | 0 | 0 | 0 | 0 | 0 | 0 | 0 | 0 | 0 | 0 | 0 | 0 | 0 | 0
Bonus Depreciation (N/A) | 0 | 0 | 0 | 0 | 0 | 0 | 0 | 0 | 0 | 0 | 0 | 0 | 0 | 0 | 0 | 0 | 0 | 0 | 0 | 0 | 0 | 0 | 0 | 0 | 0 | 0 | 0 | 0 | 0 | 0 | 0 | 0 | 0 | 0 | 0 | 0 | 0 | 0 | 0 | 0 | 0 | 0 | 0 | 0 | 0 | 0 | 0 | 0 | 0 | 0 | 0 | 0 | 0 | 0 | 0 | 0 | 0 | 0 | 0 | 0 | 0
Regular Depreciation basis (Cumulative) | 0 | 0 | 0 | 0 | 0 | 0 | 0 | 0 | 0 | 0 | 0 | 0 | 0 | 0 | 0 | 0 | 0 | 0 | 0 | 0 | 0 | 0 | 0 | 0 | 0 | 0 | 0 | 0 | 0 | 0 | 0 | 0 | 0 | 0 | 0 | 0 | 0 | 0 | 0 | 0 | 0 | 0 | 0 | 0 | 0 | 0 | 0 | 0 | 0 | 0 | 0 | 0 | 0 | 0 | 0 | 0 | 0 | 0 | 0 | 0 | 0 | 0 | 0
RegularDepreciation | 0 | 0 | 0 | 0 | 0 | 0 | 0 | 0 | 0 | 0 | 0 | 0 | 0 | 0 | 0 | 0 | 0 | 0 | 0 | 0 | 0 | 0 | 0 | 0 | 0 | 0 | 0 | 0 | 0 | 0 | 0 | 0 | 0 | [30 empty] | 0
Total Depreciation for year | 0 | 0 | 0 | 0 | 0 | 0 | 0 | 0 | 0 | 0 | 0 | 0 | 0 | 0 | 0 | 0 | 0 | 0 | 0 | 0 | 0 | 0 | 0 | 0 | 0 | 0 | 0 | 0 | 0 | 0 | 0 | 0 | 0 | 0 | 0 | 0 | 0 | 0 | 0 | 0 | 0 | 0 | 0 | 0 | 0 | 0 | 0 | 0 | 0 | 0 | 0 | 0 | 0 | 0 | 0 | 0 | 0 | 0 | 0 | 0 | 0
Tax Depreciation - State
Cost of new equipment in service basis | 0 | 0 | 0 | 0 | 0 | 0 | 0 | 0 | 0 | 0 | 0 | 0 | 0 | 0 | 0 | 0 | 0 | 0 | 0 | 0 | 0 | 0 | 0 | 0 | 0 | 0 | 0 | 0 | 0 | 0 | 0 | 0 | 0 | 0 | 0 | 0 | 0 | 0 | 0 | 0 | 0 | 0 | 0 | 0 | 0 | 0 | 0 | 0 | 0 | 0 | 0 | 0 | 0 | 0 | 0 | 0 | 0 | 0 | 0 | 0 | 0 | 0 | 0
Bonus Depreciation (N/A) | 0 | 0 | 0 | 0 | 0 | 0 | 0 | 0 | 0 | 0 | 0 | 0 | 0 | 0 | 0 | 0 | 0 | 0 | 0 | 0 | 0 | 0 | 0 | 0 | 0 | 0 | 0 | 0 | 0 | 0 | 0 | 0 | 0 | 0 | 0 | 0 | 0 | 0 | 0 | 0 | 0 | 0 | 0 | 0 | 0 | 0 | 0 | 0 | 0 | 0 | 0 | 0 | 0 | 0 | 0 | 0 | 0 | 0 | 0 | 0 | 0 | 0 | 0
Regular Depreciation basis (Cumulative) | 0 | 0 | 0 | 0 | 0 | 0 | 0 | 0 | 0 | 0 | 0 | 0 | 0 | 0 | 0 | 0 | 0 | 0 | 0 | 0 | 0 | 0 | 0 | 0 | 0 | 0 | 0 | 0 | 0 | 0 | 0 | 0 | 0 | 0 | 0 | 0 | 0 | 0 | 0 | 0 | 0 | 0 | 0 | 0 | 0 | 0 | 0 | 0 | 0 | 0 | 0 | 0 | 0 | 0 | 0 | 0 | 0 | 0 | 0 | 0 | 0 | 0 | 0
RegularDepreciation | 0 | 0 | 0 | 0 | 0 | 0 | 0 | 0 | 0 | 0 | 0 | 0 | 0 | 0 | 0 | 0 | 0 | 0 | 0 | 0 | 0 | 0 | 0 | 0 | 0 | 0 | 0 | 0 | 0 | 0 | 0 | 0 | 0 | 0 | 0 | 0 | 0 | 0 | 0 | 0 | 0 | 0 | 0 | 0 | 0 | 0 | 0 | 0 | 0 | 0 | 0 | 0 | 0 | 0 | 0 | 0 | 0 | 0 | 0 | 0 | 0 | 0 | 0 | 0
Total Depreciation for year | 0 | 0 | 0 | 0 | 0 | 0 | 0 | 0 | 0 | 0 | 0 | 0 | 0 | 0 | 0 | 0 | 0 | 0 | 0 | 0 | 0 | 0 | 0 | 0 | 0 | 0 | 0 | 0 | 0 | 0 | 0 | 0 | 0 | 0 | 0 | 0 | 0 | 0 | 0 | 0 | 0 | 0 | 0 | 0 | 0 | 0 | 0 | 0 | 0 | 0 | 0 | 0 | 0 | 0 | 0 | 0 | 0 | 0 | 0 | 0 | 0 | 0 | 0
Book Depreciation with COR
2014 | 0 | 0 | 0 | 0 | 0 | 0 | 0 | 0 | 0 | 0 | 0 | 0 | 0 | 0 | 0 | 0 | 0 | 0 | 0 | 0 | 0 | 0 | 0 | 0 | 0 | 0 | 0 | 0 | 0 | 0 | 0 | 0 | 0 | 0 | 0 | 0 | 0 | 0 | 0 | 0 | 0 | 0 | 0 | 0 | 0 | 0 | 0 | 0 | 0 | 0 | 0 | 0 | 0 | 0 | 0 | 0 | 0 | 0 | 0 | 0 | 0 |  |  | 0
2015 |  | 0 | 0 | 0 | 0 | 0 | 0 | 0 | 0 | 0 | 0 | 0 | 0 | 0 | 0 | 0 | 0 | 0 | 0 | 0 | 0 | 0 | 0 | 0 | 0 | 0 | 0 | 0 | 0 | 0 | 0 | 0 | 0 | 0 | 0 | 0 | 0 | 0 | 0 | 0 | 0 | 0 | 0 | 0 | 0 | 0 | 0 | 0 | 0 | 0 | 0 | 0 | 0 | 0 | 0 | 0 | 0 | 0 | 0 | 0 | 0 |  |  | 0 | check - total PIS
2016 |  |  | 0 | 0 | 0 | 0 | 0 | 0 | 0 | 0 | 0 | 0 | 0 | 0 | 0 | 0 | 0 | 0 | 0 | 0 | 0 | 0 | 0 | 0 | 0 | 0 | 0 | 0 | 0 | 0 | 0 | 0 | 0 | 0 | 0 | 0 | 0 | 0 | 0 | 0 | 0 | 0 | 0 | 0 | 0 | 0 | 0 | 0 | 0 | 0 | 0 | 0 | [11 empty] | 0 | 0
2017 |  |  |  | 0 | 0 | 0 | 0 | 0 | 0 | 0 | 0 | 0 | 0 | 0 | 0 | 0 | 0 | 0 | 0 | 0 | 0 | 0 | 0 | 0 | 0 | 0 | 0 | 0 | 0 | 0 | 0 | 0 | 0 | 0 | 0 | 0 | 0 | 0 | 0 | 0 | 0 | 0 | 0 | 0 | 0 | 0 | 0 | 0 | 0 | 0 | 0 | 0 | 0 | 0 | 0 | 0 | 0 | 0 | 0 | 0 | 0 |  |  | 0
2018 |  |  |  |  | 0 | 0 | 0 | 0 | 0 | 0 | 0 | 0 | 0 | 0 | 0 | 0 | 0 | 0 | 0 | 0 | 0 | 0 | 0 | 0 | 0 | 0 | 0 | 0 | 0 | 0 | 0 | 0 | 0 | 0 | 0 | 0 | 0 | 0 | 0 | 0 | 0 | 0 | 0 | 0 | 0 | 0 | 0 | 0 | 0 | 0 | 0 | 0 | 0 | 0 | 0 | 0 | 0 | 0 | 0 | 0 | 0 |  |  | 0
2019 | [5 empty] | 0 | 0 | 0 | 0 | 0 | 0 | 0 | 0 | 0 | 0 | 0 | 0 | 0 | 0 | 0 | 0 | 0 | 0 | 0 | 0 | 0 | 0 | 0 | 0 | 0 | 0 | 0 | 0 | 0 | 0 | 0 | 0 | 0 | 0 | 0 | 0 | 0 | 0 | 0 | 0 | 0 | 0 | 0 | 0 | 0 | 0 | 0 | 0 | 0 | 0 | [8 empty] | 0 | 0
2020 | [6 empty] | 0 | 0 | 0 | 0 | 0 | 0 | 0 | 0 | 0 | 0 | 0 | 0 | 0 | 0 | 0 | 0 | 0 | 0 | 0 | 0 | 0 | 0 | 0 | 0 | 0 | 0 | 0 | 0 | 0 | 0 | 0 | 0 | 0 | 0 | 0 | 0 | 0 | 0 | 0 | 0 | 0 | 0 | 0 | 0 | 0 | 0 | 0 | 0 | 0 | 0 | 0 | 0 | 0 | 0 | 0 |  |  | 0
2021 | [7 empty] | 0 | 0 | 0 | 0 | 0 | 0 | 0 | 0 | 0 | 0 | 0 | 0 | 0 | 0 | 0 | 0 | 0 | 0 | 0 | 0 | 0 | 0 | 0 | 0 | 0 | 0 | 0 | 0 | 0 | 0 | 0 | 0 | 0 | 0 | 0 | 0 | 0 | 0 | 0 | 0 | 0 | 0 | 0 | 0 | 0 | 0 | 0 | 0 | 0 | 0 | 0 | 0 | 0 | 0 |  |  | 0
2022 | [8 empty] | 0 | 0 | 0 | 0 | 0 | 0 | 0 | 0 | 0 | 0 | 0 | 0 | 0 | 0 | 0 | 0 | 0 | 0 | 0 | 0 | 0 | 0 | 0 | 0 | 0 | 0 | 0 | 0 | 0 | 0 | 0 | 0 | 0 | 0 | 0 | 0 | 0 | 0 | 0 | 0 | 0 | 0 | 0 | 0 | 0 | 0 | 0 | 0 | 0 | 0 | 0 | 0 | 0 |  |  | 0
2023 | [9 empty] | 0 | 0 | 0 | 0 | 0 | 0 | 0 | 0 | 0 | 0 | 0 | 0 | 0 | 0 | 0 | 0 | 0 | 0 | 0 | 0 | 0 | 0 | 0 | 0 | 0 | 0 | 0 | 0 | 0 | 0 | 0 | 0 | 0 | 0 | 0 | 0 | 0 | 0 | 0 | 0 | 0 | 0 | 0 | 0 | 0 | 0 | 0 | 0 | 0 | 0 | 0 | 0 |  |  | 0
2024 | [10 empty] | 0 | 0 | 0 | 0 | 0 | 0 | 0 | 0 | 0 | 0 | 0 | 0 | 0 | 0 | 0 | 0 | 0 | 0 | 0 | 0 | 0 | 0 | 0 | 0 | 0 | 0 | 0 | 0 | 0 | 0 | 0 | 0 | 0 | 0 | 0 | 0 | 0 | 0 | 0 | 0 | 0 | 0 | 0 | 0 | 0 | 0 | 0 | 0 | 0 | 0 |  |  |  | 0 | 0
2025 | [11 empty] | 0 | 0 | 0 | 0 | 0 | 0 | 0 | 0 | 0 | 0 | 0 | 0 | 0 | 0 | 0 | 0 | 0 | 0 | 0 | 0 | 0 | 0 | 0 | 0 | 0 | 0 | 0 | 0 | 0 | 0 | 0 | 0 | 0 | 0 | 0 | 0 | 0 | 0 | 0 | 0 | 0 | 0 | 0 | 0 | 0 | 0 | 0 | 0 | 0 | 0 | 0 |  | 0
2026 | [12 empty] | 0 | 0 | 0 | 0 | 0 | 0 | 0 | 0 | 0 | 0 | 0 | 0 | 0 | 0 | 0 | 0 | 0 | 0 | 0 | 0 | 0 | 0 | 0 | 0 | 0 | 0 | 0 | 0 | 0 | 0 | 0 | 0 | 0 | 0 | 0 | 0 | 0 | 0 | 0 | 0 | 0 | 0 | 0 | 0 | 0 | 0 | 0 | 0 | 0 | 0 |  | 0 | 0
| 0 | 0 | 0 | 0 | 0 | 0 | 0 | 0 | 0 | 0 | 0 | 0 | 0 | 0 | 0 | 0 | 0 | 0 | 0 | 0 | 0 | 0 | 0 | 0 | 0 | 0 | 0 | 0 | 0 | 0 | 0 | 0 | 0 | 0 | 0 | 0 | 0 | 0 | 0 | 0 | 0 | 0 | 0 | 0 | 0 | 0 | 0 | 0 | 0 | 0 | 0 | 0 | 0 | 0 | 0 | 0 | 0 | 0 | 0 | 0 | 0 | 0 | 0 | 0
Book Depreciation- excl. Salvage
2014 | 0 | 0 | 0 | 0 | 0 | 0 | 0 | 0 | 0 | 0 | 0 | 0 | 0 | 0 | 0 | 0 | 0 | 0 | 0 | 0 | 0 | 0 | 0 | 0 | 0 | 0 | 0 | 0 | 0 | 0 | 0 | 0 | 0 | 0 | 0 | 0 | 0 | 0 | 0 | 0 | 0 | 0 | 0 | 0 | 0 | 0 | 0 | 0 | 0 | 0 | 0 | 0 | 0 | 0 | 0 | 0 | 0 | 0 | 0 | 0 | 0 |  |  | 0
2015 |  | 0 | 0 | 0 | 0 | 0 | 0 | 0 | 0 | 0 | 0 | 0 | 0 | 0 | 0 | 0 | 0 | 0 | 0 | 0 | 0 | 0 | 0 | 0 | 0 | 0 | 0 | 0 | 0 | 0 | 0 | 0 | 0 | 0 | 0 | 0 | 0 | 0 | 0 | 0 | 0 | 0 | 0 | 0 | 0 | 0 | 0 | 0 | 0 | 0 | 0 | 0 | 0 | 0 | 0 | 0 | 0 | 0 | 0 | 0 | 0 |  |  | 0 | check - total PIS
2016 |  |  | 0 | 0 | 0 | 0 | 0 | 0 | 0 | 0 | 0 | 0 | 0 | 0 | 0 | 0 | 0 | 0 | 0 | 0 | 0 | 0 | 0 | 0 | 0 | 0 | 0 | 0 | 0 | 0 | 0 | 0 | 0 | 0 | 0 | 0 | 0 | 0 | 0 | 0 | 0 | 0 | 0 | 0 | 0 | 0 | 0 | 0 | 0 | 0 | 0 | 0 | [11 empty] | 0 | 0
2017 |  |  |  | 0 | 0 | 0 | 0 | 0 | 0 | 0 | 0 | 0 | 0 | 0 | 0 | 0 | 0 | 0 | 0 | 0 | 0 | 0 | 0 | 0 | 0 | 0 | 0 | 0 | 0 | 0 | 0 | 0 | 0 | 0 | 0 | 0 | 0 | 0 | 0 | 0 | 0 | 0 | 0 | 0 | 0 | 0 | 0 | 0 | 0 | 0 | 0 | 0 | 0 | 0 | 0 | 0 | 0 | 0 | 0 | 0 | 0 |  |  | 0 | 0
2018 |  |  |  |  | 0 | 0 | 0 | 0 | 0 | 0 | 0 | 0 | 0 | 0 | 0 | 0 | 0 | 0 | 0 | 0 | 0 | 0 | 0 | 0 | 0 | 0 | 0 | 0 | 0 | 0 | 0 | 0 | 0 | 0 | 0 | 0 | 0 | 0 | 0 | 0 | 0 | 0 | 0 | 0 | 0 | 0 | 0 | 0 | 0 | 0 | 0 | 0 | 0 | 0 | 0 | 0 | 0 | 0 | 0 | 0 | 0 |  |  | 0
2019 | [5 empty] | 0 | 0 | 0 | 0 | 0 | 0 | 0 | 0 | 0 | 0 | 0 | 0 | 0 | 0 | 0 | 0 | 0 | 0 | 0 | 0 | 0 | 0 | 0 | 0 | 0 | 0 | 0 | 0 | 0 | 0 | 0 | 0 | 0 | 0 | 0 | 0 | 0 | 0 | 0 | 0 | 0 | 0 | 0 | 0 | 0 | 0 | 0 | 0 | 0 | 0 | [8 empty] | 0 | 0
2020 | [6 empty] | 0 | 0 | 0 | 0 | 0 | 0 | 0 | 0 | 0 | 0 | 0 | 0 | 0 | 0 | 0 | 0 | 0 | 0 | 0 | 0 | 0 | 0 | 0 | 0 | 0 | 0 | 0 | 0 | 0 | 0 | 0 | 0 | 0 | 0 | 0 | 0 | 0 | 0 | 0 | 0 | 0 | 0 | 0 | 0 | 0 | 0 | 0 | 0 | 0 | 0 | 0 | 0 | 0 | 0 | 0 |  |  | 0
2021 | [7 empty] | 0 | 0 | 0 | 0 | 0 | 0 | 0 | 0 | 0 | 0 | 0 | 0 | 0 | 0 | 0 | 0 | 0 | 0 | 0 | 0 | 0 | 0 | 0 | 0 | 0 | 0 | 0 | 0 | 0 | 0 | 0 | 0 | 0 | 0 | 0 | 0 | 0 | 0 | 0 | 0 | 0 | 0 | 0 | 0 | 0 | 0 | 0 | 0 | 0 | 0 | 0 | 0 | 0 | 0 |  |  | 0
2022 | [8 empty] | 0 | 0 | 0 | 0 | 0 | 0 | 0 | 0 | 0 | 0 | 0 | 0 | 0 | 0 | 0 | 0 | 0 | 0 | 0 | 0 | 0 | 0 | 0 | 0 | 0 | 0 | 0 | 0 | 0 | 0 | 0 | 0 | 0 | 0 | 0 | 0 | 0 | 0 | 0 | 0 | 0 | 0 | 0 | 0 | 0 | 0 | 0 | 0 | 0 | 0 | 0 | 0 | 0 |  |  | 0
2023 | [9 empty] | 0 | 0 | 0 | 0 | 0 | 0 | 0 | 0 | 0 | 0 | 0 | 0 | 0 | 0 | 0 | 0 | 0 | 0 | 0 | 0 | 0 | 0 | 0 | 0 | 0 | 0 | 0 | 0 | 0 | 0 | 0 | 0 | 0 | 0 | 0 | 0 | 0 | 0 | 0 | 0 | 0 | 0 | 0 | 0 | 0 | 0 | 0 | 0 | 0 | 0 | 0 | 0 |  |  | 0
2024 | [10 empty] | 0 | 0 | 0 | 0 | 0 | 0 | 0 | 0 | 0 | 0 | 0 | 0 | 0 | 0 | 0 | 0 | 0 | 0 | 0 | 0 | 0 | 0 | 0 | 0 | 0 | 0 | 0 | 0 | 0 | 0 | 0 | 0 | 0 | 0 | 0 | 0 | 0 | 0 | 0 | 0 | 0 | 0 | 0 | 0 | 0 | 0 | 0 | 0 | 0 | 0 |  |  |  | 0 | 0
2025 | [11 empty] | 0 | 0 | 0 | 0 | 0 | 0 | 0 | 0 | 0 | 0 | 0 | 0 | 0 | 0 | 0 | 0 | 0 | 0 | 0 | 0 | 0 | 0 | 0 | 0 | 0 | 0 | 0 | 0 | 0 | 0 | 0 | 0 | 0 | 0 | 0 | 0 | 0 | 0 | 0 | 0 | 0 | 0 | 0 | 0 | 0 | 0 | 0 | 0 | 0 | 0 | 0 |  | 0
2026 | [12 empty] | 0 | 0 | 0 | 0 | 0 | 0 | 0 | 0 | 0 | 0 | 0 | 0 | 0 | 0 | 0 | 0 | 0 | 0 | 0 | 0 | 0 | 0 | 0 | 0 | 0 | 0 | 0 | 0 | 0 | 0 | 0 | 0 | 0 | 0 | 0 | 0 | 0 | 0 | 0 | 0 | 0 | 0 | 0 | 0 | 0 | 0 | 0 | 0 | 0 | 0 |  | 0 | 0
| 0 | 0 | 0 | 0 | 0 | 0 | 0 | 0 | 0 | 0 | 0 | 0 | 0 | 0 | 0 | 0 | 0 | 0 | 0 | 0 | 0 | 0 | 0 | 0 | 0 | 0 | 0 | 0 | 0 | 0 | 0 | 0 | 0 | 0 | 0 | 0 | 0 | 0 | 0 | 0 | 0 | 0 | 0 | 0 | 0 | 0 | 0 | 0 | 0 | 0 | 0 | 0 | 0 | 0 | 0 | 0 | 0 | 0 | 0 | 0 | 0 | 0 | 0 | 0
Note on A50: Lee, Betty: rate base does not include CWIP b/c the CapEx dollars include an AFUDC component in it already

## 2b-2026
Project No. | 2b
Project Desc. | Utility Solutions (Solar, Fuel Cells, DG) (2 MWs)
Book Life | 10 | Treat as Regulatory Asset
Tax Life | 7N
Salvage Rate | 0%
After-Tax Rate | 59.7%
| 2014 | 2015 | 2016 | 2017 | 2018 | 2019 | 2020 | 2021 | 2022 | 2023 | 2024 | 2025 | 2026 | 2027
Closing to Plant (Y/N) | N | N | N | N | N | N | N | N | N | N | N | N | N | N | Total
CWIP
Beginning of Period | 0 | 0 | 0 | 0 | 0 | 0 | 0 | 0 | 0 | 0 | 0 | 0 | 0
Activity
Capex (Actual Expenditures) | 0 | 2.3842 | 18.2672 | 13.0323 | 0 | 0 | 0 | 0 | 0 | 0 | 0 | 0 | 0 |  | 33.6836
Closings to Plant | 0 | -2.3842 | -18.2672 | -13.0323 | 0 | [9 empty] | -33.6836
End of Period | 0 | 0 | 0 | 0 | 0 | 0 | 0 | 0 | 0 | 0 | 0 | 0 | 0
Average | 0 | 0 | 0 | 0 | 0 | 0 | 0 | 0 | 0 | 0 | 0 | 0 | 0
Plant in Service
Beginning of Period | 0 | 0 | 2.3842 | 20.6514 | 33.6836 | 33.6836 | 33.6836 | 33.6836 | 33.6836 | 33.6836 | 33.6836
Activity | 0 | 2.3842 | 18.2672 | 13.0323 | 0 | 0 | 0 | 0 | 0 | 0 | 0 |  |  |  | 33.6836
End of Period | 0 | 2.3842 | 20.6514 | 33.6836 | 33.6836 | 33.6836 | 33.6836 | 33.6836 | 33.6836 | 33.6836 | 33.6836
Average | 0 | 1.1921 | 11.5178 | 27.1675 | 33.6836 | 33.6836 | 33.6836 | 33.6836 | 33.6836 | 33.6836 | 33.6836
Tax Depreciation
Beginning of Period | 0 | 0 | 0 | 0 | 0 | 0 | 0 | 0 | 0 | 0 | 0
Federal | 0 | 0 | 0 | 0 | 0 | 0 | 0 | 0 | 0 | 0 | 0 |  |  |  | 0
State | 0 | 0 | 0 | 0 | 0 | 0 | 0 | 0 | 0 | 0 | 0 |  |  |  | 0
End of Period | 0 | 0 | 0 | 0 | 0 | 0 | 0 | 0 | 0 | 0 | 0
Average | 0 | 0 | 0 | 0 | 0 | 0 | 0 | 0 | 0 | 0 | 0
Book Depreciation with COR
Beginning of Period | 0 | 0 | 0.23842 | 2.3036 | 5.6719 | 9.0403 | 12.4086 | 15.777 | 19.1454 | 22.5137 | 25.8821 | 29.2504 | 32.3804 | 33.6836
Activity (Monthly Amortization) | 0 | 0.23842 | 2.0651 | 3.3684 | 3.3684 | 3.3684 | 3.3684 | 3.3684 | 3.3684 | 3.3684 | 3.3684 | 3.1299 | 1.3032 | 0 | 33.6836
End of Period | 0 | 0.23842 | 2.3036 | 5.6719 | 9.0403 | 12.4086 | 15.777 | 19.1454 | 22.5137 | 25.8821 | 29.2504 | 32.3804 | 33.6836 | 33.6836
Average | 0 | 0.11921 | 1.271 | 3.9877 | 7.3561 | 10.7245 | 14.0928 | 17.4612 | 20.8295 | 24.1979 | 27.5663 | 30.8154 | 33.032 | 33.6836
Unamortized Balance | 0 | 2.1458 | 18.3478 | 28.0117 | 24.6433 | 21.275 | 17.9066 | 14.5382 | 11.1699 | 7.8015 | 4.4332 | 1.3032 | 0 | 0
Avg Unamortized Balance, Net of Tax (59.7%) | 0 | 0.64051 | 6.1173 | 13.8383 | 15.7175 | 13.7066 | 11.6957 | 9.6848 | 7.6739 | 5.663 | 3.6521 | 1.7123 | 0.38901 | 0 | 90.491
Federal Deferred Tax Balance, Net of Tax
Beginning of Period | 0 | 0 | -0.083446 | -0.80624 | -1.9852 | -3.1641 | -4.343 | -5.5219 | -6.7009 | -7.8798 | -9.0587
Activity | 0 | -0.083446 | -0.7228 | -1.1789 | -1.1789 | -1.1789 | -1.1789 | -1.1789 | -1.1789 | -1.1789 | -1.1789 |  |  |  | -10.2377
End of Period | 0 | -0.083446 | -0.80624 | -1.9852 | -3.1641 | -4.343 | -5.5219 | -6.7009 | -7.8798 | -9.0587 | -10.2377
Average | 0 | -0.041723 | -0.44484 | -1.3957 | -2.5746 | -3.7536 | -4.9325 | -6.1114 | -7.2903 | -8.4693 | -9.6482
State Deferred Tax Balance
Beginning of Period | 0 | 0 | -0.015497 | -0.14973 | -0.36867 | -0.58762 | -0.80656 | -1.0255 | -1.2444 | -1.4634 | -1.6823
Activity | 0 | -0.015497 | -0.13423 | -0.21894 | -0.21894 | -0.21894 | -0.21894 | -0.21894 | -0.21894 | -0.21894 | -0.21894 |  |  |  | -1.9013
End of Period | 0 | -0.015497 | -0.14973 | -0.36867 | -0.58762 | -0.80656 | -1.0255 | -1.2444 | -1.4634 | -1.6823 | -1.9013
Average | 0 | -0.0077486 | -0.082614 | -0.2592 | -0.47815 | -0.69709 | -0.91603 | -1.135 | -1.3539 | -1.5729 | -1.7918
Net Rate Base - Average | 0 | 1.1224 | 10.7742 | 24.8347 | 29.3803 | 27.4098 | 25.4393 | 23.4688 | 21.4983 | 19.5278 | 17.5573
EXPENSES
Income Tax - Removal Cost | 0 | 0 | 0 | 0 | 0 | 0 | 0 | 0 | 0 | 0 | 0 | 0 | 0 | 0 | 0
Book Depreciation | 0 | 0.23842 | 2.0651 | 3.3684 | 3.3684 | 3.3684 | 3.3684 | 3.3684 | 3.3684 | 3.3684 | 3.3684 | 3.1299 | 1.3032 | 0 | 33.6836
Property Taxes | 0 | 0 | 0 | 0 | 0 | 0 | 0 | 0 | 0 | 0 | 0 | 0 | 0 | 0 | 0
Total Expenses | 0 | 0.23842 | 2.0651 | 3.3684 | 3.3684 | 3.3684 | 3.3684 | 3.3684 | 3.3684 | 3.3684 | 3.3684 | 3.1299 | 1.3032 | 0 | 33.6836
REVENUE REQUIREMENT
Unamortized Balance, Net of Tax (59.7%) | 0 | 0.64051 | 6.1173 | 13.8383 | 15.7175 | 13.7066 | 11.6957 | 9.6848 | 7.6739 | 5.663 | 3.6521 | 1.7123 | 0.38901 | 0 | 88.3897
ROR | 9.98% | 9.98% | 9.7% | 9.7% | 9.7% | 9.7% | 9.7% | 9.7% | 9.7% | 9.7% | 9.7% | 9.7% | 9.7% | 9.7%
Earnings Base | 0 | 0.063923 | 0.59338 | 1.3423 | 1.5246 | 1.3295 | 1.1345 | 0.93942 | 0.74437 | 0.54931 | 0.35425 | 0.16609 | 0.037734 | 0
Expenses (Amortization) | 0 | 0.23842 | 2.0651 | 3.3684 | 3.3684 | 3.3684 | 3.3684 | 3.3684 | 3.3684 | 3.3684 | 3.3684 | 3.1299 | 1.3032 | 0 | 33.6836
Total Earnings Effect | 0 | 0.30234 | 2.6585 | 4.7107 | 4.893 | 4.6979 | 4.5028 | 4.3078 | 4.1127 | 3.9177 | 3.7226 | 3.296 | 1.341 | 0
Gross-Up Factor | 1.0354 | 1.0354 | 1.0354 | 1.0354 | 1.0354 | 1.0354 | 1.0354 | 1.0354 | 1.0354 | 1.0354 | 1.0354 | 1.0354 | 1.0354 | 1.0354
Revenue requirement | 0 | 0.31303 | 2.7525 | 4.8772 | 5.066 | 4.864 | 4.6621 | 4.4601 | 4.2581 | 4.0562 | 3.8542 | 3.4126 | 1.3884 | 0 | 43.9644
Depreciation Calculations
Tax Depreciation - Federal
Cost of new equipment in service basis | 0 | 2.3842 | 18.2672 | 13.0323 | 0 | 0 | 0 | 0 | 0 | 0 | 0
Bonus Depreciation (N/A) | 0 | 0 | 0 | 0 | 0 | 0 | 0 | 0 | 0 | 0 | 0
Regular Depreciation basis (Cumulative) | 0 | 2.3842 | 20.6514 | 33.6836 | 33.6836 | 33.6836 | 33.6836 | 33.6836 | 33.6836 | 33.6836 | 33.6836
RegularDepreciation | 0 | 0 | 0 | 0 | 0 | 0 | 0 | 0 | 0 | 0 | 0
Total Depreciation for year | 0 | 0 | 0 | 0 | 0 | 0 | 0 | 0 | 0 | 0 | 0
Tax Depreciation - State
Cost of new equipment in service basis | 0 | 2.3842 | 18.2672 | 13.0323 | 0 | 0 | 0 | 0 | 0 | 0 | 0
Bonus Depreciation (N/A) | 0 | 0 | 0 | 0 | 0 | 0 | 0 | 0 | 0 | 0 | 0
Regular Depreciation basis (Cumulative) | 0 | 2.3842 | 20.6514 | 33.6836 | 33.6836 | 33.6836 | 33.6836 | 33.6836 | 33.6836 | 33.6836 | 33.6836
RegularDepreciation | 0 | 0 | 0 | 0 | 0 | 0 | 0 | 0 | 0 | 0 | 0
Total Depreciation for year | 0 | 0 | 0 | 0 | 0 | 0 | 0 | 0 | 0 | 0 | 0
Book Depreciation with COR
2014 | 0 | 0 | 0 | 0 | 0 | 0 | 0 | 0 | 0 | 0 |  |  |  |  | 0
2015 |  | 0.23842 | 0.23842 | 0.23842 | 0.23842 | 0.23842 | 0.23842 | 0.23842 | 0.23842 | 0.23842 | 0.23842 |  |  |  | 2.3842
2016 |  |  | 1.8267 | 1.8267 | 1.8267 | 1.8267 | 1.8267 | 1.8267 | 1.8267 | 1.8267 | 1.8267 | 1.8267 |  |  | 18.2672
2017 |  |  |  | 1.3032 | 1.3032 | 1.3032 | 1.3032 | 1.3032 | 1.3032 | 1.3032 | 1.3032 | 1.3032 | 1.3032 |  | 13.0323
2018 |  |  |  |  | 0 | 0 | 0 | 0 | 0 | 0 | 0 | 0 | 0 | 0 | 0
2019 | [5 empty] | 0 | 0 | 0 | 0 | 0 | 0 |  |  |  | 0
2020 | [6 empty] | 0 | 0 | 0 | 0 | 0 |  |  |  | 0
2021 | [7 empty] | 0 | 0 | 0 | 0 |  |  |  | 0
2022 | [8 empty] | 0 | 0 | 0 |  |  |  | 0
2023 | [9 empty] | 0 | 0 |  |  |  | 0
2024 | [10 empty] | 0 |  |  |  | 0
| 0 | 0.23842 | 2.0651 | 3.3684 | 3.3684 | 3.3684 | 3.3684 | 3.3684 | 3.3684 | 3.3684 | 3.3684 | 3.1299 | 1.3032 | 0 | 33.6836
Book Depreciation- excl. Salvage
2014 | 0 | 0 | 0 | 0 | 0 | 0 | 0 | 0 | 0 | 0 | 0 |  |  |  | 0
2015 |  | 0.23842 | 0.23842 | 0.23842 | 0.23842 | 0.23842 | 0.23842 | 0.23842 | 0.23842 | 0.23842 | 0.23842 |  |  |  | 2.3842
2016 |  |  | 1.8267 | 1.8267 | 1.8267 | 1.8267 | 1.8267 | 1.8267 | 1.8267 | 1.8267 | 1.8267 |  |  |  | 16.4405
2017 |  |  |  | 1.3032 | 1.3032 | 1.3032 | 1.3032 | 1.3032 | 1.3032 | 1.3032 | 1.3032 |  |  |  | 10.4258
2018 |  |  |  |  | 0 | 0 | 0 | 0 | 0 | 0 | 0 |  |  |  | 0
2019 | [5 empty] | 0 | 0 | 0 | 0 | 0 | 0 |  |  |  | 0
2020 | [6 empty] | 0 | 0 | 0 | 0 | 0 |  |  |  | 0
2021 | [7 empty] | 0 | 0 | 0 | 0 |  |  |  | 0
2022 | [8 empty] | 0 | 0 | 0 |  |  |  | 0
2023 | [9 empty] | 0 | 0 |  |  |  | 0
2024 | [10 empty] | 0 |  |  |  | 0
| 0 | 0.23842 | 2.0651 | 3.3684 | 3.3684 | 3.3684 | 3.3684 | 3.3684 | 3.3684 | 3.3684 | 3.3684 |  |  |  | 29.2504

## 2b-2026 (w 100pt incentive)
Project No. | 2b
Project Desc. | Utility Solutions (Solar, Fuel Cells, DG) (2 MWs)
Book Life | 10 | Treat as Regulatory Asset
Tax Life | 7N
Salvage Rate | 0%
After-Tax Rate | 59.7%
| 2014 | 2015 | 2016 | 2017 | 2018 | 2019 | 2020 | 2021 | 2022 | 2023 | 2024 | 2025 | 2026 | 2027
Closing to Plant (Y/N) | N | N | N | N | N | N | N | N | N | N | N | N | N | N | Total
CWIP
Beginning of Period | 0 | 0 | 0 | 0 | 0 | 0 | 0 | 0 | 0 | 0 | 0 | 0 | 0
Activity
Capex (Actual Expenditures) | 0 | 2.3842 | 18.2672 | 13.0323 | 0 | 0 | 0 | 0 | 0 | 0 | 0 | 0 | 0 |  | 33.6836
Closings to Plant | 0 | -2.3842 | -18.2672 | -13.0323 | 0 | [9 empty] | -33.6836
End of Period | 0 | 0 | 0 | 0 | 0 | 0 | 0 | 0 | 0 | 0 | 0 | 0 | 0
Average | 0 | 0 | 0 | 0 | 0 | 0 | 0 | 0 | 0 | 0 | 0 | 0 | 0
Plant in Service
Beginning of Period | 0 | 0 | 2.3842 | 20.6514 | 33.6836 | 33.6836 | 33.6836 | 33.6836 | 33.6836 | 33.6836 | 33.6836
Activity | 0 | 2.3842 | 18.2672 | 13.0323 | 0 | 0 | 0 | 0 | 0 | 0 | 0 |  |  |  | 33.6836
End of Period | 0 | 2.3842 | 20.6514 | 33.6836 | 33.6836 | 33.6836 | 33.6836 | 33.6836 | 33.6836 | 33.6836 | 33.6836
Average | 0 | 1.1921 | 11.5178 | 27.1675 | 33.6836 | 33.6836 | 33.6836 | 33.6836 | 33.6836 | 33.6836 | 33.6836
Tax Depreciation
Beginning of Period | 0 | 0 | 0 | 0 | 0 | 0 | 0 | 0 | 0 | 0 | 0
Federal | 0 | 0 | 0 | 0 | 0 | 0 | 0 | 0 | 0 | 0 | 0 |  |  |  | 0
State | 0 | 0 | 0 | 0 | 0 | 0 | 0 | 0 | 0 | 0 | 0 |  |  |  | 0
End of Period | 0 | 0 | 0 | 0 | 0 | 0 | 0 | 0 | 0 | 0 | 0
Average | 0 | 0 | 0 | 0 | 0 | 0 | 0 | 0 | 0 | 0 | 0
Book Depreciation with COR
Beginning of Period | 0 | 0 | 0.23842 | 2.3036 | 5.6719 | 9.0403 | 12.4086 | 15.777 | 19.1454 | 22.5137 | 25.8821 | 29.2504 | 32.3804 | 33.6836
Activity (Monthly Amortization) | 0 | 0.23842 | 2.0651 | 3.3684 | 3.3684 | 3.3684 | 3.3684 | 3.3684 | 3.3684 | 3.3684 | 3.3684 | 3.1299 | 1.3032 | 0 | 33.6836
End of Period | 0 | 0.23842 | 2.3036 | 5.6719 | 9.0403 | 12.4086 | 15.777 | 19.1454 | 22.5137 | 25.8821 | 29.2504 | 32.3804 | 33.6836 | 33.6836
Average | 0 | 0.11921 | 1.271 | 3.9877 | 7.3561 | 10.7245 | 14.0928 | 17.4612 | 20.8295 | 24.1979 | 27.5663 | 30.8154 | 33.032 | 33.6836
Unamortized Balance | 0 | 2.1458 | 18.3478 | 28.0117 | 24.6433 | 21.275 | 17.9066 | 14.5382 | 11.1699 | 7.8015 | 4.4332 | 1.3032 | 0 | 0
Avg Unamortized Balance, Net of Tax (59.7%) | 0 | 0.64051 | 6.1173 | 13.8383 | 15.7175 | 13.7066 | 11.6957 | 9.6848 | 7.6739 | 5.663 | 3.6521 | 1.7123 | 0.38901 | 0 | 90.491
Federal Deferred Tax Balance, Net of Tax
Beginning of Period | 0 | 0 | -0.083446 | -0.80624 | -1.9852 | -3.1641 | -4.343 | -5.5219 | -6.7009 | -7.8798 | -9.0587
Activity | 0 | -0.083446 | -0.7228 | -1.1789 | -1.1789 | -1.1789 | -1.1789 | -1.1789 | -1.1789 | -1.1789 | -1.1789 |  |  |  | -10.2377
End of Period | 0 | -0.083446 | -0.80624 | -1.9852 | -3.1641 | -4.343 | -5.5219 | -6.7009 | -7.8798 | -9.0587 | -10.2377
Average | 0 | -0.041723 | -0.44484 | -1.3957 | -2.5746 | -3.7536 | -4.9325 | -6.1114 | -7.2903 | -8.4693 | -9.6482
State Deferred Tax Balance
Beginning of Period | 0 | 0 | -0.015497 | -0.14973 | -0.36867 | -0.58762 | -0.80656 | -1.0255 | -1.2444 | -1.4634 | -1.6823
Activity | 0 | -0.015497 | -0.13423 | -0.21894 | -0.21894 | -0.21894 | -0.21894 | -0.21894 | -0.21894 | -0.21894 | -0.21894 |  |  |  | -1.9013
End of Period | 0 | -0.015497 | -0.14973 | -0.36867 | -0.58762 | -0.80656 | -1.0255 | -1.2444 | -1.4634 | -1.6823 | -1.9013
Average | 0 | -0.0077486 | -0.082614 | -0.2592 | -0.47815 | -0.69709 | -0.91603 | -1.135 | -1.3539 | -1.5729 | -1.7918
Net Rate Base - Average | 0 | 1.1224 | 10.7742 | 24.8347 | 29.3803 | 27.4098 | 25.4393 | 23.4688 | 21.4983 | 19.5278 | 17.5573
EXPENSES
Income Tax - Removal Cost | 0 | 0 | 0 | 0 | 0 | 0 | 0 | 0 | 0 | 0 | 0 | 0 | 0 | 0 | 0
Book Depreciation | 0 | 0.23842 | 2.0651 | 3.3684 | 3.3684 | 3.3684 | 3.3684 | 3.3684 | 3.3684 | 3.3684 | 3.3684 | 3.1299 | 1.3032 | 0 | 33.6836
Property Taxes | 0 | 0 | 0 | 0 | 0 | 0 | 0 | 0 | 0 | 0 | 0 | 0 | 0 | 0 | 0
Total Expenses | 0 | 0.23842 | 2.0651 | 3.3684 | 3.3684 | 3.3684 | 3.3684 | 3.3684 | 3.3684 | 3.3684 | 3.3684 | 3.1299 | 1.3032 | 0 | 33.6836
REVENUE REQUIREMENT
Unamortized Balance, Net of Tax (59.7%) | 0 | 0.64051 | 6.1173 | 13.8383 | 15.7175 | 13.7066 | 11.6957 | 9.6848 | 7.6739 | 5.663 | 3.6521 | 1.7123 | 0.38901 | 0 | 88.3897
ROR + 100 basis point Incentive on ROE | 10.77% | 10.77% | 10.61% | 10.61% | 10.61% | 10.61% | 10.61% | 10.61% | 10.61% | 10.61% | 10.61% | 10.61% | 10.61% | 10.61%
Earnings Base | 0 | 0.068983 | 0.64905 | 1.4682 | 1.6676 | 1.4543 | 1.2409 | 1.0276 | 0.8142 | 0.60084 | 0.38748 | 0.18168 | 0.041274 | 0
Expenses (Amortization) | 0 | 0.23842 | 2.0651 | 3.3684 | 3.3684 | 3.3684 | 3.3684 | 3.3684 | 3.3684 | 3.3684 | 3.3684 | 3.1299 | 1.3032 | 0 | 33.6836
Total Earnings Effect | 0 | 0.3074 | 2.7142 | 4.8366 | 5.036 | 4.8226 | 4.6093 | 4.3959 | 4.1826 | 3.9692 | 3.7558 | 3.3116 | 1.3445 | 0
Gross-Up Factor | 1.0354 | 1.0354 | 1.0354 | 1.0354 | 1.0354 | 1.0354 | 1.0354 | 1.0354 | 1.0354 | 1.0354 | 1.0354 | 1.0354 | 1.0354 | 1.0354
Revenue requirement | 0 | 0.31827 | 2.8102 | 5.0076 | 5.214 | 4.9931 | 4.7722 | 4.5513 | 4.3304 | 4.1095 | 3.8886 | 3.4287 | 1.392 | 0 | 44.8162
Depreciation Calculations
Tax Depreciation - Federal
Cost of new equipment in service basis | 0 | 2.3842 | 18.2672 | 13.0323 | 0 | 0 | 0 | 0 | 0 | 0 | 0
Bonus Depreciation (N/A) | 0 | 0 | 0 | 0 | 0 | 0 | 0 | 0 | 0 | 0 | 0
Regular Depreciation basis (Cumulative) | 0 | 2.3842 | 20.6514 | 33.6836 | 33.6836 | 33.6836 | 33.6836 | 33.6836 | 33.6836 | 33.6836 | 33.6836
RegularDepreciation | 0 | 0 | 0 | 0 | 0 | 0 | 0 | 0 | 0 | 0 | 0
Total Depreciation for year | 0 | 0 | 0 | 0 | 0 | 0 | 0 | 0 | 0 | 0 | 0
Tax Depreciation - State
Cost of new equipment in service basis | 0 | 2.3842 | 18.2672 | 13.0323 | 0 | 0 | 0 | 0 | 0 | 0 | 0
Bonus Depreciation (N/A) | 0 | 0 | 0 | 0 | 0 | 0 | 0 | 0 | 0 | 0 | 0
Regular Depreciation basis (Cumulative) | 0 | 2.3842 | 20.6514 | 33.6836 | 33.6836 | 33.6836 | 33.6836 | 33.6836 | 33.6836 | 33.6836 | 33.6836
RegularDepreciation | 0 | 0 | 0 | 0 | 0 | 0 | 0 | 0 | 0 | 0 | 0
Total Depreciation for year | 0 | 0 | 0 | 0 | 0 | 0 | 0 | 0 | 0 | 0 | 0
Book Depreciation with COR
2014 | 0 | 0 | 0 | 0 | 0 | 0 | 0 | 0 | 0 | 0 |  |  |  |  | 0
2015 |  | 0.23842 | 0.23842 | 0.23842 | 0.23842 | 0.23842 | 0.23842 | 0.23842 | 0.23842 | 0.23842 | 0.23842 |  |  |  | 2.3842
2016 |  |  | 1.8267 | 1.8267 | 1.8267 | 1.8267 | 1.8267 | 1.8267 | 1.8267 | 1.8267 | 1.8267 | 1.8267 |  |  | 18.2672
2017 |  |  |  | 1.3032 | 1.3032 | 1.3032 | 1.3032 | 1.3032 | 1.3032 | 1.3032 | 1.3032 | 1.3032 | 1.3032 |  | 13.0323
2018 |  |  |  |  | 0 | 0 | 0 | 0 | 0 | 0 | 0 | 0 | 0 | 0 | 0
2019 | [5 empty] | 0 | 0 | 0 | 0 | 0 | 0 |  |  |  | 0
2020 | [6 empty] | 0 | 0 | 0 | 0 | 0 |  |  |  | 0
2021 | [7 empty] | 0 | 0 | 0 | 0 |  |  |  | 0
2022 | [8 empty] | 0 | 0 | 0 |  |  |  | 0
2023 | [9 empty] | 0 | 0 |  |  |  | 0
2024 | [10 empty] | 0 |  |  |  | 0
| 0 | 0.23842 | 2.0651 | 3.3684 | 3.3684 | 3.3684 | 3.3684 | 3.3684 | 3.3684 | 3.3684 | 3.3684 | 3.1299 | 1.3032 | 0 | 33.6836
Book Depreciation- excl. Salvage
2014 | 0 | 0 | 0 | 0 | 0 | 0 | 0 | 0 | 0 | 0 | 0 |  |  |  | 0
2015 |  | 0.23842 | 0.23842 | 0.23842 | 0.23842 | 0.23842 | 0.23842 | 0.23842 | 0.23842 | 0.23842 | 0.23842 |  |  |  | 2.3842
2016 |  |  | 1.8267 | 1.8267 | 1.8267 | 1.8267 | 1.8267 | 1.8267 | 1.8267 | 1.8267 | 1.8267 |  |  |  | 16.4405
2017 |  |  |  | 1.3032 | 1.3032 | 1.3032 | 1.3032 | 1.3032 | 1.3032 | 1.3032 | 1.3032 |  |  |  | 10.4258
2018 |  |  |  |  | 0 | 0 | 0 | 0 | 0 | 0 | 0 |  |  |  | 0
2019 | [5 empty] | 0 | 0 | 0 | 0 | 0 | 0 |  |  |  | 0
2020 | [6 empty] | 0 | 0 | 0 | 0 | 0 |  |  |  | 0
2021 | [7 empty] | 0 | 0 | 0 | 0 |  |  |  | 0
2022 | [8 empty] | 0 | 0 | 0 |  |  |  | 0
2023 | [9 empty] | 0 | 0 |  |  |  | 0
2024 | [10 empty] | 0 |  |  |  | 0
| 0 | 0.23842 | 2.0651 | 3.3684 | 3.3684 | 3.3684 | 3.3684 | 3.3684 | 3.3684 | 3.3684 | 3.3684 |  |  |  | 29.2504

## 2c-2026
Project No. | 2c
Project Desc. | Conservation Voltage Optimization (7 MWs)
Book Life | 50
Tax Life | 20N
Salvage Rate | 0%
| 2014 | 2015 | 2016 | 2017 | 2018 | 2019 | 2020 | 2021 | 2022 | 2023 | 2024 | 2025 | 2026 | 2027 | 2028 | 2029 | 2030 | 2031 | 2032 | 2033 | 2034 | 2035 | 2036 | 2037 | 2038 | 2039 | 2040 | 2041 | 2042 | 2043 | 2044 | 2045 | 2046 | 2047 | 2048 | 2049 | 2050 | 2051 | 2052 | 2053 | 2054 | 2055 | 2056 | 2057 | 2058 | 2059 | 2060 | 2061 | 2062 | 2063 | 2064 | 2065 | 2066 | 2067 | 2068 | 2069 | 2070 | 2071 | 2072 | 2073 | 2074 | 2075 | 2076
Closing to Plant (Y/N) | N | N | N | N | N | N | N | N | N | N | N | N | N | N | N | N | N | N | N | N | N | N | N | N | N | N | N | N | N | N | N | N | N | N | N | N | N | N | N | N | N | N | N | N | N | N | N | N | N | N | N | N | N | N | N | N | N | N | N | N | N | N | N | Total
CWIP
Beginning of Period | 0 | 0 | 0 | 0 | 0 | 0 | 0 | 0 | 0 | 0 | 0 | 0 | 0 | 0 | 0 | 0 | 0 | 0 | 0 | 0 | 0 | 0 | 0 | 0 | 0 | 0 | 0 | 0 | 0 | 0 | 0 | 0 | 0 | 0 | 0 | 0 | 0 | 0 | 0 | 0 | 0 | 0 | 0 | 0 | 0 | 0 | 0 | 0 | 0 | 0 | 0 | 0 | 0 | 0 | 0 | 0 | 0 | 0 | 0 | 0 | 0 | 0 | 0
Activity
Capex | 0 | 0.5183 | 4.2982 | 2.7847 | 0 | 0 | 0 | 0 | 0 | 0 | 0 | 0 | 0 | [50 empty] | 7.6011
Closings to Plant |  | -0.5183 | -4.2982 | -2.7847 | [59 empty] | -7.6011
End of Period | 0 | 0 | 0 | 0 | 0 | 0 | 0 | 0 | 0 | 0 | 0 | 0 | 0 | 0 | 0 | 0 | 0 | 0 | 0 | 0 | 0 | 0 | 0 | 0 | 0 | 0 | 0 | 0 | 0 | 0 | 0 | 0 | 0 | 0 | 0 | 0 | 0 | 0 | 0 | 0 | 0 | 0 | 0 | 0 | 0 | 0 | 0 | 0 | 0 | 0 | 0 | 0 | 0 | 0 | 0 | 0 | 0 | 0 | 0 | 0 | 0 | 0 | 0
Average | 0 | 0 | 0 | 0 | 0 | 0 | 0 | 0 | 0 | 0 | 0 | 0 | 0 | 0 | 0 | 0 | 0 | 0 | 0 | 0 | 0 | 0 | 0 | 0 | 0 | 0 | 0 | 0 | 0 | 0 | 0 | 0 | 0 | 0 | 0 | 0 | 0 | 0 | 0 | 0 | 0 | 0 | 0 | 0 | 0 | 0 | 0 | 0 | 0 | 0 | 0 | 0 | 0 | 0 | 0 | 0 | 0 | 0 | 0 | 0 | 0 | 0 | 0
Plant in Service
Beginning of Period | 0 | 0 | 0.5183 | 4.8165 | 7.6011 | 7.6011 | 7.6011 | 7.6011 | 7.6011 | 7.6011 | 7.6011 | 7.6011 | 7.6011 | 7.6011 | 7.6011 | 7.6011 | 7.6011 | 7.6011 | 7.6011 | 7.6011 | 7.6011 | 7.6011 | 7.6011 | 7.6011 | 7.6011 | 7.6011 | 7.6011 | 7.6011 | 7.6011 | 7.6011 | 7.6011 | 7.6011 | 7.6011 | 7.6011 | 7.6011 | 7.6011 | 7.6011 | 7.6011 | 7.6011 | 7.6011 | 7.6011 | 7.6011 | 7.6011 | 7.6011 | 7.6011 | 7.6011 | 7.6011 | 7.6011 | 7.6011 | 7.6011 | 7.6011 | 7.0828 | 2.7847 | 0 | 0 | 0 | 0 | 0 | 0 | 0 | 0 | 0 | 0
Activity | 0 | 0.5183 | 4.2982 | 2.7847 | 0 | 0 | 0 | 0 | 0 | 0 |  |  |  | 0 | 0 | 0 | 0 | 0 | 0 | 0 | 0 | 0 | 0 | 0 | 0 | 0 | 0 | 0 | 0 | 0 | 0 | 0 | 0 | 0 | 0 | 0 | 0 | 0 | 0 | 0 | 0 | 0 | 0 | 0 | 0 | 0 | 0 | 0 | 0 | 0 | -0.5183 | -4.2982 | -2.7847 |  | 0 | [8 empty] | 0
End of Period | 0 | 0.5183 | 4.8165 | 7.6011 | 7.6011 | 7.6011 | 7.6011 | 7.6011 | 7.6011 | 7.6011 | 7.6011 | 7.6011 | 7.6011 | 7.6011 | 7.6011 | 7.6011 | 7.6011 | 7.6011 | 7.6011 | 7.6011 | 7.6011 | 7.6011 | 7.6011 | 7.6011 | 7.6011 | 7.6011 | 7.6011 | 7.6011 | 7.6011 | 7.6011 | 7.6011 | 7.6011 | 7.6011 | 7.6011 | 7.6011 | 7.6011 | 7.6011 | 7.6011 | 7.6011 | 7.6011 | 7.6011 | 7.6011 | 7.6011 | 7.6011 | 7.6011 | 7.6011 | 7.6011 | 7.6011 | 7.6011 | 7.6011 | 7.0828 | 2.7847 | 0 | 0 | 0 | 0 | 0 | 0 | 0 | 0 | 0 | 0 | 0
Average | 0 | 0.25915 | 2.6674 | 6.2088 | 7.6011 | 7.6011 | 7.6011 | 7.6011 | 7.6011 | 7.6011 | 7.6011 | 7.6011 | 7.6011 | 7.6011 | 7.6011 | 7.6011 | 7.6011 | 7.6011 | 7.6011 | 7.6011 | 7.6011 | 7.6011 | 7.6011 | 7.6011 | 7.6011 | 7.6011 | 7.6011 | 7.6011 | 7.6011 | 7.6011 | 7.6011 | 7.6011 | 7.6011 | 7.6011 | 7.6011 | 7.6011 | 7.6011 | 7.6011 | 7.6011 | 7.6011 | 7.6011 | 7.6011 | 7.6011 | 7.6011 | 7.6011 | 7.6011 | 7.6011 | 7.6011 | 7.6011 | 7.6011 | 7.342 | 4.9337 | 1.3923 | 0 | 0 | 0 | 0 | 0 | 0 | 0 | 0 | 0 | 0
Tax Depreciation
Beginning of Period | 0 | 0 | 0.038872 | 0.43607 | 1.3347 | 2.3748 | 3.3368 | 4.2267 | 5.0499 | 5.8113 | 6.5185 | 7.2002 | 7.8785 | 8.5568 | 9.2352 | 9.9135 | 10.5918 | 11.2701 | 11.9485 | 12.6268 | 13.3051 | 13.9834 | 14.6386 | 15.0789 | 15.2032 | 15.2032 | 15.2032 | 15.2032 | 15.2032 | 15.2032 | 15.2032 | 15.2032 | 15.2032 | 15.2032 | 15.2032 | 15.2032 | 15.2032 | 15.2032 | 15.2032 | 15.2032 | 15.2032 | 15.2032 | 15.2032 | 15.2032 | 15.2032 | 15.2032 | 15.2032 | 15.2032 | 15.2032 | 15.2032 | 15.2032 | 15.2032 | 15.2032 | 15.2032 | 15.2032 | 15.2032 | 15.2032 | 15.2032 | 15.2032 | 15.2032 | 15.2032 | 15.2032 | 15.2032
Federal | 0 | 0.019436 | 0.1986 | 0.44932 | 0.52003 | 0.48104 | 0.44495 | 0.41158 | 0.3807 | 0.3536 | 0.34083 | 0.33916 | 0.33916 | 0.33916 | 0.33916 | 0.33916 | 0.33916 | 0.33916 | 0.33916 | 0.33916 | 0.33916 | 0.3276 | 0.22014 | 0.062126 | 0 | 0 | 0 | 0 | 0 | 0 | 0 | 0 | 0 | 0 | 0 | 0 | 0 | 0 | 0 | 0 | 0 | 0 | 0 | 0 | 0 | 0 | 0 | 0 | 0 | 0 | 0 | 0 | 0 | 0 | 0 | 0 | 0 | 0 | 0 | 0 | 0 | 0 | 0 | 7.6016
State | 0 | 0.019436 | 0.1986 | 0.44932 | 0.52003 | 0.48104 | 0.44495 | 0.41158 | 0.3807 | 0.3536 | 0.34083 | 0.33916 | 0.33916 | 0.33916 | 0.33916 | 0.33916 | 0.33916 | 0.33916 | 0.33916 | 0.33916 | 0.33916 | 0.3276 | 0.22014 | 0.062126 | 0 | 0 | 0 | 0 | 0 | 0 | 0 | 0 | 0 | 0 | 0 | 0 | 0 | 0 | 0 | 0 | 0 | 0 | 0 | 0 | 0 | 0 | 0 | 0 | 0 | 0 | 0 | 0 | 0 | 0 | 0 | 0 | 0 | 0 | 0 | 0 | 0 | 0 | 0 | 7.6016
End of Period | 0 | 0.038872 | 0.43607 | 1.3347 | 2.3748 | 3.3368 | 4.2267 | 5.0499 | 5.8113 | 6.5185 | 7.2002 | 7.8785 | 8.5568 | 9.2352 | 9.9135 | 10.5918 | 11.2701 | 11.9485 | 12.6268 | 13.3051 | 13.9834 | 14.6386 | 15.0789 | 15.2032 | 15.2032 | 15.2032 | 15.2032 | 15.2032 | 15.2032 | 15.2032 | 15.2032 | 15.2032 | 15.2032 | 15.2032 | 15.2032 | 15.2032 | 15.2032 | 15.2032 | 15.2032 | 15.2032 | 15.2032 | 15.2032 | 15.2032 | 15.2032 | 15.2032 | 15.2032 | 15.2032 | 15.2032 | 15.2032 | 15.2032 | 15.2032 | 15.2032 | 15.2032 | 15.2032 | 15.2032 | 15.2032 | 15.2032 | 15.2032 | 15.2032 | 15.2032 | 15.2032 | 15.2032 | 15.2032
Average | 0 | 0.019436 | 0.23747 | 0.88538 | 1.8547 | 2.8558 | 3.7818 | 4.6383 | 5.4306 | 6.1649 | 6.8594 | 7.5393 | 8.2177 | 8.896 | 9.5743 | 10.2526 | 10.931 | 11.6093 | 12.2876 | 12.9659 | 13.6443 | 14.311 | 14.8588 | 15.141 | 15.2032 | 15.2032 | 15.2032 | 15.2032 | 15.2032 | 15.2032 | 15.2032 | 15.2032 | 15.2032 | 15.2032 | 15.2032 | 15.2032 | 15.2032 | 15.2032 | 15.2032 | 15.2032 | 15.2032 | 15.2032 | 15.2032 | 15.2032 | 15.2032 | 15.2032 | 15.2032 | 15.2032 | 15.2032 | 15.2032 | 15.2032 | 15.2032 | 15.2032 | 15.2032 | 15.2032 | 15.2032 | 15.2032 | 15.2032 | 15.2032 | 15.2032 | 15.2032 | 15.2032 | 15.2032
Book Depreciation with COR
Beginning of Period | 0 | 0 | 0.010366 | 0.1067 | 0.25872 | 0.41074 | 0.56276 | 0.71479 | 0.86681 | 1.0188 | 1.1709 | 1.3229 | 1.4749 | 1.6269 | 1.7789 | 1.931 | 2.083 | 2.235 | 2.387 | 2.5391 | 2.6911 | 2.8431 | 2.9951 | 3.1471 | 3.2992 | 3.4512 | 3.6032 | 3.7552 | 3.9073 | 4.0593 | 4.2113 | 4.3633 | 4.5153 | 4.6674 | 4.8194 | 4.9714 | 5.1234 | 5.2755 | 5.4275 | 5.5795 | 5.7315 | 5.8836 | 6.0356 | 6.1876 | 6.3396 | 6.4916 | 6.6437 | 6.7957 | 6.9477 | 7.0997 | 7.2518 | 6.8855 | 2.729 | 0 | 0 | 0 | 0 | 0 | 0 | 0 | 0 | 0 | 0
Activity | 0 | 0.010366 | 0.096329 | 0.15202 | 0.15202 | 0.15202 | 0.15202 | 0.15202 | 0.15202 | 0.15202 | 0.15202 | 0.15202 | 0.15202 | 0.15202 | 0.15202 | 0.15202 | 0.15202 | 0.15202 | 0.15202 | 0.15202 | 0.15202 | 0.15202 | 0.15202 | 0.15202 | 0.15202 | 0.15202 | 0.15202 | 0.15202 | 0.15202 | 0.15202 | 0.15202 | 0.15202 | 0.15202 | 0.15202 | 0.15202 | 0.15202 | 0.15202 | 0.15202 | 0.15202 | 0.15202 | 0.15202 | 0.15202 | 0.15202 | 0.15202 | 0.15202 | 0.15202 | 0.15202 | 0.15202 | 0.15202 | 0.15202 | 0.15202 | 0.14166 | 0.055693 | 0 | 0 | 0 | 0 | 0 | 0 | 0 | 0 | 0 | 0 | 7.6011
Book Depreciation Related to Retired PIS | [50 empty] | -0.5183 | -4.2982 | -2.7847 |  | 0 | [6 empty] | 0 |  | -7.6011
End of Period | 0 | 0.010366 | 0.1067 | 0.25872 | 0.41074 | 0.56276 | 0.71479 | 0.86681 | 1.0188 | 1.1709 | 1.3229 | 1.4749 | 1.6269 | 1.7789 | 1.931 | 2.083 | 2.235 | 2.387 | 2.5391 | 2.6911 | 2.8431 | 2.9951 | 3.1471 | 3.2992 | 3.4512 | 3.6032 | 3.7552 | 3.9073 | 4.0593 | 4.2113 | 4.3633 | 4.5153 | 4.6674 | 4.8194 | 4.9714 | 5.1234 | 5.2755 | 5.4275 | 5.5795 | 5.7315 | 5.8836 | 6.0356 | 6.1876 | 6.3396 | 6.4916 | 6.6437 | 6.7957 | 6.9477 | 7.0997 | 7.2518 | 6.8855 | 2.729 | 0 | 0 | 0 | 0 | 0 | 0 | 0 | 0 | 0 | 0 | 0
Average | 0 | 0.005183 | 0.058531 | 0.18271 | 0.33473 | 0.48675 | 0.63877 | 0.7908 | 0.94282 | 1.0948 | 1.2469 | 1.3989 | 1.5509 | 1.7029 | 1.855 | 2.007 | 2.159 | 2.311 | 2.463 | 2.6151 | 2.7671 | 2.9191 | 3.0711 | 3.2232 | 3.3752 | 3.5272 | 3.6792 | 3.8312 | 3.9833 | 4.1353 | 4.2873 | 4.4393 | 4.5914 | 4.7434 | 4.8954 | 5.0474 | 5.1995 | 5.3515 | 5.5035 | 5.6555 | 5.8075 | 5.9596 | 6.1116 | 6.2636 | 6.4156 | 6.5677 | 6.7197 | 6.8717 | 7.0237 | 7.1757 | 7.0686 | 4.8072 | 1.3645 | 0 | 0 | 0 | 0 | 0 | 0 | 0 | 0 | 0 | 0
Federal Deferred Tax Balance, Net of Tax
Beginning of Period | 0 | 0 | 0.0031746 | 0.038968 | 0.14302 | 0.27182 | 0.38698 | 0.48951 | 0.58035 | 0.66039 | 0.73094 | 0.79703 | 0.86252 | 0.92802 | 0.99352 | 1.059 | 1.1245 | 1.19 | 1.2555 | 1.321 | 1.3865 | 1.452 | 1.5135 | 1.5373 | 1.5058 | 1.4526 | 1.3994 | 1.3462 | 1.293 | 1.2398 | 1.1866 | 1.1334 | 1.0802 | 1.027 | 0.97377 | 0.92056 | 0.86735 | 0.81414 | 0.76093 | 0.70773 | 0.65452 | 0.60131 | 0.5481 | 0.4949 | 0.44169 | 0.38848 | 0.33527 | 0.28206 | 0.22886 | 0.17565 | 0.12244 | 0.069232 | 0.019652 | 0.00015962 | 0.00015962 | 0.00015962 | 0.00015962 | 0.00015962 | 0.00015962 | 0.00015962 | 0.00015962 | 0.00015962 | 0.00015962
Activity | 0 | 0.0031746 | 0.035794 | 0.10405 | 0.1288 | 0.11516 | 0.10253 | 0.090845 | 0.080038 | 0.070553 | 0.066084 | 0.065499 | 0.065499 | 0.065499 | 0.065499 | 0.065499 | 0.065499 | 0.065499 | 0.065499 | 0.065499 | 0.065499 | 0.061452 | 0.023842 | -0.031464 | -0.053208 | -0.053208 | -0.053208 | -0.053208 | -0.053208 | -0.053208 | -0.053208 | -0.053208 | -0.053208 | -0.053208 | -0.053208 | -0.053208 | -0.053208 | -0.053208 | -0.053208 | -0.053208 | -0.053208 | -0.053208 | -0.053208 | -0.053208 | -0.053208 | -0.053208 | -0.053208 | -0.053208 | -0.053208 | -0.053208 | -0.053208 | -0.04958 | -0.019493 | 0 | 0 | 0 | 0 | 0 | 0 | 0 | 0 | 0 | 0 | 0.00015962
End of Period | 0 | 0.0031746 | 0.038968 | 0.14302 | 0.27182 | 0.38698 | 0.48951 | 0.58035 | 0.66039 | 0.73094 | 0.79703 | 0.86252 | 0.92802 | 0.99352 | 1.059 | 1.1245 | 1.19 | 1.2555 | 1.321 | 1.3865 | 1.452 | 1.5135 | 1.5373 | 1.5058 | 1.4526 | 1.3994 | 1.3462 | 1.293 | 1.2398 | 1.1866 | 1.1334 | 1.0802 | 1.027 | 0.97377 | 0.92056 | 0.86735 | 0.81414 | 0.76093 | 0.70773 | 0.65452 | 0.60131 | 0.5481 | 0.4949 | 0.44169 | 0.38848 | 0.33527 | 0.28206 | 0.22886 | 0.17565 | 0.12244 | 0.069232 | 0.019652 | 0.00015962 | 0.00015962 | 0.00015962 | 0.00015962 | 0.00015962 | 0.00015962 | 0.00015962 | 0.00015962 | 0.00015962 | 0.00015962 | 0.00015962
Average | 0 | 0.0015873 | 0.021071 | 0.090995 | 0.20742 | 0.3294 | 0.43824 | 0.53493 | 0.62037 | 0.69567 | 0.76398 | 0.82978 | 0.89527 | 0.96077 | 1.0263 | 1.0918 | 1.1573 | 1.2228 | 1.2883 | 1.3538 | 1.4193 | 1.4827 | 1.5254 | 1.5216 | 1.4792 | 1.426 | 1.3728 | 1.3196 | 1.2664 | 1.2132 | 1.16 | 1.1068 | 1.0536 | 1.0004 | 0.94716 | 0.89395 | 0.84075 | 0.78754 | 0.73433 | 0.68112 | 0.62791 | 0.57471 | 0.5215 | 0.46829 | 0.41508 | 0.36188 | 0.30867 | 0.25546 | 0.20225 | 0.14904 | 0.095836 | 0.044442 | 0.009906 | 0.00015962 | 0.00015962 | 0.00015962 | 0.00015962 | 0.00015962 | 0.00015962 | 0.00015962 | 0.00015962 | 0.00015962 | 0.00015962
State Deferred Tax Balance
Beginning of Period | 0 | 0 | 0.00058957 | 0.007237 | 0.026561 | 0.050481 | 0.071868 | 0.090908 | 0.10778 | 0.12264 | 0.13575 | 0.14802 | 0.16018 | 0.17235 | 0.18451 | 0.19668 | 0.20884 | 0.221 | 0.23317 | 0.24533 | 0.2575 | 0.26966 | 0.28107 | 0.2855 | 0.27966 | 0.26978 | 0.25989 | 0.25001 | 0.24013 | 0.23025 | 0.22037 | 0.21049 | 0.20061 | 0.19072 | 0.18084 | 0.17096 | 0.16108 | 0.1512 | 0.14132 | 0.13143 | 0.12155 | 0.11167 | 0.10179 | 0.091909 | 0.082028 | 0.072146 | 0.062265 | 0.052383 | 0.042502 | 0.03262 | 0.022739 | 0.012857 | 0.0036497 | 2.9644e-05 | 2.9644e-05 | 2.9644e-05 | 2.9644e-05 | 2.9644e-05 | 2.9644e-05 | 2.9644e-05 | 2.9644e-05 | 2.9644e-05 | 2.9644e-05
Activity | 0 | 0.00058957 | 0.0066474 | 0.019324 | 0.02392 | 0.021386 | 0.019041 | 0.016871 | 0.014864 | 0.013103 | 0.012273 | 0.012164 | 0.012164 | 0.012164 | 0.012164 | 0.012164 | 0.012164 | 0.012164 | 0.012164 | 0.012164 | 0.012164 | 0.011412 | 0.0044279 | -0.0058433 | -0.0098815 | -0.0098815 | -0.0098815 | -0.0098815 | -0.0098815 | -0.0098815 | -0.0098815 | -0.0098815 | -0.0098815 | -0.0098815 | -0.0098815 | -0.0098815 | -0.0098815 | -0.0098815 | -0.0098815 | -0.0098815 | -0.0098815 | -0.0098815 | -0.0098815 | -0.0098815 | -0.0098815 | -0.0098815 | -0.0098815 | -0.0098815 | -0.0098815 | -0.0098815 | -0.0098815 | -0.0092077 | -0.0036201 | 0 | 0 | 0 | 0 | 0 | 0 | 0 | 0 | 0 | 0 | 2.9644e-05
End of Period | 0 | 0.00058957 | 0.007237 | 0.026561 | 0.050481 | 0.071868 | 0.090908 | 0.10778 | 0.12264 | 0.13575 | 0.14802 | 0.16018 | 0.17235 | 0.18451 | 0.19668 | 0.20884 | 0.221 | 0.23317 | 0.24533 | 0.2575 | 0.26966 | 0.28107 | 0.2855 | 0.27966 | 0.26978 | 0.25989 | 0.25001 | 0.24013 | 0.23025 | 0.22037 | 0.21049 | 0.20061 | 0.19072 | 0.18084 | 0.17096 | 0.16108 | 0.1512 | 0.14132 | 0.13143 | 0.12155 | 0.11167 | 0.10179 | 0.091909 | 0.082028 | 0.072146 | 0.062265 | 0.052383 | 0.042502 | 0.03262 | 0.022739 | 0.012857 | 0.0036497 | 2.9644e-05 | 2.9644e-05 | 2.9644e-05 | 2.9644e-05 | 2.9644e-05 | 2.9644e-05 | 2.9644e-05 | 2.9644e-05 | 2.9644e-05 | 2.9644e-05 | 2.9644e-05
Average | 0 | 0.00029478 | 0.0039133 | 0.016899 | 0.038521 | 0.061175 | 0.081388 | 0.099344 | 0.11521 | 0.12919 | 0.14188 | 0.1541 | 0.16627 | 0.17843 | 0.19059 | 0.20276 | 0.21492 | 0.22709 | 0.23925 | 0.25141 | 0.26358 | 0.27537 | 0.28329 | 0.28258 | 0.27472 | 0.26483 | 0.25495 | 0.24507 | 0.23519 | 0.22531 | 0.21543 | 0.20555 | 0.19566 | 0.18578 | 0.1759 | 0.16602 | 0.15614 | 0.14626 | 0.13638 | 0.12649 | 0.11661 | 0.10673 | 0.09685 | 0.086968 | 0.077087 | 0.067205 | 0.057324 | 0.047443 | 0.037561 | 0.02768 | 0.017798 | 0.0082536 | 0.0018397 | 2.9644e-05 | 2.9644e-05 | 2.9644e-05 | 2.9644e-05 | 2.9644e-05 | 2.9644e-05 | 2.9644e-05 | 2.9644e-05 | 2.9644e-05 | 2.9644e-05
Net Rate Base - Average | 0 | 0.25208 | 2.5839 | 5.9182 | 7.0205 | 6.7238 | 6.4427 | 6.1761 | 5.9227 | 5.6814 | 5.4484 | 5.2184 | 4.9887 | 4.759 | 4.5293 | 4.2996 | 4.0699 | 3.8403 | 3.6106 | 3.3809 | 3.1512 | 2.9239 | 2.7213 | 2.5738 | 2.472 | 2.3831 | 2.2941 | 2.2052 | 2.1163 | 2.0273 | 1.9384 | 1.8495 | 1.7605 | 1.6716 | 1.5827 | 1.4937 | 1.4048 | 1.3159 | 1.2269 | 1.138 | 1.0491 | 0.96013 | 0.87119 | 0.78226 | 0.69333 | 0.60439 | 0.51546 | 0.42653 | 0.33759 | 0.24866 | 0.15973 | 0.073826 | 0.016101 | -0.00018927 | -0.00018927 | -0.00018927 | -0.00018927 | -0.00018927 | -0.00018927 | -0.00018927 | -0.00018927 | -0.00018927 | -0.00018927
EXPENSES
Income Tax - Removal Cost | 0 | 0 | 0 | 0 | 0 | 0 | 0 | 0 | 0 | 0 | 0 | 0 | 0 | 0 | 0 | 0 | 0 | 0 | 0 | 0 | 0 | 0 | 0 | 0 | 0 | 0 | 0 | 0 | 0 | 0 | 0 | 0 | 0 | 0 | 0 | 0 | 0 | 0 | 0 | 0 | 0 | 0 | 0 | 0 | 0 | 0 | 0 | 0 | 0 | 0 | 0 | 0 | 0 | 0 | 0 | 0 | 0 | 0 | 0 | 0 | 0 | 0 | 0 | 0
Book Depreciation | 0 | 0.010366 | 0.096329 | 0.15202 | 0.15202 | 0.15202 | 0.15202 | 0.15202 | 0.15202 | 0.15202 | 0.15202 | 0.15202 | 0.15202 | 0.15202 | 0.15202 | 0.15202 | 0.15202 | 0.15202 | 0.15202 | 0.15202 | 0.15202 | 0.15202 | 0.15202 | 0.15202 | 0.15202 | 0.15202 | 0.15202 | 0.15202 | 0.15202 | 0.15202 | 0.15202 | 0.15202 | 0.15202 | 0.15202 | 0.15202 | 0.15202 | 0.15202 | 0.15202 | 0.15202 | 0.15202 | 0.15202 | 0.15202 | 0.15202 | 0.15202 | 0.15202 | 0.15202 | 0.15202 | 0.15202 | 0.15202 | 0.15202 | 0.15202 | 0.14166 | 0.055693 | 0 | 0 | 0 | 0 | 0 | 0 | 0 | 0 | 0 | 0 | 7.6011
Property Taxes | 0 | 0.025915 | 0.24082 | 0.38006 | 0.38006 | 0.38006 | 0.38006 | 0.38006 | 0.38006 | 0.38006 | 0.38006 | 0.38006 | 0.38006 | 0.38006 | 0.38006 | 0.38006 | 0.38006 | 0.38006 | 0.38006 | 0.38006 | 0.38006 | 0.38006 | 0.38006 | 0.38006 | 0.38006 | 0.38006 | 0.38006 | 0.38006 | 0.38006 | 0.38006 | 0.38006 | 0.38006 | 0.38006 | 0.38006 | 0.38006 | 0.38006 | 0.38006 | 0.38006 | 0.38006 | 0.38006 | 0.38006 | 0.38006 | 0.38006 | 0.38006 | 0.38006 | 0.38006 | 0.38006 | 0.38006 | 0.38006 | 0.38006 | 0.35414 | 0.13923 | 0 | 0 | 0 | 0 | 0 | 0 | 0 | 0 | 0 | 0 | 0 | 18.6228
Total Expenses | 0 | 0.036281 | 0.33715 | 0.53208 | 0.53208 | 0.53208 | 0.53208 | 0.53208 | 0.53208 | 0.53208 | 0.53208 | 0.53208 | 0.53208 | 0.53208 | 0.53208 | 0.53208 | 0.53208 | 0.53208 | 0.53208 | 0.53208 | 0.53208 | 0.53208 | 0.53208 | 0.53208 | 0.53208 | 0.53208 | 0.53208 | 0.53208 | 0.53208 | 0.53208 | 0.53208 | 0.53208 | 0.53208 | 0.53208 | 0.53208 | 0.53208 | 0.53208 | 0.53208 | 0.53208 | 0.53208 | 0.53208 | 0.53208 | 0.53208 | 0.53208 | 0.53208 | 0.53208 | 0.53208 | 0.53208 | 0.53208 | 0.53208 | 0.50616 | 0.28089 | 0.055693 | 0 | 0 | 0 | 0 | 0 | 0 | 0 | 0 | 0 | 0 | 26.2239
REVENUE REQUIREMENT
Net Rate Base | 0 | 0.25208 | 2.5839 | 5.9182 | 7.0205 | 6.7238 | 6.4427 | 6.1761 | 5.9227 | 5.6814 | 5.4484 | 5.2184 | 4.9887 | 4.759 | 4.5293 | 4.2996 | 4.0699 | 3.8403 | 3.6106 | 3.3809 | 3.1512 | 2.9239 | 2.7213 | 2.5738 | 2.472 | 2.3831 | 2.2941 | 2.2052 | 2.1163 | 2.0273 | 1.9384 | 1.8495 | 1.7605 | 1.6716 | 1.5827 | 1.4937 | 1.4048 | 1.3159 | 1.2269 | 1.138 | 1.0491 | 0.96013 | 0.87119 | 0.78226 | 0.69333 | 0.60439 | 0.51546 | 0.42653 | 0.33759 | 0.24866 | 0.15973 | 0.073826 | 0.016101 | -0.00018927 | -0.00018927 | -0.00018927 | -0.00018927 | -0.00018927 | -0.00018927 | -0.00018927 | -0.00018927 | -0.00018927 | -0.00018927 | 137.8528
ROR | 9.98% | 9.98% | 9.7% | 9.7% | 9.7% | 9.7% | 9.7% | 9.7% | 9.7% | 9.7% | 9.7% | 9.7% | 9.7% | 9.7% | 9.7% | 9.7% | 9.7% | 9.7% | 9.7% | 9.7% | 9.7% | 9.7% | 9.7% | 9.7% | 9.7% | 9.7% | 9.7% | 9.7% | 9.7% | 9.7% | 9.7% | 9.7% | 9.7% | 9.7% | 9.7% | 9.7% | 9.7% | 9.7% | 9.7% | 9.7% | 9.7% | 9.7% | 9.7% | 9.7% | 9.7% | 9.7% | 9.7% | 9.7% | 9.7% | 9.7% | 9.7% | 9.7% | 9.7% | 9.7% | 9.7% | 9.7% | 9.7% | 9.7% | 9.7% | 9.7% | 9.7% | 9.7% | 9.7%
Earnings Base | 0 | 0.025158 | 0.25063 | 0.57406 | 0.68098 | 0.65221 | 0.62494 | 0.59908 | 0.5745 | 0.5511 | 0.52849 | 0.50618 | 0.4839 | 0.46162 | 0.43934 | 0.41706 | 0.39478 | 0.3725 | 0.35022 | 0.32795 | 0.30567 | 0.28362 | 0.26397 | 0.24966 | 0.23978 | 0.23116 | 0.22253 | 0.2139 | 0.20528 | 0.19665 | 0.18802 | 0.1794 | 0.17077 | 0.16214 | 0.15352 | 0.14489 | 0.13626 | 0.12764 | 0.11901 | 0.11039 | 0.10176 | 0.093132 | 0.084506 | 0.075879 | 0.067253 | 0.058626 | 0.05 | 0.041373 | 0.032747 | 0.02412 | 0.015494 | 0.0071611 | 0.0015618 | -1.8359e-05 | -1.8359e-05 | -1.8359e-05 | -1.8359e-05 | -1.8359e-05 | -1.8359e-05 | -1.8359e-05 | -1.8359e-05 | -1.8359e-05 | -1.8359e-05
Earnings - Expense | 0 | 0.036281 | 0.33715 | 0.53208 | 0.53208 | 0.53208 | 0.53208 | 0.53208 | 0.53208 | 0.53208 | 0.53208 | 0.53208 | 0.53208 | 0.53208 | 0.53208 | 0.53208 | 0.53208 | 0.53208 | 0.53208 | 0.53208 | 0.53208 | 0.53208 | 0.53208 | 0.53208 | 0.53208 | 0.53208 | 0.53208 | 0.53208 | 0.53208 | 0.53208 | 0.53208 | 0.53208 | 0.53208 | 0.53208 | 0.53208 | 0.53208 | 0.53208 | 0.53208 | 0.53208 | 0.53208 | 0.53208 | 0.53208 | 0.53208 | 0.53208 | 0.53208 | 0.53208 | 0.53208 | 0.53208 | 0.53208 | 0.53208 | 0.50616 | 0.28089 | 0.055693 | 0 | 0 | 0 | 0 | 0 | 0 | 0 | 0 | 0 | 0 | 26.2239
Total Earnings Effect | 0 | 0.061439 | 0.58779 | 1.1061 | 1.2131 | 1.1843 | 1.157 | 1.1312 | 1.1066 | 1.0832 | 1.0606 | 1.0383 | 1.016 | 0.9937 | 0.97142 | 0.94914 | 0.92686 | 0.90458 | 0.8823 | 0.86002 | 0.83774 | 0.8157 | 0.79605 | 0.78174 | 0.77186 | 0.76324 | 0.75461 | 0.74598 | 0.73736 | 0.72873 | 0.7201 | 0.71148 | 0.70285 | 0.69422 | 0.6856 | 0.67697 | 0.66834 | 0.65972 | 0.65109 | 0.64246 | 0.63384 | 0.62521 | 0.61658 | 0.60796 | 0.59933 | 0.59071 | 0.58208 | 0.57345 | 0.56483 | 0.5562 | 0.52166 | 0.28805 | 0.057255 | -1.8359e-05 | -1.8359e-05 | -1.8359e-05 | -1.8359e-05 | -1.8359e-05 | -1.8359e-05 | -1.8359e-05 | -1.8359e-05 | -1.8359e-05 | -1.8359e-05
Gross-Up Factor | 1.0354 | 1.0354 | 1.0354 | 1.0354 | 1.0354 | 1.0354 | 1.0354 | 1.0354 | 1.0354 | 1.0354 | 1.0354 | 1.0354 | 1.0354 | 1.0354 | 1.0354 | 1.0354 | 1.0354 | 1.0354 | 1.0354 | 1.0354 | 1.0354 | 1.0354 | 1.0354 | 1.0354 | 1.0354 | 1.0354 | 1.0354 | 1.0354 | 1.0354 | 1.0354 | 1.0354 | 1.0354 | 1.0354 | 1.0354 | 1.0354 | 1.0354 | 1.0354 | 1.0354 | 1.0354 | 1.0354 | 1.0354 | 1.0354 | 1.0354 | 1.0354 | 1.0354 | 1.0354 | 1.0354 | 1.0354 | 1.0354 | 1.0354 | 1.0354 | 1.0354 | 1.0354 | 1.0354 | 1.0354 | 1.0354 | 1.0354 | 1.0354 | 1.0354 | 1.0354 | 1.0354 | 1.0354 | 1.0354
Revenue requirement | 0 | 0.063611 | 0.60857 | 1.1453 | 1.256 | 1.2262 | 1.1979 | 1.1712 | 1.1457 | 1.1215 | 1.0981 | 1.075 | 1.0519 | 1.0288 | 1.0058 | 0.9827 | 0.95963 | 0.93657 | 0.9135 | 0.89043 | 0.86737 | 0.84454 | 0.82419 | 0.80938 | 0.79915 | 0.79022 | 0.78129 | 0.77236 | 0.76343 | 0.7545 | 0.74556 | 0.73663 | 0.7277 | 0.71877 | 0.70984 | 0.70091 | 0.69197 | 0.68304 | 0.67411 | 0.66518 | 0.65625 | 0.64732 | 0.63839 | 0.62945 | 0.62052 | 0.61159 | 0.60266 | 0.59373 | 0.5848 | 0.57586 | 0.5401 | 0.29824 | 0.05928 | -1.9008e-05 | -1.9008e-05 | -1.9008e-05 | -1.9008e-05 | -1.9008e-05 | -1.9008e-05 | -1.9008e-05 | -1.9008e-05 | -1.9008e-05 | -1.9008e-05 | 40.9963
Depreciation Calculations
Tax Depreciation - Federal
Cost of new equipment in service basis | 0 | 0.5183 | 4.2982 | 2.7847 | 0 | 0 | 0 | 0 | 0 | 0 | 0 | 0 | 0 | 0 | 0 | 0 | 0 | 0 | 0 | 0 | 0 | 0 | 0 | 0 | 0 | 0 | 0 | 0 | 0 | 0 | 0 | 0 | 0 | 0 | 0 | 0 | 0 | 0 | 0 | 0 | 0 | 0 | 0 | 0 | 0 | 0 | 0 | 0 | 0 | 0 | -0.5183 | -4.2982 | -2.7847 | 0 | 0 | 0 | 0 | 0 | 0 | 0 | 0
Bonus Depreciation (N/A) | 0 | 0 | 0 | 0 | 0 | 0 | 0 | 0 | 0 | 0 | 0 | 0 | 0 | 0 | 0 | 0 | 0 | 0 | 0 | 0 | 0 | 0 | 0 | 0 | 0 | 0 | 0 | 0 | 0 | 0 | 0 | 0 | 0 | 0 | 0 | 0 | 0 | 0 | 0 | 0 | 0 | 0 | 0 | 0 | 0 | 0 | 0 | 0 | 0 | 0 | 0 | 0 | 0 | 0 | 0 | 0 | 0 | 0 | 0 | 0 | 0
Regular Depreciation basis (Cumulative) | 0 | 0.5183 | 4.8165 | 7.6011 | 7.6011 | 7.6011 | 7.6011 | 7.6011 | 7.6011 | 7.6011 | 7.6011 | 7.6011 | 7.6011 | 7.6011 | 7.6011 | 7.6011 | 7.6011 | 7.6011 | 7.6011 | 7.6011 | 7.6011 | 7.6011 | 7.6011 | 7.6011 | 7.6011 | 7.6011 | 7.6011 | 7.6011 | 7.6011 | 7.6011 | 7.6011 | 7.6011 | 7.6011 | 7.6011 | 7.6011 | 7.6011 | 7.6011 | 7.6011 | 7.6011 | 7.6011 | 7.6011 | 7.6011 | 7.6011 | 7.6011 | 7.6011 | 7.6011 | 7.6011 | 7.6011 | 7.6011 | 7.6011 | 7.0828 | 2.7847 | 0 | 0 | 0 | 0 | 0 | 0 | 0 | 0 | 0 | 0 | 0
RegularDepreciation | 0 | 0.019436 | 0.1986 | 0.44932 | 0.52003 | 0.48104 | 0.44495 | 0.41158 | 0.3807 | 0.3536 | 0.34083 | 0.33916 | 0.33916 | 0.33916 | 0.33916 | 0.33916 | 0.33916 | 0.33916 | 0.33916 | 0.33916 | 0.33916 | 0.3276 | 0.22014 | 0.062126 |  | 0 | 0 | 0 | 0 | 0 | 0 | 0 | 0 | 0 | 0 | 0 | 0 | 0 | 0 | 0 | 0 | 0 | [21 empty] | 7.6016
Total Depreciation for year | 0 | 0.019436 | 0.1986 | 0.44932 | 0.52003 | 0.48104 | 0.44495 | 0.41158 | 0.3807 | 0.3536 | 0.34083 | 0.33916 | 0.33916 | 0.33916 | 0.33916 | 0.33916 | 0.33916 | 0.33916 | 0.33916 | 0.33916 | 0.33916 | 0.3276 | 0.22014 | 0.062126 | 0 | 0 | 0 | 0 | 0 | 0 | 0 | 0 | 0 | 0 | 0 | 0 | 0 | 0 | 0 | 0 | 0 | 0 | 0 | 0 | 0 | 0 | 0 | 0 | 0 | 0 | 0 | 0 | 0 | 0 | 0 | 0 | 0 | 0 | 0 | 0 | 0
Tax Depreciation - State
Cost of new equipment in service basis | 0 | 0.5183 | 4.2982 | 2.7847 | 0 | 0 | 0 | 0 | 0 | 0 | 0 | 0 | 0 | 0 | 0 | 0 | 0 | 0 | 0 | 0 | 0 | 0 | 0 | 0 | 0 | 0 | 0 | 0 | 0 | 0 | 0 | 0 | 0 | 0 | 0 | 0 | 0 | 0 | 0 | 0 | 0 | 0 | 0 | 0 | 0 | 0 | 0 | 0 | 0 | 0 | -0.5183 | -4.2982 | -2.7847 | 0 | 0 | 0 | 0 | 0 | 0 | 0 | 0 | 0 | 0
Bonus Depreciation (N/A) | 0 | 0 | 0 | 0 | 0 | 0 | 0 | 0 | 0 | 0 | 0 | 0 | 0 | 0 | 0 | 0 | 0 | 0 | 0 | 0 | 0 | 0 | 0 | 0 | 0 | 0 | 0 | 0 | 0 | 0 | 0 | 0 | 0 | 0 | 0 | 0 | 0 | 0 | 0 | 0 | 0 | 0 | 0 | 0 | 0 | 0 | 0 | 0 | 0 | 0 | 0 | 0 | 0 | 0 | 0 | 0 | 0 | 0 | 0 | 0 | 0 | 0 | 0
Regular Depreciation basis (Cumulative) | 0 | 0.5183 | 4.8165 | 7.6011 | 7.6011 | 7.6011 | 7.6011 | 7.6011 | 7.6011 | 7.6011 | 7.6011 | 7.6011 | 7.6011 | 7.6011 | 7.6011 | 7.6011 | 7.6011 | 7.6011 | 7.6011 | 7.6011 | 7.6011 | 7.6011 | 7.6011 | 7.6011 | 7.6011 | 7.6011 | 7.6011 | 7.6011 | 7.6011 | 7.6011 | 7.6011 | 7.6011 | 7.6011 | 7.6011 | 7.6011 | 7.6011 | 7.6011 | 7.6011 | 7.6011 | 7.6011 | 7.6011 | 7.6011 | 7.6011 | 7.6011 | 7.6011 | 7.6011 | 7.6011 | 7.6011 | 7.6011 | 7.6011 | 7.0828 | 2.7847 | 0 | 0 | 0 | 0 | 0 | 0 | 0 | 0 | 0 | 0 | 0
RegularDepreciation | 0 | 0.019436 | 0.1986 | 0.44932 | 0.52003 | 0.48104 | 0.44495 | 0.41158 | 0.3807 | 0.3536 | 0.34083 | 0.33916 | 0.33916 | 0.33916 | 0.33916 | 0.33916 | 0.33916 | 0.33916 | 0.33916 | 0.33916 | 0.33916 | 0.3276 | 0.22014 | 0.062126 | 0 | 0 | 0 | 0 | 0 | 0 | 0 | 0 | 0 | 0 | 0 | 0 | 0 | 0 | 0 | 0 | 0 | 0 | 0 | 0 | 0 | 0 | 0 | 0 | 0 | 0 | 0 | 0 | 0 | 0 | 0 | 0 | 0 | 0 | 0 | 0 | 0 | 0 | 0 | 7.6016
Total Depreciation for year | 0 | 0.019436 | 0.1986 | 0.44932 | 0.52003 | 0.48104 | 0.44495 | 0.41158 | 0.3807 | 0.3536 | 0.34083 | 0.33916 | 0.33916 | 0.33916 | 0.33916 | 0.33916 | 0.33916 | 0.33916 | 0.33916 | 0.33916 | 0.33916 | 0.3276 | 0.22014 | 0.062126 | 0 | 0 | 0 | 0 | 0 | 0 | 0 | 0 | 0 | 0 | 0 | 0 | 0 | 0 | 0 | 0 | 0 | 0 | 0 | 0 | 0 | 0 | 0 | 0 | 0 | 0 | 0 | 0 | 0 | 0 | 0 | 0 | 0 | 0 | 0 | 0 | 0 | 0 | 0
Book Depreciation with COR
2014 | 0 | 0 | 0 | 0 | 0 | 0 | 0 | 0 | 0 | 0 | 0 | 0 | 0 | 0 | 0 | 0 | 0 | 0 | 0 | 0 | 0 | 0 | 0 | 0 | 0 | 0 | 0 | 0 | 0 | 0 | 0 | 0 | 0 | 0 | 0 | 0 | 0 | 0 | 0 | 0 | 0 | 0 | 0 | 0 | 0 | 0 | 0 | 0 | 0 | 0 | 0 | 0 | 0 | 0 | 0 | 0 | 0 | 0 | 0 | 0 | 0 |  |  | 0 | check - total PIS
2015 |  | 0.010366 | 0.010366 | 0.010366 | 0.010366 | 0.010366 | 0.010366 | 0.010366 | 0.010366 | 0.010366 | 0.010366 | 0.010366 | 0.010366 | 0.010366 | 0.010366 | 0.010366 | 0.010366 | 0.010366 | 0.010366 | 0.010366 | 0.010366 | 0.010366 | 0.010366 | 0.010366 | 0.010366 | 0.010366 | 0.010366 | 0.010366 | 0.010366 | 0.010366 | 0.010366 | 0.010366 | 0.010366 | 0.010366 | 0.010366 | 0.010366 | 0.010366 | 0.010366 | 0.010366 | 0.010366 | 0.010366 | 0.010366 | 0.010366 | 0.010366 | 0.010366 | 0.010366 | 0.010366 | 0.010366 | 0.010366 | 0.010366 | 0.010366 | [12 empty] | 0.5183 | 0.5183
2016 |  |  | 0.085963 | 0.085963 | 0.085963 | 0.085963 | 0.085963 | 0.085963 | 0.085963 | 0.085963 | 0.085963 | 0.085963 | 0.085963 | 0.085963 | 0.085963 | 0.085963 | 0.085963 | 0.085963 | 0.085963 | 0.085963 | 0.085963 | 0.085963 | 0.085963 | 0.085963 | 0.085963 | 0.085963 | 0.085963 | 0.085963 | 0.085963 | 0.085963 | 0.085963 | 0.085963 | 0.085963 | 0.085963 | 0.085963 | 0.085963 | 0.085963 | 0.085963 | 0.085963 | 0.085963 | 0.085963 | 0.085963 | 0.085963 | 0.085963 | 0.085963 | 0.085963 | 0.085963 | 0.085963 | 0.085963 | 0.085963 | 0.085963 | 0.085963 | [11 empty] | 4.2982 | 4.2982
2017 |  |  |  | 0.055693 | 0.055693 | 0.055693 | 0.055693 | 0.055693 | 0.055693 | 0.055693 | 0.055693 | 0.055693 | 0.055693 | 0.055693 | 0.055693 | 0.055693 | 0.055693 | 0.055693 | 0.055693 | 0.055693 | 0.055693 | 0.055693 | 0.055693 | 0.055693 | 0.055693 | 0.055693 | 0.055693 | 0.055693 | 0.055693 | 0.055693 | 0.055693 | 0.055693 | 0.055693 | 0.055693 | 0.055693 | 0.055693 | 0.055693 | 0.055693 | 0.055693 | 0.055693 | 0.055693 | 0.055693 | 0.055693 | 0.055693 | 0.055693 | 0.055693 | 0.055693 | 0.055693 | 0.055693 | 0.055693 | 0.055693 | 0.055693 | 0.055693 | [10 empty] | 2.7847 | 2.7847
2018 |  |  |  |  | 0 | 0 | 0 | 0 | 0 | 0 | 0 | 0 | 0 | 0 | 0 | 0 | 0 | 0 | 0 | 0 | 0 | 0 | 0 | 0 | 0 | 0 | 0 | 0 | 0 | 0 | 0 | 0 | 0 | 0 | 0 | 0 | 0 | 0 | 0 | 0 | 0 | 0 | 0 | 0 | 0 | 0 | 0 | 0 | 0 | 0 | 0 | 0 | 0 | 0 | 0 | 0 | 0 | 0 | 0 | 0 | 0 |  |  | 0
2019 | [5 empty] | 0 | 0 | 0 | 0 | 0 | 0 | 0 | 0 | 0 | 0 | 0 | 0 | 0 | 0 | 0 | 0 | 0 | 0 | 0 | 0 | 0 | 0 | 0 | 0 | 0 | 0 | 0 | 0 | 0 | 0 | 0 | 0 | 0 | 0 | 0 | 0 | 0 | 0 | 0 | 0 | 0 | 0 | 0 | 0 | 0 | 0 | 0 | 0 | 0 | 0 | [8 empty] | 0 | 0
2020 | [6 empty] | 0 | 0 | 0 | 0 | 0 | 0 | 0 | 0 | 0 | 0 | 0 | 0 | 0 | 0 | 0 | 0 | 0 | 0 | 0 | 0 | 0 | 0 | 0 | 0 | 0 | 0 | 0 | 0 | 0 | 0 | 0 | 0 | 0 | 0 | 0 | 0 | 0 | 0 | 0 | 0 | 0 | 0 | 0 | 0 | 0 | 0 | 0 | 0 | 0 | 0 | 0 | 0 | 0 | 0 | 0 |  |  | 0
2021 | [7 empty] | 0 | 0 | 0 | 0 | 0 | 0 | 0 | 0 | 0 | 0 | 0 | 0 | 0 | 0 | 0 | 0 | 0 | 0 | 0 | 0 | 0 | 0 | 0 | 0 | 0 | 0 | 0 | 0 | 0 | 0 | 0 | 0 | 0 | 0 | 0 | 0 | 0 | 0 | 0 | 0 | 0 | 0 | 0 | 0 | 0 | 0 | 0 | 0 | 0 | 0 | 0 | 0 | 0 | 0 |  |  | 0
2022 | [8 empty] | 0 | 0 | 0 | 0 | 0 | 0 | 0 | 0 | 0 | 0 | 0 | 0 | 0 | 0 | 0 | 0 | 0 | 0 | 0 | 0 | 0 | 0 | 0 | 0 | 0 | 0 | 0 | 0 | 0 | 0 | 0 | 0 | 0 | 0 | 0 | 0 | 0 | 0 | 0 | 0 | 0 | 0 | 0 | 0 | 0 | 0 | 0 | 0 | 0 | 0 | 0 | 0 | 0 |  |  | 0
2023 | [9 empty] | 0 | 0 | 0 | 0 | 0 | 0 | 0 | 0 | 0 | 0 | 0 | 0 | 0 | 0 | 0 | 0 | 0 | 0 | 0 | 0 | 0 | 0 | 0 | 0 | 0 | 0 | 0 | 0 | 0 | 0 | 0 | 0 | 0 | 0 | 0 | 0 | 0 | 0 | 0 | 0 | 0 | 0 | 0 | 0 | 0 | 0 | 0 | 0 | 0 | 0 | 0 | 0 |  |  | 0
2024 | [63 empty] | 0 | 0
2025 | [63 empty] | 0
2026 | [63 empty] | 0
| 0 | 0.010366 | 0.096329 | 0.15202 | 0.15202 | 0.15202 | 0.15202 | 0.15202 | 0.15202 | 0.15202 | 0.15202 | 0.15202 | 0.15202 | 0.15202 | 0.15202 | 0.15202 | 0.15202 | 0.15202 | 0.15202 | 0.15202 | 0.15202 | 0.15202 | 0.15202 | 0.15202 | 0.15202 | 0.15202 | 0.15202 | 0.15202 | 0.15202 | 0.15202 | 0.15202 | 0.15202 | 0.15202 | 0.15202 | 0.15202 | 0.15202 | 0.15202 | 0.15202 | 0.15202 | 0.15202 | 0.15202 | 0.15202 | 0.15202 | 0.15202 | 0.15202 | 0.15202 | 0.15202 | 0.15202 | 0.15202 | 0.15202 | 0.15202 | 0.14166 | 0.055693 | 0 | 0 | 0 | 0 | 0 | 0 | 0 | 0 | 0 | 0 | 7.6011
Book Depreciation- excl. Salvage
2014 | 0 | 0 | 0 | 0 | 0 | 0 | 0 | 0 | 0 | 0 | 0 | 0 | 0 | 0 | 0 | 0 | 0 | 0 | 0 | 0 | 0 | 0 | 0 | 0 | 0 | 0 | 0 | 0 | 0 | 0 | 0 | 0 | 0 | 0 | 0 | 0 | 0 | 0 | 0 | 0 | 0 | 0 | 0 | 0 | 0 | 0 | 0 | 0 | 0 | 0 | 0 | 0 | 0 | 0 | 0 | 0 | 0 | 0 | 0 | 0 | 0 |  |  | 0 | check - total PIS
2015 |  | 0.010366 | 0.010366 | 0.010366 | 0.010366 | 0.010366 | 0.010366 | 0.010366 | 0.010366 | 0.010366 | 0.010366 | 0.010366 | 0.010366 | 0.010366 | 0.010366 | 0.010366 | 0.010366 | 0.010366 | 0.010366 | 0.010366 | 0.010366 | 0.010366 | 0.010366 | 0.010366 | 0.010366 | 0.010366 | 0.010366 | 0.010366 | 0.010366 | 0.010366 | 0.010366 | 0.010366 | 0.010366 | 0.010366 | 0.010366 | 0.010366 | 0.010366 | 0.010366 | 0.010366 | 0.010366 | 0.010366 | 0.010366 | 0.010366 | 0.010366 | 0.010366 | 0.010366 | 0.010366 | 0.010366 | 0.010366 | 0.010366 | 0.010366 | [12 empty] | 0.5183 | 0.5183
2016 |  |  | 0.085963 | 0.085963 | 0.085963 | 0.085963 | 0.085963 | 0.085963 | 0.085963 | 0.085963 | 0.085963 | 0.085963 | 0.085963 | 0.085963 | 0.085963 | 0.085963 | 0.085963 | 0.085963 | 0.085963 | 0.085963 | 0.085963 | 0.085963 | 0.085963 | 0.085963 | 0.085963 | 0.085963 | 0.085963 | 0.085963 | 0.085963 | 0.085963 | 0.085963 | 0.085963 | 0.085963 | 0.085963 | 0.085963 | 0.085963 | 0.085963 | 0.085963 | 0.085963 | 0.085963 | 0.085963 | 0.085963 | 0.085963 | 0.085963 | 0.085963 | 0.085963 | 0.085963 | 0.085963 | 0.085963 | 0.085963 | 0.085963 | 0.085963 | [11 empty] | 4.2982 | 4.2982
2017 |  |  |  | 0.055693 | 0.055693 | 0.055693 | 0.055693 | 0.055693 | 0.055693 | 0.055693 | 0.055693 | 0.055693 | 0.055693 | 0.055693 | 0.055693 | 0.055693 | 0.055693 | 0.055693 | 0.055693 | 0.055693 | 0.055693 | 0.055693 | 0.055693 | 0.055693 | 0.055693 | 0.055693 | 0.055693 | 0.055693 | 0.055693 | 0.055693 | 0.055693 | 0.055693 | 0.055693 | 0.055693 | 0.055693 | 0.055693 | 0.055693 | 0.055693 | 0.055693 | 0.055693 | 0.055693 | 0.055693 | 0.055693 | 0.055693 | 0.055693 | 0.055693 | 0.055693 | 0.055693 | 0.055693 | 0.055693 | 0.055693 | 0.055693 | 0.055693 | [10 empty] | 2.7847 | 2.7847
2018 |  |  |  |  | 0 | 0 | 0 | 0 | 0 | 0 | 0 | 0 | 0 | 0 | 0 | 0 | 0 | 0 | 0 | 0 | 0 | 0 | 0 | 0 | 0 | 0 | 0 | 0 | 0 | 0 | 0 | 0 | 0 | 0 | 0 | 0 | 0 | 0 | 0 | 0 | 0 | 0 | 0 | 0 | 0 | 0 | 0 | 0 | 0 | 0 | 0 | 0 | 0 | 0 | 0 | 0 | 0 | 0 | 0 | 0 | 0 |  |  | 0
2019 | [5 empty] | 0 | 0 | 0 | 0 | 0 | 0 | 0 | 0 | 0 | 0 | 0 | 0 | 0 | 0 | 0 | 0 | 0 | 0 | 0 | 0 | 0 | 0 | 0 | 0 | 0 | 0 | 0 | 0 | 0 | 0 | 0 | 0 | 0 | 0 | 0 | 0 | 0 | 0 | 0 | 0 | 0 | 0 | 0 | 0 | 0 | 0 | 0 | 0 | 0 | 0 | [8 empty] | 0 | 0
2020 | [6 empty] | 0 | 0 | 0 | 0 | 0 | 0 | 0 | 0 | 0 | 0 | 0 | 0 | 0 | 0 | 0 | 0 | 0 | 0 | 0 | 0 | 0 | 0 | 0 | 0 | 0 | 0 | 0 | 0 | 0 | 0 | 0 | 0 | 0 | 0 | 0 | 0 | 0 | 0 | 0 | 0 | 0 | 0 | 0 | 0 | 0 | 0 | 0 | 0 | 0 | 0 | 0 | 0 | 0 | 0 | 0 |  |  | 0
2021 | [7 empty] | 0 | 0 | 0 | 0 | 0 | 0 | 0 | 0 | 0 | 0 | 0 | 0 | 0 | 0 | 0 | 0 | 0 | 0 | 0 | 0 | 0 | 0 | 0 | 0 | 0 | 0 | 0 | 0 | 0 | 0 | 0 | 0 | 0 | 0 | 0 | 0 | 0 | 0 | 0 | 0 | 0 | 0 | 0 | 0 | 0 | 0 | 0 | 0 | 0 | 0 | 0 | 0 | 0 | 0 |  |  | 0
2022 | [8 empty] | 0 | 0 | 0 | 0 | 0 | 0 | 0 | 0 | 0 | 0 | 0 | 0 | 0 | 0 | 0 | 0 | 0 | 0 | 0 | 0 | 0 | 0 | 0 | 0 | 0 | 0 | 0 | 0 | 0 | 0 | 0 | 0 | 0 | 0 | 0 | 0 | 0 | 0 | 0 | 0 | 0 | 0 | 0 | 0 | 0 | 0 | 0 | 0 | 0 | 0 | 0 | 0 | 0 |  |  | 0
2023 | [9 empty] | 0 | 0 | 0 | 0 | 0 | 0 | 0 | 0 | 0 | 0 | 0 | 0 | 0 | 0 | 0 | 0 | 0 | 0 | 0 | 0 | 0 | 0 | 0 | 0 | 0 | 0 | 0 | 0 | 0 | 0 | 0 | 0 | 0 | 0 | 0 | 0 | 0 | 0 | 0 | 0 | 0 | 0 | 0 | 0 | 0 | 0 | 0 | 0 | 0 | 0 | 0 | 0 |  |  | 0
2024 | [63 empty] | 0 | 0
2025 | [63 empty] | 0
2026 | [63 empty] | 0 | 0
| 0 | 0.010366 | 0.096329 | 0.15202 | 0.15202 | 0.15202 | 0.15202 | 0.15202 | 0.15202 | 0.15202 | 0.15202 | 0.15202 | 0.15202 | 0.15202 | 0.15202 | 0.15202 | 0.15202 | 0.15202 | 0.15202 | 0.15202 | 0.15202 | 0.15202 | 0.15202 | 0.15202 | 0.15202 | 0.15202 | 0.15202 | 0.15202 | 0.15202 | 0.15202 | 0.15202 | 0.15202 | 0.15202 | 0.15202 | 0.15202 | 0.15202 | 0.15202 | 0.15202 | 0.15202 | 0.15202 | 0.15202 | 0.15202 | 0.15202 | 0.15202 | 0.15202 | 0.15202 | 0.15202 | 0.15202 | 0.15202 | 0.15202 | 0.15202 | 0.14166 | 0.055693 | 0 | 0 | 0 | 0 | 0 | 0 | 0 | 0 | 0 | 0 | 7.6011
Note on A50: Lee, Betty: rate base does not include CWIP b/c the CapEx dollars include an AFUDC component in it already

## 2c-2026 (w 100pt incentive)
Project No. | 2c
Project Desc. | Conservation Voltage Optimization (7 MWs)
Book Life | 50
Tax Life | 20N
Salvage Rate | 0%
| 2014 | 2015 | 2016 | 2017 | 2018 | 2019 | 2020 | 2021 | 2022 | 2023 | 2024 | 2025 | 2026 | 2027 | 2028 | 2029 | 2030 | 2031 | 2032 | 2033 | 2034 | 2035 | 2036 | 2037 | 2038 | 2039 | 2040 | 2041 | 2042 | 2043 | 2044 | 2045 | 2046 | 2047 | 2048 | 2049 | 2050 | 2051 | 2052 | 2053 | 2054 | 2055 | 2056 | 2057 | 2058 | 2059 | 2060 | 2061 | 2062 | 2063 | 2064 | 2065 | 2066 | 2067 | 2068 | 2069 | 2070 | 2071 | 2072 | 2073 | 2074 | 2075 | 2076
Closing to Plant (Y/N) | N | N | N | N | N | N | N | N | N | N | N | N | N | N | N | N | N | N | N | N | N | N | N | N | N | N | N | N | N | N | N | N | N | N | N | N | N | N | N | N | N | N | N | N | N | N | N | N | N | N | N | N | N | N | N | N | N | N | N | N | N | N | N | Total
CWIP
Beginning of Period | 0 | 0 | 0 | 0 | 0 | 0 | 0 | 0 | 0 | 0 | 0 | 0 | 0 | 0 | 0 | 0 | 0 | 0 | 0 | 0 | 0 | 0 | 0 | 0 | 0 | 0 | 0 | 0 | 0 | 0 | 0 | 0 | 0 | 0 | 0 | 0 | 0 | 0 | 0 | 0 | 0 | 0 | 0 | 0 | 0 | 0 | 0 | 0 | 0 | 0 | 0 | 0 | 0 | 0 | 0 | 0 | 0 | 0 | 0 | 0 | 0 | 0 | 0
Activity
Capex | 0 | 0.5183 | 4.2982 | 2.7847 | 0 | 0 | 0 | 0 | 0 | 0 | 0 | 0 | 0 | [50 empty] | 7.6011
Closings to Plant |  | -0.5183 | -4.2982 | -2.7847 | [59 empty] | -7.6011
End of Period | 0 | 0 | 0 | 0 | 0 | 0 | 0 | 0 | 0 | 0 | 0 | 0 | 0 | 0 | 0 | 0 | 0 | 0 | 0 | 0 | 0 | 0 | 0 | 0 | 0 | 0 | 0 | 0 | 0 | 0 | 0 | 0 | 0 | 0 | 0 | 0 | 0 | 0 | 0 | 0 | 0 | 0 | 0 | 0 | 0 | 0 | 0 | 0 | 0 | 0 | 0 | 0 | 0 | 0 | 0 | 0 | 0 | 0 | 0 | 0 | 0 | 0 | 0
Average | 0 | 0 | 0 | 0 | 0 | 0 | 0 | 0 | 0 | 0 | 0 | 0 | 0 | 0 | 0 | 0 | 0 | 0 | 0 | 0 | 0 | 0 | 0 | 0 | 0 | 0 | 0 | 0 | 0 | 0 | 0 | 0 | 0 | 0 | 0 | 0 | 0 | 0 | 0 | 0 | 0 | 0 | 0 | 0 | 0 | 0 | 0 | 0 | 0 | 0 | 0 | 0 | 0 | 0 | 0 | 0 | 0 | 0 | 0 | 0 | 0 | 0 | 0
Plant in Service
Beginning of Period | 0 | 0 | 0.5183 | 4.8165 | 7.6011 | 7.6011 | 7.6011 | 7.6011 | 7.6011 | 7.6011 | 7.6011 | 7.6011 | 7.6011 | 7.6011 | 7.6011 | 7.6011 | 7.6011 | 7.6011 | 7.6011 | 7.6011 | 7.6011 | 7.6011 | 7.6011 | 7.6011 | 7.6011 | 7.6011 | 7.6011 | 7.6011 | 7.6011 | 7.6011 | 7.6011 | 7.6011 | 7.6011 | 7.6011 | 7.6011 | 7.6011 | 7.6011 | 7.6011 | 7.6011 | 7.6011 | 7.6011 | 7.6011 | 7.6011 | 7.6011 | 7.6011 | 7.6011 | 7.6011 | 7.6011 | 7.6011 | 7.6011 | 7.6011 | 7.0828 | 2.7847 | 0 | 0 | 0 | 0 | 0 | 0 | 0 | 0 | 0 | 0
Activity | 0 | 0.5183 | 4.2982 | 2.7847 | 0 | 0 | 0 | 0 | 0 | 0 |  |  |  | 0 | 0 | 0 | 0 | 0 | 0 | 0 | 0 | 0 | 0 | 0 | 0 | 0 | 0 | 0 | 0 | 0 | 0 | 0 | 0 | 0 | 0 | 0 | 0 | 0 | 0 | 0 | 0 | 0 | 0 | 0 | 0 | 0 | 0 | 0 | 0 | 0 | -0.5183 | -4.2982 | -2.7847 |  | 0 | [8 empty] | 0
End of Period | 0 | 0.5183 | 4.8165 | 7.6011 | 7.6011 | 7.6011 | 7.6011 | 7.6011 | 7.6011 | 7.6011 | 7.6011 | 7.6011 | 7.6011 | 7.6011 | 7.6011 | 7.6011 | 7.6011 | 7.6011 | 7.6011 | 7.6011 | 7.6011 | 7.6011 | 7.6011 | 7.6011 | 7.6011 | 7.6011 | 7.6011 | 7.6011 | 7.6011 | 7.6011 | 7.6011 | 7.6011 | 7.6011 | 7.6011 | 7.6011 | 7.6011 | 7.6011 | 7.6011 | 7.6011 | 7.6011 | 7.6011 | 7.6011 | 7.6011 | 7.6011 | 7.6011 | 7.6011 | 7.6011 | 7.6011 | 7.6011 | 7.6011 | 7.0828 | 2.7847 | 0 | 0 | 0 | 0 | 0 | 0 | 0 | 0 | 0 | 0 | 0
Average | 0 | 0.25915 | 2.6674 | 6.2088 | 7.6011 | 7.6011 | 7.6011 | 7.6011 | 7.6011 | 7.6011 | 7.6011 | 7.6011 | 7.6011 | 7.6011 | 7.6011 | 7.6011 | 7.6011 | 7.6011 | 7.6011 | 7.6011 | 7.6011 | 7.6011 | 7.6011 | 7.6011 | 7.6011 | 7.6011 | 7.6011 | 7.6011 | 7.6011 | 7.6011 | 7.6011 | 7.6011 | 7.6011 | 7.6011 | 7.6011 | 7.6011 | 7.6011 | 7.6011 | 7.6011 | 7.6011 | 7.6011 | 7.6011 | 7.6011 | 7.6011 | 7.6011 | 7.6011 | 7.6011 | 7.6011 | 7.6011 | 7.6011 | 7.342 | 4.9337 | 1.3923 | 0 | 0 | 0 | 0 | 0 | 0 | 0 | 0 | 0 | 0
Tax Depreciation
Beginning of Period | 0 | 0 | 0.038872 | 0.43607 | 1.3347 | 2.3748 | 3.3368 | 4.2267 | 5.0499 | 5.8113 | 6.5185 | 7.2002 | 7.8785 | 8.5568 | 9.2352 | 9.9135 | 10.5918 | 11.2701 | 11.9485 | 12.6268 | 13.3051 | 13.9834 | 14.6386 | 15.0789 | 15.2032 | 15.2032 | 15.2032 | 15.2032 | 15.2032 | 15.2032 | 15.2032 | 15.2032 | 15.2032 | 15.2032 | 15.2032 | 15.2032 | 15.2032 | 15.2032 | 15.2032 | 15.2032 | 15.2032 | 15.2032 | 15.2032 | 15.2032 | 15.2032 | 15.2032 | 15.2032 | 15.2032 | 15.2032 | 15.2032 | 15.2032 | 15.2032 | 15.2032 | 15.2032 | 15.2032 | 15.2032 | 15.2032 | 15.2032 | 15.2032 | 15.2032 | 15.2032 | 15.2032 | 15.2032
Federal | 0 | 0.019436 | 0.1986 | 0.44932 | 0.52003 | 0.48104 | 0.44495 | 0.41158 | 0.3807 | 0.3536 | 0.34083 | 0.33916 | 0.33916 | 0.33916 | 0.33916 | 0.33916 | 0.33916 | 0.33916 | 0.33916 | 0.33916 | 0.33916 | 0.3276 | 0.22014 | 0.062126 | 0 | 0 | 0 | 0 | 0 | 0 | 0 | 0 | 0 | 0 | 0 | 0 | 0 | 0 | 0 | 0 | 0 | 0 | 0 | 0 | 0 | 0 | 0 | 0 | 0 | 0 | 0 | 0 | 0 | 0 | 0 | 0 | 0 | 0 | 0 | 0 | 0 | 0 | 0 | 7.6016
State | 0 | 0.019436 | 0.1986 | 0.44932 | 0.52003 | 0.48104 | 0.44495 | 0.41158 | 0.3807 | 0.3536 | 0.34083 | 0.33916 | 0.33916 | 0.33916 | 0.33916 | 0.33916 | 0.33916 | 0.33916 | 0.33916 | 0.33916 | 0.33916 | 0.3276 | 0.22014 | 0.062126 | 0 | 0 | 0 | 0 | 0 | 0 | 0 | 0 | 0 | 0 | 0 | 0 | 0 | 0 | 0 | 0 | 0 | 0 | 0 | 0 | 0 | 0 | 0 | 0 | 0 | 0 | 0 | 0 | 0 | 0 | 0 | 0 | 0 | 0 | 0 | 0 | 0 | 0 | 0 | 7.6016
End of Period | 0 | 0.038872 | 0.43607 | 1.3347 | 2.3748 | 3.3368 | 4.2267 | 5.0499 | 5.8113 | 6.5185 | 7.2002 | 7.8785 | 8.5568 | 9.2352 | 9.9135 | 10.5918 | 11.2701 | 11.9485 | 12.6268 | 13.3051 | 13.9834 | 14.6386 | 15.0789 | 15.2032 | 15.2032 | 15.2032 | 15.2032 | 15.2032 | 15.2032 | 15.2032 | 15.2032 | 15.2032 | 15.2032 | 15.2032 | 15.2032 | 15.2032 | 15.2032 | 15.2032 | 15.2032 | 15.2032 | 15.2032 | 15.2032 | 15.2032 | 15.2032 | 15.2032 | 15.2032 | 15.2032 | 15.2032 | 15.2032 | 15.2032 | 15.2032 | 15.2032 | 15.2032 | 15.2032 | 15.2032 | 15.2032 | 15.2032 | 15.2032 | 15.2032 | 15.2032 | 15.2032 | 15.2032 | 15.2032
Average | 0 | 0.019436 | 0.23747 | 0.88538 | 1.8547 | 2.8558 | 3.7818 | 4.6383 | 5.4306 | 6.1649 | 6.8594 | 7.5393 | 8.2177 | 8.896 | 9.5743 | 10.2526 | 10.931 | 11.6093 | 12.2876 | 12.9659 | 13.6443 | 14.311 | 14.8588 | 15.141 | 15.2032 | 15.2032 | 15.2032 | 15.2032 | 15.2032 | 15.2032 | 15.2032 | 15.2032 | 15.2032 | 15.2032 | 15.2032 | 15.2032 | 15.2032 | 15.2032 | 15.2032 | 15.2032 | 15.2032 | 15.2032 | 15.2032 | 15.2032 | 15.2032 | 15.2032 | 15.2032 | 15.2032 | 15.2032 | 15.2032 | 15.2032 | 15.2032 | 15.2032 | 15.2032 | 15.2032 | 15.2032 | 15.2032 | 15.2032 | 15.2032 | 15.2032 | 15.2032 | 15.2032 | 15.2032
Book Depreciation with COR
Beginning of Period | 0 | 0 | 0.010366 | 0.1067 | 0.25872 | 0.41074 | 0.56276 | 0.71479 | 0.86681 | 1.0188 | 1.1709 | 1.3229 | 1.4749 | 1.6269 | 1.7789 | 1.931 | 2.083 | 2.235 | 2.387 | 2.5391 | 2.6911 | 2.8431 | 2.9951 | 3.1471 | 3.2992 | 3.4512 | 3.6032 | 3.7552 | 3.9073 | 4.0593 | 4.2113 | 4.3633 | 4.5153 | 4.6674 | 4.8194 | 4.9714 | 5.1234 | 5.2755 | 5.4275 | 5.5795 | 5.7315 | 5.8836 | 6.0356 | 6.1876 | 6.3396 | 6.4916 | 6.6437 | 6.7957 | 6.9477 | 7.0997 | 7.2518 | 6.8855 | 2.729 | 0 | 0 | 0 | 0 | 0 | 0 | 0 | 0 | 0 | 0
Activity | 0 | 0.010366 | 0.096329 | 0.15202 | 0.15202 | 0.15202 | 0.15202 | 0.15202 | 0.15202 | 0.15202 | 0.15202 | 0.15202 | 0.15202 | 0.15202 | 0.15202 | 0.15202 | 0.15202 | 0.15202 | 0.15202 | 0.15202 | 0.15202 | 0.15202 | 0.15202 | 0.15202 | 0.15202 | 0.15202 | 0.15202 | 0.15202 | 0.15202 | 0.15202 | 0.15202 | 0.15202 | 0.15202 | 0.15202 | 0.15202 | 0.15202 | 0.15202 | 0.15202 | 0.15202 | 0.15202 | 0.15202 | 0.15202 | 0.15202 | 0.15202 | 0.15202 | 0.15202 | 0.15202 | 0.15202 | 0.15202 | 0.15202 | 0.15202 | 0.14166 | 0.055693 | 0 | 0 | 0 | 0 | 0 | 0 | 0 | 0 | 0 | 0 | 7.6011
Book Depreciation Related to Retired PIS | [50 empty] | -0.5183 | -4.2982 | -2.7847 |  | 0 | [6 empty] | 0 |  | -7.6011
End of Period | 0 | 0.010366 | 0.1067 | 0.25872 | 0.41074 | 0.56276 | 0.71479 | 0.86681 | 1.0188 | 1.1709 | 1.3229 | 1.4749 | 1.6269 | 1.7789 | 1.931 | 2.083 | 2.235 | 2.387 | 2.5391 | 2.6911 | 2.8431 | 2.9951 | 3.1471 | 3.2992 | 3.4512 | 3.6032 | 3.7552 | 3.9073 | 4.0593 | 4.2113 | 4.3633 | 4.5153 | 4.6674 | 4.8194 | 4.9714 | 5.1234 | 5.2755 | 5.4275 | 5.5795 | 5.7315 | 5.8836 | 6.0356 | 6.1876 | 6.3396 | 6.4916 | 6.6437 | 6.7957 | 6.9477 | 7.0997 | 7.2518 | 6.8855 | 2.729 | 0 | 0 | 0 | 0 | 0 | 0 | 0 | 0 | 0 | 0 | 0
Average | 0 | 0.005183 | 0.058531 | 0.18271 | 0.33473 | 0.48675 | 0.63877 | 0.7908 | 0.94282 | 1.0948 | 1.2469 | 1.3989 | 1.5509 | 1.7029 | 1.855 | 2.007 | 2.159 | 2.311 | 2.463 | 2.6151 | 2.7671 | 2.9191 | 3.0711 | 3.2232 | 3.3752 | 3.5272 | 3.6792 | 3.8312 | 3.9833 | 4.1353 | 4.2873 | 4.4393 | 4.5914 | 4.7434 | 4.8954 | 5.0474 | 5.1995 | 5.3515 | 5.5035 | 5.6555 | 5.8075 | 5.9596 | 6.1116 | 6.2636 | 6.4156 | 6.5677 | 6.7197 | 6.8717 | 7.0237 | 7.1757 | 7.0686 | 4.8072 | 1.3645 | 0 | 0 | 0 | 0 | 0 | 0 | 0 | 0 | 0 | 0
Federal Deferred Tax Balance, Net of Tax
Beginning of Period | 0 | 0 | 0.0031746 | 0.038968 | 0.14302 | 0.27182 | 0.38698 | 0.48951 | 0.58035 | 0.66039 | 0.73094 | 0.79703 | 0.86252 | 0.92802 | 0.99352 | 1.059 | 1.1245 | 1.19 | 1.2555 | 1.321 | 1.3865 | 1.452 | 1.5135 | 1.5373 | 1.5058 | 1.4526 | 1.3994 | 1.3462 | 1.293 | 1.2398 | 1.1866 | 1.1334 | 1.0802 | 1.027 | 0.97377 | 0.92056 | 0.86735 | 0.81414 | 0.76093 | 0.70773 | 0.65452 | 0.60131 | 0.5481 | 0.4949 | 0.44169 | 0.38848 | 0.33527 | 0.28206 | 0.22886 | 0.17565 | 0.12244 | 0.069232 | 0.019652 | 0.00015962 | 0.00015962 | 0.00015962 | 0.00015962 | 0.00015962 | 0.00015962 | 0.00015962 | 0.00015962 | 0.00015962 | 0.00015962
Activity | 0 | 0.0031746 | 0.035794 | 0.10405 | 0.1288 | 0.11516 | 0.10253 | 0.090845 | 0.080038 | 0.070553 | 0.066084 | 0.065499 | 0.065499 | 0.065499 | 0.065499 | 0.065499 | 0.065499 | 0.065499 | 0.065499 | 0.065499 | 0.065499 | 0.061452 | 0.023842 | -0.031464 | -0.053208 | -0.053208 | -0.053208 | -0.053208 | -0.053208 | -0.053208 | -0.053208 | -0.053208 | -0.053208 | -0.053208 | -0.053208 | -0.053208 | -0.053208 | -0.053208 | -0.053208 | -0.053208 | -0.053208 | -0.053208 | -0.053208 | -0.053208 | -0.053208 | -0.053208 | -0.053208 | -0.053208 | -0.053208 | -0.053208 | -0.053208 | -0.04958 | -0.019493 | 0 | 0 | 0 | 0 | 0 | 0 | 0 | 0 | 0 | 0 | 0.00015962
End of Period | 0 | 0.0031746 | 0.038968 | 0.14302 | 0.27182 | 0.38698 | 0.48951 | 0.58035 | 0.66039 | 0.73094 | 0.79703 | 0.86252 | 0.92802 | 0.99352 | 1.059 | 1.1245 | 1.19 | 1.2555 | 1.321 | 1.3865 | 1.452 | 1.5135 | 1.5373 | 1.5058 | 1.4526 | 1.3994 | 1.3462 | 1.293 | 1.2398 | 1.1866 | 1.1334 | 1.0802 | 1.027 | 0.97377 | 0.92056 | 0.86735 | 0.81414 | 0.76093 | 0.70773 | 0.65452 | 0.60131 | 0.5481 | 0.4949 | 0.44169 | 0.38848 | 0.33527 | 0.28206 | 0.22886 | 0.17565 | 0.12244 | 0.069232 | 0.019652 | 0.00015962 | 0.00015962 | 0.00015962 | 0.00015962 | 0.00015962 | 0.00015962 | 0.00015962 | 0.00015962 | 0.00015962 | 0.00015962 | 0.00015962
Average | 0 | 0.0015873 | 0.021071 | 0.090995 | 0.20742 | 0.3294 | 0.43824 | 0.53493 | 0.62037 | 0.69567 | 0.76398 | 0.82978 | 0.89527 | 0.96077 | 1.0263 | 1.0918 | 1.1573 | 1.2228 | 1.2883 | 1.3538 | 1.4193 | 1.4827 | 1.5254 | 1.5216 | 1.4792 | 1.426 | 1.3728 | 1.3196 | 1.2664 | 1.2132 | 1.16 | 1.1068 | 1.0536 | 1.0004 | 0.94716 | 0.89395 | 0.84075 | 0.78754 | 0.73433 | 0.68112 | 0.62791 | 0.57471 | 0.5215 | 0.46829 | 0.41508 | 0.36188 | 0.30867 | 0.25546 | 0.20225 | 0.14904 | 0.095836 | 0.044442 | 0.009906 | 0.00015962 | 0.00015962 | 0.00015962 | 0.00015962 | 0.00015962 | 0.00015962 | 0.00015962 | 0.00015962 | 0.00015962 | 0.00015962
State Deferred Tax Balance
Beginning of Period | 0 | 0 | 0.00058957 | 0.007237 | 0.026561 | 0.050481 | 0.071868 | 0.090908 | 0.10778 | 0.12264 | 0.13575 | 0.14802 | 0.16018 | 0.17235 | 0.18451 | 0.19668 | 0.20884 | 0.221 | 0.23317 | 0.24533 | 0.2575 | 0.26966 | 0.28107 | 0.2855 | 0.27966 | 0.26978 | 0.25989 | 0.25001 | 0.24013 | 0.23025 | 0.22037 | 0.21049 | 0.20061 | 0.19072 | 0.18084 | 0.17096 | 0.16108 | 0.1512 | 0.14132 | 0.13143 | 0.12155 | 0.11167 | 0.10179 | 0.091909 | 0.082028 | 0.072146 | 0.062265 | 0.052383 | 0.042502 | 0.03262 | 0.022739 | 0.012857 | 0.0036497 | 2.9644e-05 | 2.9644e-05 | 2.9644e-05 | 2.9644e-05 | 2.9644e-05 | 2.9644e-05 | 2.9644e-05 | 2.9644e-05 | 2.9644e-05 | 2.9644e-05
Activity | 0 | 0.00058957 | 0.0066474 | 0.019324 | 0.02392 | 0.021386 | 0.019041 | 0.016871 | 0.014864 | 0.013103 | 0.012273 | 0.012164 | 0.012164 | 0.012164 | 0.012164 | 0.012164 | 0.012164 | 0.012164 | 0.012164 | 0.012164 | 0.012164 | 0.011412 | 0.0044279 | -0.0058433 | -0.0098815 | -0.0098815 | -0.0098815 | -0.0098815 | -0.0098815 | -0.0098815 | -0.0098815 | -0.0098815 | -0.0098815 | -0.0098815 | -0.0098815 | -0.0098815 | -0.0098815 | -0.0098815 | -0.0098815 | -0.0098815 | -0.0098815 | -0.0098815 | -0.0098815 | -0.0098815 | -0.0098815 | -0.0098815 | -0.0098815 | -0.0098815 | -0.0098815 | -0.0098815 | -0.0098815 | -0.0092077 | -0.0036201 | 0 | 0 | 0 | 0 | 0 | 0 | 0 | 0 | 0 | 0 | 2.9644e-05
End of Period | 0 | 0.00058957 | 0.007237 | 0.026561 | 0.050481 | 0.071868 | 0.090908 | 0.10778 | 0.12264 | 0.13575 | 0.14802 | 0.16018 | 0.17235 | 0.18451 | 0.19668 | 0.20884 | 0.221 | 0.23317 | 0.24533 | 0.2575 | 0.26966 | 0.28107 | 0.2855 | 0.27966 | 0.26978 | 0.25989 | 0.25001 | 0.24013 | 0.23025 | 0.22037 | 0.21049 | 0.20061 | 0.19072 | 0.18084 | 0.17096 | 0.16108 | 0.1512 | 0.14132 | 0.13143 | 0.12155 | 0.11167 | 0.10179 | 0.091909 | 0.082028 | 0.072146 | 0.062265 | 0.052383 | 0.042502 | 0.03262 | 0.022739 | 0.012857 | 0.0036497 | 2.9644e-05 | 2.9644e-05 | 2.9644e-05 | 2.9644e-05 | 2.9644e-05 | 2.9644e-05 | 2.9644e-05 | 2.9644e-05 | 2.9644e-05 | 2.9644e-05 | 2.9644e-05
Average | 0 | 0.00029478 | 0.0039133 | 0.016899 | 0.038521 | 0.061175 | 0.081388 | 0.099344 | 0.11521 | 0.12919 | 0.14188 | 0.1541 | 0.16627 | 0.17843 | 0.19059 | 0.20276 | 0.21492 | 0.22709 | 0.23925 | 0.25141 | 0.26358 | 0.27537 | 0.28329 | 0.28258 | 0.27472 | 0.26483 | 0.25495 | 0.24507 | 0.23519 | 0.22531 | 0.21543 | 0.20555 | 0.19566 | 0.18578 | 0.1759 | 0.16602 | 0.15614 | 0.14626 | 0.13638 | 0.12649 | 0.11661 | 0.10673 | 0.09685 | 0.086968 | 0.077087 | 0.067205 | 0.057324 | 0.047443 | 0.037561 | 0.02768 | 0.017798 | 0.0082536 | 0.0018397 | 2.9644e-05 | 2.9644e-05 | 2.9644e-05 | 2.9644e-05 | 2.9644e-05 | 2.9644e-05 | 2.9644e-05 | 2.9644e-05 | 2.9644e-05 | 2.9644e-05
Net Rate Base - Average | 0 | 0.25208 | 2.5839 | 5.9182 | 7.0205 | 6.7238 | 6.4427 | 6.1761 | 5.9227 | 5.6814 | 5.4484 | 5.2184 | 4.9887 | 4.759 | 4.5293 | 4.2996 | 4.0699 | 3.8403 | 3.6106 | 3.3809 | 3.1512 | 2.9239 | 2.7213 | 2.5738 | 2.472 | 2.3831 | 2.2941 | 2.2052 | 2.1163 | 2.0273 | 1.9384 | 1.8495 | 1.7605 | 1.6716 | 1.5827 | 1.4937 | 1.4048 | 1.3159 | 1.2269 | 1.138 | 1.0491 | 0.96013 | 0.87119 | 0.78226 | 0.69333 | 0.60439 | 0.51546 | 0.42653 | 0.33759 | 0.24866 | 0.15973 | 0.073826 | 0.016101 | -0.00018927 | -0.00018927 | -0.00018927 | -0.00018927 | -0.00018927 | -0.00018927 | -0.00018927 | -0.00018927 | -0.00018927 | -0.00018927
EXPENSES
Income Tax - Removal Cost | 0 | 0 | 0 | 0 | 0 | 0 | 0 | 0 | 0 | 0 | 0 | 0 | 0 | 0 | 0 | 0 | 0 | 0 | 0 | 0 | 0 | 0 | 0 | 0 | 0 | 0 | 0 | 0 | 0 | 0 | 0 | 0 | 0 | 0 | 0 | 0 | 0 | 0 | 0 | 0 | 0 | 0 | 0 | 0 | 0 | 0 | 0 | 0 | 0 | 0 | 0 | 0 | 0 | 0 | 0 | 0 | 0 | 0 | 0 | 0 | 0 | 0 | 0 | 0
Book Depreciation | 0 | 0.010366 | 0.096329 | 0.15202 | 0.15202 | 0.15202 | 0.15202 | 0.15202 | 0.15202 | 0.15202 | 0.15202 | 0.15202 | 0.15202 | 0.15202 | 0.15202 | 0.15202 | 0.15202 | 0.15202 | 0.15202 | 0.15202 | 0.15202 | 0.15202 | 0.15202 | 0.15202 | 0.15202 | 0.15202 | 0.15202 | 0.15202 | 0.15202 | 0.15202 | 0.15202 | 0.15202 | 0.15202 | 0.15202 | 0.15202 | 0.15202 | 0.15202 | 0.15202 | 0.15202 | 0.15202 | 0.15202 | 0.15202 | 0.15202 | 0.15202 | 0.15202 | 0.15202 | 0.15202 | 0.15202 | 0.15202 | 0.15202 | 0.15202 | 0.14166 | 0.055693 | 0 | 0 | 0 | 0 | 0 | 0 | 0 | 0 | 0 | 0 | 7.6011
Property Taxes | 0 | 0.025915 | 0.24082 | 0.38006 | 0.38006 | 0.38006 | 0.38006 | 0.38006 | 0.38006 | 0.38006 | 0.38006 | 0.38006 | 0.38006 | 0.38006 | 0.38006 | 0.38006 | 0.38006 | 0.38006 | 0.38006 | 0.38006 | 0.38006 | 0.38006 | 0.38006 | 0.38006 | 0.38006 | 0.38006 | 0.38006 | 0.38006 | 0.38006 | 0.38006 | 0.38006 | 0.38006 | 0.38006 | 0.38006 | 0.38006 | 0.38006 | 0.38006 | 0.38006 | 0.38006 | 0.38006 | 0.38006 | 0.38006 | 0.38006 | 0.38006 | 0.38006 | 0.38006 | 0.38006 | 0.38006 | 0.38006 | 0.38006 | 0.35414 | 0.13923 | 0 | 0 | 0 | 0 | 0 | 0 | 0 | 0 | 0 | 0 | 0 | 18.6228
Total Expenses | 0 | 0.036281 | 0.33715 | 0.53208 | 0.53208 | 0.53208 | 0.53208 | 0.53208 | 0.53208 | 0.53208 | 0.53208 | 0.53208 | 0.53208 | 0.53208 | 0.53208 | 0.53208 | 0.53208 | 0.53208 | 0.53208 | 0.53208 | 0.53208 | 0.53208 | 0.53208 | 0.53208 | 0.53208 | 0.53208 | 0.53208 | 0.53208 | 0.53208 | 0.53208 | 0.53208 | 0.53208 | 0.53208 | 0.53208 | 0.53208 | 0.53208 | 0.53208 | 0.53208 | 0.53208 | 0.53208 | 0.53208 | 0.53208 | 0.53208 | 0.53208 | 0.53208 | 0.53208 | 0.53208 | 0.53208 | 0.53208 | 0.53208 | 0.50616 | 0.28089 | 0.055693 | 0 | 0 | 0 | 0 | 0 | 0 | 0 | 0 | 0 | 0 | 26.2239
REVENUE REQUIREMENT
Net Rate Base | 0 | 0.25208 | 2.5839 | 5.9182 | 7.0205 | 6.7238 | 6.4427 | 6.1761 | 5.9227 | 5.6814 | 5.4484 | 5.2184 | 4.9887 | 4.759 | 4.5293 | 4.2996 | 4.0699 | 3.8403 | 3.6106 | 3.3809 | 3.1512 | 2.9239 | 2.7213 | 2.5738 | 2.472 | 2.3831 | 2.2941 | 2.2052 | 2.1163 | 2.0273 | 1.9384 | 1.8495 | 1.7605 | 1.6716 | 1.5827 | 1.4937 | 1.4048 | 1.3159 | 1.2269 | 1.138 | 1.0491 | 0.96013 | 0.87119 | 0.78226 | 0.69333 | 0.60439 | 0.51546 | 0.42653 | 0.33759 | 0.24866 | 0.15973 | 0.073826 | 0.016101 | -0.00018927 | -0.00018927 | -0.00018927 | -0.00018927 | -0.00018927 | -0.00018927 | -0.00018927 | -0.00018927 | -0.00018927 | -0.00018927 | 137.8528
ROR + 100 basis point Incentive on ROE | 10.77% | 10.77% | 10.61% | 10.61% | 10.61% | 10.61% | 10.61% | 10.61% | 10.61% | 10.61% | 10.61% | 10.61% | 10.61% | 10.61% | 10.61% | 10.61% | 10.61% | 10.61% | 10.61% | 10.61% | 10.61% | 10.61% | 10.61% | 10.61% | 10.61% | 10.61% | 10.61% | 10.61% | 10.61% | 10.61% | 10.61% | 10.61% | 10.61% | 10.61% | 10.61% | 10.61% | 10.61% | 10.61% | 10.61% | 10.61% | 10.61% | 10.61% | 10.61% | 10.61% | 10.61% | 10.61% | 10.61% | 10.61% | 10.61% | 10.61% | 10.61% | 10.61% | 10.61% | 10.61% | 10.61% | 10.61% | 10.61% | 10.61% | 10.61% | 10.61% | 10.61% | 10.61% | 10.61%
Earnings Base | 0 | 0.02715 | 0.27415 | 0.62792 | 0.74487 | 0.7134 | 0.68357 | 0.65528 | 0.6284 | 0.6028 | 0.57807 | 0.55367 | 0.5293 | 0.50493 | 0.48056 | 0.45619 | 0.43182 | 0.40745 | 0.38308 | 0.35871 | 0.33434 | 0.31023 | 0.28873 | 0.27308 | 0.26228 | 0.25284 | 0.24341 | 0.23397 | 0.22453 | 0.2151 | 0.20566 | 0.19623 | 0.18679 | 0.17736 | 0.16792 | 0.15848 | 0.14905 | 0.13961 | 0.13018 | 0.12074 | 0.11131 | 0.10187 | 0.092434 | 0.082998 | 0.073562 | 0.064126 | 0.05469 | 0.045254 | 0.035819 | 0.026383 | 0.016947 | 0.0078329 | 0.0017083 | -2.0081e-05 | -2.0081e-05 | -2.0081e-05 | -2.0081e-05 | -2.0081e-05 | -2.0081e-05 | -2.0081e-05 | -2.0081e-05 | -2.0081e-05 | -2.0081e-05
Earnings - Expense | 0 | 0.036281 | 0.33715 | 0.53208 | 0.53208 | 0.53208 | 0.53208 | 0.53208 | 0.53208 | 0.53208 | 0.53208 | 0.53208 | 0.53208 | 0.53208 | 0.53208 | 0.53208 | 0.53208 | 0.53208 | 0.53208 | 0.53208 | 0.53208 | 0.53208 | 0.53208 | 0.53208 | 0.53208 | 0.53208 | 0.53208 | 0.53208 | 0.53208 | 0.53208 | 0.53208 | 0.53208 | 0.53208 | 0.53208 | 0.53208 | 0.53208 | 0.53208 | 0.53208 | 0.53208 | 0.53208 | 0.53208 | 0.53208 | 0.53208 | 0.53208 | 0.53208 | 0.53208 | 0.53208 | 0.53208 | 0.53208 | 0.53208 | 0.50616 | 0.28089 | 0.055693 | 0 | 0 | 0 | 0 | 0 | 0 | 0 | 0 | 0 | 0 | 26.2239
Total Earnings Effect | 0 | 0.063431 | 0.6113 | 1.16 | 1.2769 | 1.2455 | 1.2157 | 1.1874 | 1.1605 | 1.1349 | 1.1102 | 1.0857 | 1.0614 | 1.037 | 1.0126 | 0.98827 | 0.9639 | 0.93953 | 0.91516 | 0.89079 | 0.86642 | 0.84231 | 0.82081 | 0.80516 | 0.79436 | 0.78492 | 0.77549 | 0.76605 | 0.75661 | 0.74718 | 0.73774 | 0.72831 | 0.71887 | 0.70943 | 0.7 | 0.69056 | 0.68113 | 0.67169 | 0.66226 | 0.65282 | 0.64338 | 0.63395 | 0.62451 | 0.61508 | 0.60564 | 0.59621 | 0.58677 | 0.57733 | 0.5679 | 0.55846 | 0.52311 | 0.28872 | 0.057402 | -2.0081e-05 | -2.0081e-05 | -2.0081e-05 | -2.0081e-05 | -2.0081e-05 | -2.0081e-05 | -2.0081e-05 | -2.0081e-05 | -2.0081e-05 | -2.0081e-05
Gross-Up Factor | 1.0354 | 1.0354 | 1.0354 | 1.0354 | 1.0354 | 1.0354 | 1.0354 | 1.0354 | 1.0354 | 1.0354 | 1.0354 | 1.0354 | 1.0354 | 1.0354 | 1.0354 | 1.0354 | 1.0354 | 1.0354 | 1.0354 | 1.0354 | 1.0354 | 1.0354 | 1.0354 | 1.0354 | 1.0354 | 1.0354 | 1.0354 | 1.0354 | 1.0354 | 1.0354 | 1.0354 | 1.0354 | 1.0354 | 1.0354 | 1.0354 | 1.0354 | 1.0354 | 1.0354 | 1.0354 | 1.0354 | 1.0354 | 1.0354 | 1.0354 | 1.0354 | 1.0354 | 1.0354 | 1.0354 | 1.0354 | 1.0354 | 1.0354 | 1.0354 | 1.0354 | 1.0354 | 1.0354 | 1.0354 | 1.0354 | 1.0354 | 1.0354 | 1.0354 | 1.0354 | 1.0354 | 1.0354 | 1.0354
Revenue requirement | 0 | 0.065673 | 0.63291 | 1.201 | 1.3221 | 1.2895 | 1.2586 | 1.2293 | 1.2015 | 1.175 | 1.1494 | 1.1241 | 1.0989 | 1.0737 | 1.0484 | 1.0232 | 0.99798 | 0.97275 | 0.94752 | 0.92229 | 0.89706 | 0.87209 | 0.84983 | 0.83363 | 0.82244 | 0.81267 | 0.8029 | 0.79314 | 0.78337 | 0.7736 | 0.76383 | 0.75406 | 0.74429 | 0.73452 | 0.72475 | 0.71498 | 0.70521 | 0.69544 | 0.68567 | 0.6759 | 0.66613 | 0.65636 | 0.64659 | 0.63682 | 0.62705 | 0.61729 | 0.60752 | 0.59775 | 0.58798 | 0.57821 | 0.54161 | 0.29893 | 0.059431 | -2.0791e-05 | -2.0791e-05 | -2.0791e-05 | -2.0791e-05 | -2.0791e-05 | -2.0791e-05 | -2.0791e-05 | -2.0791e-05 | -2.0791e-05 | -2.0791e-05 | 42.2948
Depreciation Calculations
Tax Depreciation - Federal
Cost of new equipment in service basis | 0 | 0.5183 | 4.2982 | 2.7847 | 0 | 0 | 0 | 0 | 0 | 0 | 0 | 0 | 0 | 0 | 0 | 0 | 0 | 0 | 0 | 0 | 0 | 0 | 0 | 0 | 0 | 0 | 0 | 0 | 0 | 0 | 0 | 0 | 0 | 0 | 0 | 0 | 0 | 0 | 0 | 0 | 0 | 0 | 0 | 0 | 0 | 0 | 0 | 0 | 0 | 0 | -0.5183 | -4.2982 | -2.7847 | 0 | 0 | 0 | 0 | 0 | 0 | 0 | 0
Bonus Depreciation (N/A) | 0 | 0 | 0 | 0 | 0 | 0 | 0 | 0 | 0 | 0 | 0 | 0 | 0 | 0 | 0 | 0 | 0 | 0 | 0 | 0 | 0 | 0 | 0 | 0 | 0 | 0 | 0 | 0 | 0 | 0 | 0 | 0 | 0 | 0 | 0 | 0 | 0 | 0 | 0 | 0 | 0 | 0 | 0 | 0 | 0 | 0 | 0 | 0 | 0 | 0 | 0 | 0 | 0 | 0 | 0 | 0 | 0 | 0 | 0 | 0 | 0
Regular Depreciation basis (Cumulative) | 0 | 0.5183 | 4.8165 | 7.6011 | 7.6011 | 7.6011 | 7.6011 | 7.6011 | 7.6011 | 7.6011 | 7.6011 | 7.6011 | 7.6011 | 7.6011 | 7.6011 | 7.6011 | 7.6011 | 7.6011 | 7.6011 | 7.6011 | 7.6011 | 7.6011 | 7.6011 | 7.6011 | 7.6011 | 7.6011 | 7.6011 | 7.6011 | 7.6011 | 7.6011 | 7.6011 | 7.6011 | 7.6011 | 7.6011 | 7.6011 | 7.6011 | 7.6011 | 7.6011 | 7.6011 | 7.6011 | 7.6011 | 7.6011 | 7.6011 | 7.6011 | 7.6011 | 7.6011 | 7.6011 | 7.6011 | 7.6011 | 7.6011 | 7.0828 | 2.7847 | 0 | 0 | 0 | 0 | 0 | 0 | 0 | 0 | 0 | 0 | 0
RegularDepreciation | 0 | 0.019436 | 0.1986 | 0.44932 | 0.52003 | 0.48104 | 0.44495 | 0.41158 | 0.3807 | 0.3536 | 0.34083 | 0.33916 | 0.33916 | 0.33916 | 0.33916 | 0.33916 | 0.33916 | 0.33916 | 0.33916 | 0.33916 | 0.33916 | 0.3276 | 0.22014 | 0.062126 |  | 0 | 0 | 0 | 0 | 0 | 0 | 0 | 0 | 0 | 0 | 0 | 0 | 0 | 0 | 0 | 0 | 0 | [21 empty] | 7.6016
Total Depreciation for year | 0 | 0.019436 | 0.1986 | 0.44932 | 0.52003 | 0.48104 | 0.44495 | 0.41158 | 0.3807 | 0.3536 | 0.34083 | 0.33916 | 0.33916 | 0.33916 | 0.33916 | 0.33916 | 0.33916 | 0.33916 | 0.33916 | 0.33916 | 0.33916 | 0.3276 | 0.22014 | 0.062126 | 0 | 0 | 0 | 0 | 0 | 0 | 0 | 0 | 0 | 0 | 0 | 0 | 0 | 0 | 0 | 0 | 0 | 0 | 0 | 0 | 0 | 0 | 0 | 0 | 0 | 0 | 0 | 0 | 0 | 0 | 0 | 0 | 0 | 0 | 0 | 0 | 0
Tax Depreciation - State
Cost of new equipment in service basis | 0 | 0.5183 | 4.2982 | 2.7847 | 0 | 0 | 0 | 0 | 0 | 0 | 0 | 0 | 0 | 0 | 0 | 0 | 0 | 0 | 0 | 0 | 0 | 0 | 0 | 0 | 0 | 0 | 0 | 0 | 0 | 0 | 0 | 0 | 0 | 0 | 0 | 0 | 0 | 0 | 0 | 0 | 0 | 0 | 0 | 0 | 0 | 0 | 0 | 0 | 0 | 0 | -0.5183 | -4.2982 | -2.7847 | 0 | 0 | 0 | 0 | 0 | 0 | 0 | 0 | 0 | 0
Bonus Depreciation (N/A) | 0 | 0 | 0 | 0 | 0 | 0 | 0 | 0 | 0 | 0 | 0 | 0 | 0 | 0 | 0 | 0 | 0 | 0 | 0 | 0 | 0 | 0 | 0 | 0 | 0 | 0 | 0 | 0 | 0 | 0 | 0 | 0 | 0 | 0 | 0 | 0 | 0 | 0 | 0 | 0 | 0 | 0 | 0 | 0 | 0 | 0 | 0 | 0 | 0 | 0 | 0 | 0 | 0 | 0 | 0 | 0 | 0 | 0 | 0 | 0 | 0 | 0 | 0
Regular Depreciation basis (Cumulative) | 0 | 0.5183 | 4.8165 | 7.6011 | 7.6011 | 7.6011 | 7.6011 | 7.6011 | 7.6011 | 7.6011 | 7.6011 | 7.6011 | 7.6011 | 7.6011 | 7.6011 | 7.6011 | 7.6011 | 7.6011 | 7.6011 | 7.6011 | 7.6011 | 7.6011 | 7.6011 | 7.6011 | 7.6011 | 7.6011 | 7.6011 | 7.6011 | 7.6011 | 7.6011 | 7.6011 | 7.6011 | 7.6011 | 7.6011 | 7.6011 | 7.6011 | 7.6011 | 7.6011 | 7.6011 | 7.6011 | 7.6011 | 7.6011 | 7.6011 | 7.6011 | 7.6011 | 7.6011 | 7.6011 | 7.6011 | 7.6011 | 7.6011 | 7.0828 | 2.7847 | 0 | 0 | 0 | 0 | 0 | 0 | 0 | 0 | 0 | 0 | 0
RegularDepreciation | 0 | 0.019436 | 0.1986 | 0.44932 | 0.52003 | 0.48104 | 0.44495 | 0.41158 | 0.3807 | 0.3536 | 0.34083 | 0.33916 | 0.33916 | 0.33916 | 0.33916 | 0.33916 | 0.33916 | 0.33916 | 0.33916 | 0.33916 | 0.33916 | 0.3276 | 0.22014 | 0.062126 | 0 | 0 | 0 | 0 | 0 | 0 | 0 | 0 | 0 | 0 | 0 | 0 | 0 | 0 | 0 | 0 | 0 | 0 | 0 | 0 | 0 | 0 | 0 | 0 | 0 | 0 | 0 | 0 | 0 | 0 | 0 | 0 | 0 | 0 | 0 | 0 | 0 | 0 | 0 | 7.6016
Total Depreciation for year | 0 | 0.019436 | 0.1986 | 0.44932 | 0.52003 | 0.48104 | 0.44495 | 0.41158 | 0.3807 | 0.3536 | 0.34083 | 0.33916 | 0.33916 | 0.33916 | 0.33916 | 0.33916 | 0.33916 | 0.33916 | 0.33916 | 0.33916 | 0.33916 | 0.3276 | 0.22014 | 0.062126 | 0 | 0 | 0 | 0 | 0 | 0 | 0 | 0 | 0 | 0 | 0 | 0 | 0 | 0 | 0 | 0 | 0 | 0 | 0 | 0 | 0 | 0 | 0 | 0 | 0 | 0 | 0 | 0 | 0 | 0 | 0 | 0 | 0 | 0 | 0 | 0 | 0 | 0 | 0
Book Depreciation with COR
2014 | 0 | 0 | 0 | 0 | 0 | 0 | 0 | 0 | 0 | 0 | 0 | 0 | 0 | 0 | 0 | 0 | 0 | 0 | 0 | 0 | 0 | 0 | 0 | 0 | 0 | 0 | 0 | 0 | 0 | 0 | 0 | 0 | 0 | 0 | 0 | 0 | 0 | 0 | 0 | 0 | 0 | 0 | 0 | 0 | 0 | 0 | 0 | 0 | 0 | 0 | 0 | 0 | 0 | 0 | 0 | 0 | 0 | 0 | 0 | 0 | 0 |  |  | 0 | check - total PIS
2015 |  | 0.010366 | 0.010366 | 0.010366 | 0.010366 | 0.010366 | 0.010366 | 0.010366 | 0.010366 | 0.010366 | 0.010366 | 0.010366 | 0.010366 | 0.010366 | 0.010366 | 0.010366 | 0.010366 | 0.010366 | 0.010366 | 0.010366 | 0.010366 | 0.010366 | 0.010366 | 0.010366 | 0.010366 | 0.010366 | 0.010366 | 0.010366 | 0.010366 | 0.010366 | 0.010366 | 0.010366 | 0.010366 | 0.010366 | 0.010366 | 0.010366 | 0.010366 | 0.010366 | 0.010366 | 0.010366 | 0.010366 | 0.010366 | 0.010366 | 0.010366 | 0.010366 | 0.010366 | 0.010366 | 0.010366 | 0.010366 | 0.010366 | 0.010366 | [12 empty] | 0.5183 | 0.5183
2016 |  |  | 0.085963 | 0.085963 | 0.085963 | 0.085963 | 0.085963 | 0.085963 | 0.085963 | 0.085963 | 0.085963 | 0.085963 | 0.085963 | 0.085963 | 0.085963 | 0.085963 | 0.085963 | 0.085963 | 0.085963 | 0.085963 | 0.085963 | 0.085963 | 0.085963 | 0.085963 | 0.085963 | 0.085963 | 0.085963 | 0.085963 | 0.085963 | 0.085963 | 0.085963 | 0.085963 | 0.085963 | 0.085963 | 0.085963 | 0.085963 | 0.085963 | 0.085963 | 0.085963 | 0.085963 | 0.085963 | 0.085963 | 0.085963 | 0.085963 | 0.085963 | 0.085963 | 0.085963 | 0.085963 | 0.085963 | 0.085963 | 0.085963 | 0.085963 | [11 empty] | 4.2982 | 4.2982
2017 |  |  |  | 0.055693 | 0.055693 | 0.055693 | 0.055693 | 0.055693 | 0.055693 | 0.055693 | 0.055693 | 0.055693 | 0.055693 | 0.055693 | 0.055693 | 0.055693 | 0.055693 | 0.055693 | 0.055693 | 0.055693 | 0.055693 | 0.055693 | 0.055693 | 0.055693 | 0.055693 | 0.055693 | 0.055693 | 0.055693 | 0.055693 | 0.055693 | 0.055693 | 0.055693 | 0.055693 | 0.055693 | 0.055693 | 0.055693 | 0.055693 | 0.055693 | 0.055693 | 0.055693 | 0.055693 | 0.055693 | 0.055693 | 0.055693 | 0.055693 | 0.055693 | 0.055693 | 0.055693 | 0.055693 | 0.055693 | 0.055693 | 0.055693 | 0.055693 | [10 empty] | 2.7847 | 2.7847
2018 |  |  |  |  | 0 | 0 | 0 | 0 | 0 | 0 | 0 | 0 | 0 | 0 | 0 | 0 | 0 | 0 | 0 | 0 | 0 | 0 | 0 | 0 | 0 | 0 | 0 | 0 | 0 | 0 | 0 | 0 | 0 | 0 | 0 | 0 | 0 | 0 | 0 | 0 | 0 | 0 | 0 | 0 | 0 | 0 | 0 | 0 | 0 | 0 | 0 | 0 | 0 | 0 | 0 | 0 | 0 | 0 | 0 | 0 | 0 |  |  | 0
2019 | [5 empty] | 0 | 0 | 0 | 0 | 0 | 0 | 0 | 0 | 0 | 0 | 0 | 0 | 0 | 0 | 0 | 0 | 0 | 0 | 0 | 0 | 0 | 0 | 0 | 0 | 0 | 0 | 0 | 0 | 0 | 0 | 0 | 0 | 0 | 0 | 0 | 0 | 0 | 0 | 0 | 0 | 0 | 0 | 0 | 0 | 0 | 0 | 0 | 0 | 0 | 0 | [8 empty] | 0 | 0
2020 | [6 empty] | 0 | 0 | 0 | 0 | 0 | 0 | 0 | 0 | 0 | 0 | 0 | 0 | 0 | 0 | 0 | 0 | 0 | 0 | 0 | 0 | 0 | 0 | 0 | 0 | 0 | 0 | 0 | 0 | 0 | 0 | 0 | 0 | 0 | 0 | 0 | 0 | 0 | 0 | 0 | 0 | 0 | 0 | 0 | 0 | 0 | 0 | 0 | 0 | 0 | 0 | 0 | 0 | 0 | 0 | 0 |  |  | 0
2021 | [7 empty] | 0 | 0 | 0 | 0 | 0 | 0 | 0 | 0 | 0 | 0 | 0 | 0 | 0 | 0 | 0 | 0 | 0 | 0 | 0 | 0 | 0 | 0 | 0 | 0 | 0 | 0 | 0 | 0 | 0 | 0 | 0 | 0 | 0 | 0 | 0 | 0 | 0 | 0 | 0 | 0 | 0 | 0 | 0 | 0 | 0 | 0 | 0 | 0 | 0 | 0 | 0 | 0 | 0 | 0 |  |  | 0
2022 | [8 empty] | 0 | 0 | 0 | 0 | 0 | 0 | 0 | 0 | 0 | 0 | 0 | 0 | 0 | 0 | 0 | 0 | 0 | 0 | 0 | 0 | 0 | 0 | 0 | 0 | 0 | 0 | 0 | 0 | 0 | 0 | 0 | 0 | 0 | 0 | 0 | 0 | 0 | 0 | 0 | 0 | 0 | 0 | 0 | 0 | 0 | 0 | 0 | 0 | 0 | 0 | 0 | 0 | 0 |  |  | 0
2023 | [9 empty] | 0 | 0 | 0 | 0 | 0 | 0 | 0 | 0 | 0 | 0 | 0 | 0 | 0 | 0 | 0 | 0 | 0 | 0 | 0 | 0 | 0 | 0 | 0 | 0 | 0 | 0 | 0 | 0 | 0 | 0 | 0 | 0 | 0 | 0 | 0 | 0 | 0 | 0 | 0 | 0 | 0 | 0 | 0 | 0 | 0 | 0 | 0 | 0 | 0 | 0 | 0 | 0 |  |  | 0
2024 | [63 empty] | 0 | 0
2025 | [63 empty] | 0
2026 | [63 empty] | 0
| 0 | 0.010366 | 0.096329 | 0.15202 | 0.15202 | 0.15202 | 0.15202 | 0.15202 | 0.15202 | 0.15202 | 0.15202 | 0.15202 | 0.15202 | 0.15202 | 0.15202 | 0.15202 | 0.15202 | 0.15202 | 0.15202 | 0.15202 | 0.15202 | 0.15202 | 0.15202 | 0.15202 | 0.15202 | 0.15202 | 0.15202 | 0.15202 | 0.15202 | 0.15202 | 0.15202 | 0.15202 | 0.15202 | 0.15202 | 0.15202 | 0.15202 | 0.15202 | 0.15202 | 0.15202 | 0.15202 | 0.15202 | 0.15202 | 0.15202 | 0.15202 | 0.15202 | 0.15202 | 0.15202 | 0.15202 | 0.15202 | 0.15202 | 0.15202 | 0.14166 | 0.055693 | 0 | 0 | 0 | 0 | 0 | 0 | 0 | 0 | 0 | 0 | 7.6011
Book Depreciation- excl. Salvage
2014 | 0 | 0 | 0 | 0 | 0 | 0 | 0 | 0 | 0 | 0 | 0 | 0 | 0 | 0 | 0 | 0 | 0 | 0 | 0 | 0 | 0 | 0 | 0 | 0 | 0 | 0 | 0 | 0 | 0 | 0 | 0 | 0 | 0 | 0 | 0 | 0 | 0 | 0 | 0 | 0 | 0 | 0 | 0 | 0 | 0 | 0 | 0 | 0 | 0 | 0 | 0 | 0 | 0 | 0 | 0 | 0 | 0 | 0 | 0 | 0 | 0 |  |  | 0 | check - total PIS
2015 |  | 0.010366 | 0.010366 | 0.010366 | 0.010366 | 0.010366 | 0.010366 | 0.010366 | 0.010366 | 0.010366 | 0.010366 | 0.010366 | 0.010366 | 0.010366 | 0.010366 | 0.010366 | 0.010366 | 0.010366 | 0.010366 | 0.010366 | 0.010366 | 0.010366 | 0.010366 | 0.010366 | 0.010366 | 0.010366 | 0.010366 | 0.010366 | 0.010366 | 0.010366 | 0.010366 | 0.010366 | 0.010366 | 0.010366 | 0.010366 | 0.010366 | 0.010366 | 0.010366 | 0.010366 | 0.010366 | 0.010366 | 0.010366 | 0.010366 | 0.010366 | 0.010366 | 0.010366 | 0.010366 | 0.010366 | 0.010366 | 0.010366 | 0.010366 | [12 empty] | 0.5183 | 0.5183
2016 |  |  | 0.085963 | 0.085963 | 0.085963 | 0.085963 | 0.085963 | 0.085963 | 0.085963 | 0.085963 | 0.085963 | 0.085963 | 0.085963 | 0.085963 | 0.085963 | 0.085963 | 0.085963 | 0.085963 | 0.085963 | 0.085963 | 0.085963 | 0.085963 | 0.085963 | 0.085963 | 0.085963 | 0.085963 | 0.085963 | 0.085963 | 0.085963 | 0.085963 | 0.085963 | 0.085963 | 0.085963 | 0.085963 | 0.085963 | 0.085963 | 0.085963 | 0.085963 | 0.085963 | 0.085963 | 0.085963 | 0.085963 | 0.085963 | 0.085963 | 0.085963 | 0.085963 | 0.085963 | 0.085963 | 0.085963 | 0.085963 | 0.085963 | 0.085963 | [11 empty] | 4.2982 | 4.2982
2017 |  |  |  | 0.055693 | 0.055693 | 0.055693 | 0.055693 | 0.055693 | 0.055693 | 0.055693 | 0.055693 | 0.055693 | 0.055693 | 0.055693 | 0.055693 | 0.055693 | 0.055693 | 0.055693 | 0.055693 | 0.055693 | 0.055693 | 0.055693 | 0.055693 | 0.055693 | 0.055693 | 0.055693 | 0.055693 | 0.055693 | 0.055693 | 0.055693 | 0.055693 | 0.055693 | 0.055693 | 0.055693 | 0.055693 | 0.055693 | 0.055693 | 0.055693 | 0.055693 | 0.055693 | 0.055693 | 0.055693 | 0.055693 | 0.055693 | 0.055693 | 0.055693 | 0.055693 | 0.055693 | 0.055693 | 0.055693 | 0.055693 | 0.055693 | 0.055693 | [10 empty] | 2.7847 | 2.7847
2018 |  |  |  |  | 0 | 0 | 0 | 0 | 0 | 0 | 0 | 0 | 0 | 0 | 0 | 0 | 0 | 0 | 0 | 0 | 0 | 0 | 0 | 0 | 0 | 0 | 0 | 0 | 0 | 0 | 0 | 0 | 0 | 0 | 0 | 0 | 0 | 0 | 0 | 0 | 0 | 0 | 0 | 0 | 0 | 0 | 0 | 0 | 0 | 0 | 0 | 0 | 0 | 0 | 0 | 0 | 0 | 0 | 0 | 0 | 0 |  |  | 0
2019 | [5 empty] | 0 | 0 | 0 | 0 | 0 | 0 | 0 | 0 | 0 | 0 | 0 | 0 | 0 | 0 | 0 | 0 | 0 | 0 | 0 | 0 | 0 | 0 | 0 | 0 | 0 | 0 | 0 | 0 | 0 | 0 | 0 | 0 | 0 | 0 | 0 | 0 | 0 | 0 | 0 | 0 | 0 | 0 | 0 | 0 | 0 | 0 | 0 | 0 | 0 | 0 | [8 empty] | 0 | 0
2020 | [6 empty] | 0 | 0 | 0 | 0 | 0 | 0 | 0 | 0 | 0 | 0 | 0 | 0 | 0 | 0 | 0 | 0 | 0 | 0 | 0 | 0 | 0 | 0 | 0 | 0 | 0 | 0 | 0 | 0 | 0 | 0 | 0 | 0 | 0 | 0 | 0 | 0 | 0 | 0 | 0 | 0 | 0 | 0 | 0 | 0 | 0 | 0 | 0 | 0 | 0 | 0 | 0 | 0 | 0 | 0 | 0 |  |  | 0
2021 | [7 empty] | 0 | 0 | 0 | 0 | 0 | 0 | 0 | 0 | 0 | 0 | 0 | 0 | 0 | 0 | 0 | 0 | 0 | 0 | 0 | 0 | 0 | 0 | 0 | 0 | 0 | 0 | 0 | 0 | 0 | 0 | 0 | 0 | 0 | 0 | 0 | 0 | 0 | 0 | 0 | 0 | 0 | 0 | 0 | 0 | 0 | 0 | 0 | 0 | 0 | 0 | 0 | 0 | 0 | 0 |  |  | 0
2022 | [8 empty] | 0 | 0 | 0 | 0 | 0 | 0 | 0 | 0 | 0 | 0 | 0 | 0 | 0 | 0 | 0 | 0 | 0 | 0 | 0 | 0 | 0 | 0 | 0 | 0 | 0 | 0 | 0 | 0 | 0 | 0 | 0 | 0 | 0 | 0 | 0 | 0 | 0 | 0 | 0 | 0 | 0 | 0 | 0 | 0 | 0 | 0 | 0 | 0 | 0 | 0 | 0 | 0 | 0 |  |  | 0
2023 | [9 empty] | 0 | 0 | 0 | 0 | 0 | 0 | 0 | 0 | 0 | 0 | 0 | 0 | 0 | 0 | 0 | 0 | 0 | 0 | 0 | 0 | 0 | 0 | 0 | 0 | 0 | 0 | 0 | 0 | 0 | 0 | 0 | 0 | 0 | 0 | 0 | 0 | 0 | 0 | 0 | 0 | 0 | 0 | 0 | 0 | 0 | 0 | 0 | 0 | 0 | 0 | 0 | 0 |  |  | 0
2024 | [63 empty] | 0 | 0
2025 | [63 empty] | 0
2026 | [63 empty] | 0 | 0
| 0 | 0.010366 | 0.096329 | 0.15202 | 0.15202 | 0.15202 | 0.15202 | 0.15202 | 0.15202 | 0.15202 | 0.15202 | 0.15202 | 0.15202 | 0.15202 | 0.15202 | 0.15202 | 0.15202 | 0.15202 | 0.15202 | 0.15202 | 0.15202 | 0.15202 | 0.15202 | 0.15202 | 0.15202 | 0.15202 | 0.15202 | 0.15202 | 0.15202 | 0.15202 | 0.15202 | 0.15202 | 0.15202 | 0.15202 | 0.15202 | 0.15202 | 0.15202 | 0.15202 | 0.15202 | 0.15202 | 0.15202 | 0.15202 | 0.15202 | 0.15202 | 0.15202 | 0.15202 | 0.15202 | 0.15202 | 0.15202 | 0.15202 | 0.15202 | 0.14166 | 0.055693 | 0 | 0 | 0 | 0 | 0 | 0 | 0 | 0 | 0 | 0 | 7.6011
Note on A50: Lee, Betty: rate base does not include CWIP b/c the CapEx dollars include an AFUDC component in it already

## 3a-2017
Project No. | 3a
Project Desc. | 135 MW from Brownsville to Gateway Park SS
Book Life | 50
Tax Life | 20N
Salvage Rate | 2.5%
| 2014 | 2015 | 2016 | 2017 | 2018 | 2019 | 2020 | 2021 | 2022 | 2023 | 2024 | 2025 | 2026 | 2027 | 2028 | 2029 | 2030 | 2031 | 2032 | 2033 | 2034 | 2035 | 2036 | 2037 | 2038 | 2039 | 2040 | 2041 | 2042 | 2043 | 2044 | 2045 | 2046 | 2047 | 2048 | 2049 | 2050 | 2051 | 2052 | 2053 | 2054 | 2055 | 2056 | 2057 | 2058 | 2059 | 2060 | 2061 | 2062 | 2063 | 2064 | 2065 | 2066 | 2067 | 2068 | 2069 | 2070 | 2071 | 2072 | 2073 | 2074 | 2075 | 2076
Closing to Plant (Y/N) | N | N | N | N | N | N | N | N | N | N | N | N | N | N | N | N | N | N | N | N | N | N | N | N | N | N | N | N | N | N | N | N | N | N | N | N | N | N | N | N | N | N | N | N | N | N | N | N | N | N | N | N | N | N | N | N | N | N | N | N | N | N | N | Total
CWIP
Beginning of Period | 0 | 0 | 43.5372 | 118.755 | 0 | 0 | 0 | 0 | 0 | 0 | 0 | 0 | 0 | 0 | 0 | 0 | 0 | 0 | 0 | 0 | 0 | 0 | 0 | 0 | 0 | 0 | 0 | 0 | 0 | 0 | 0 | 0 | 0 | 0 | 0 | 0 | 0 | 0 | 0 | 0 | 0 | 0 | 0 | 0 | 0 | 0 | 0 | 0 | 0 | 0 | 0 | 0 | 0 | 0 | 0 | 0 | 0 | 0 | 0 | 0 | 0 | 0 | 0
Activity
Capex | 0 | 43.5372 | 75.2178 | 31.1883 | 0 | 0 | 0 | 0 | 0 | 0 | 0 | 0 | 0 | [50 empty] | 149.9433
Closings to Plant |  |  |  | -149.9433 | [59 empty] | -149.9433
End of Period | 0 | 43.5372 | 118.755 | 0 | 0 | 0 | 0 | 0 | 0 | 0 | 0 | 0 | 0 | 0 | 0 | 0 | 0 | 0 | 0 | 0 | 0 | 0 | 0 | 0 | 0 | 0 | 0 | 0 | 0 | 0 | 0 | 0 | 0 | 0 | 0 | 0 | 0 | 0 | 0 | 0 | 0 | 0 | 0 | 0 | 0 | 0 | 0 | 0 | 0 | 0 | 0 | 0 | 0 | 0 | 0 | 0 | 0 | 0 | 0 | 0 | 0 | 0 | 0
Average | 0 | 21.7686 | 81.1461 | 59.3775 | 0 | 0 | 0 | 0 | 0 | 0 | 0 | 0 | 0 | 0 | 0 | 0 | 0 | 0 | 0 | 0 | 0 | 0 | 0 | 0 | 0 | 0 | 0 | 0 | 0 | 0 | 0 | 0 | 0 | 0 | 0 | 0 | 0 | 0 | 0 | 0 | 0 | 0 | 0 | 0 | 0 | 0 | 0 | 0 | 0 | 0 | 0 | 0 | 0 | 0 | 0 | 0 | 0 | 0 | 0 | 0 | 0 | 0 | 0
Plant in Service
Beginning of Period | 0 | 0 | 0 | 0 | 149.9433 | 149.9433 | 149.9433 | 149.9433 | 149.9433 | 149.9433 | 149.9433 | 149.9433 | 149.9433 | 149.9433 | 149.9433 | 149.9433 | 149.9433 | 149.9433 | 149.9433 | 149.9433 | 149.9433 | 149.9433 | 149.9433 | 149.9433 | 149.9433 | 149.9433 | 149.9433 | 149.9433 | 149.9433 | 149.9433 | 149.9433 | 149.9433 | 149.9433 | 149.9433 | 149.9433 | 149.9433 | 149.9433 | 149.9433 | 149.9433 | 149.9433 | 149.9433 | 149.9433 | 149.9433 | 149.9433 | 149.9433 | 149.9433 | 149.9433 | 149.9433 | 149.9433 | 149.9433 | 149.9433 | 149.9433 | 149.9433 | 0 | 0 | 0 | 0 | 0 | 0 | 0 | 0 | 0 | 0
Activity | 0 | 0 | 0 | 149.9433 | 0 | 0 | 0 | 0 | 0 | 0 | 0 | 0 |  | 0 | 0 | 0 | 0 | 0 | 0 | 0 | 0 | 0 | 0 | 0 | 0 | 0 | 0 | 0 | 0 | 0 | 0 | 0 | 0 | 0 | 0 | 0 | 0 | 0 | 0 | 0 | 0 | 0 | 0 | 0 | 0 | 0 | 0 | 0 | 0 | 0 | 0 | 0 | -149.9433 | 0 | 0 | 0 | 0 | 0 | 0 | 0 | 0 | 0 | 0 | 0
End of Period | 0 | 0 | 0 | 149.9433 | 149.9433 | 149.9433 | 149.9433 | 149.9433 | 149.9433 | 149.9433 | 149.9433 | 149.9433 | 149.9433 | 149.9433 | 149.9433 | 149.9433 | 149.9433 | 149.9433 | 149.9433 | 149.9433 | 149.9433 | 149.9433 | 149.9433 | 149.9433 | 149.9433 | 149.9433 | 149.9433 | 149.9433 | 149.9433 | 149.9433 | 149.9433 | 149.9433 | 149.9433 | 149.9433 | 149.9433 | 149.9433 | 149.9433 | 149.9433 | 149.9433 | 149.9433 | 149.9433 | 149.9433 | 149.9433 | 149.9433 | 149.9433 | 149.9433 | 149.9433 | 149.9433 | 149.9433 | 149.9433 | 149.9433 | 149.9433 | 0 | 0 | 0 | 0 | 0 | 0 | 0 | 0 | 0 | 0 | 0
Average | 0 | 0 | 0 | 74.9716 | 149.9433 | 149.9433 | 149.9433 | 149.9433 | 149.9433 | 149.9433 | 149.9433 | 149.9433 | 149.9433 | 149.9433 | 149.9433 | 149.9433 | 149.9433 | 149.9433 | 149.9433 | 149.9433 | 149.9433 | 149.9433 | 149.9433 | 149.9433 | 149.9433 | 149.9433 | 149.9433 | 149.9433 | 149.9433 | 149.9433 | 149.9433 | 149.9433 | 149.9433 | 149.9433 | 149.9433 | 149.9433 | 149.9433 | 149.9433 | 149.9433 | 149.9433 | 149.9433 | 149.9433 | 149.9433 | 149.9433 | 149.9433 | 149.9433 | 149.9433 | 149.9433 | 149.9433 | 149.9433 | 149.9433 | 149.9433 | 74.9716 | 0 | 0 | 0 | 0 | 0 | 0 | 0 | 0 | 0 | 0
Tax Depreciation
Beginning of Period | 0 | 0 | 0 | 0 | 11.2457 | 32.8946 | 52.918 | 71.442 | 88.5745 | 104.4235 | 119.0819 | 132.6428 | 146.0237 | 159.4047 | 172.7856 | 186.1666 | 199.5475 | 212.9284 | 226.3094 | 239.6903 | 253.0712 | 266.4522 | 279.8331 | 293.2141 | 299.9045 | 299.9045 | 299.9045 | 299.9045 | 299.9045 | 299.9045 | 299.9045 | 299.9045 | 299.9045 | 299.9045 | 299.9045 | 299.9045 | 299.9045 | 299.9045 | 299.9045 | 299.9045 | 299.9045 | 299.9045 | 299.9045 | 299.9045 | 299.9045 | 299.9045 | 299.9045 | 299.9045 | 299.9045 | 299.9045 | 299.9045 | 299.9045 | 299.9045 | 299.9045 | 299.9045 | 299.9045 | 299.9045 | 299.9045 | 299.9045 | 299.9045 | 299.9045 | 299.9045 | 299.9045
Federal | 0 | 0 | 0 | 5.6229 | 10.8244 | 10.0117 | 9.262 | 8.5663 | 7.9245 | 7.3292 | 6.7804 | 6.6905 | 6.6905 | 6.6905 | 6.6905 | 6.6905 | 6.6905 | 6.6905 | 6.6905 | 6.6905 | 6.6905 | 6.6905 | 6.6905 | 3.3452 | 0 | 0 | 0 | 0 | 0 | 0 | 0 | 0 | 0 | 0 | 0 | 0 | 0 | 0 | 0 | 0 | 0 | 0 | 0 | 0 | 0 | 0 | 0 | 0 | 0 | 0 | 0 | 0 | 0 | 0 | 0 | 0 | 0 | 0 | 0 | 0 | 0 | 0 | 0 | 149.9523
State | 0 | 0 | 0 | 5.6229 | 10.8244 | 10.0117 | 9.262 | 8.5663 | 7.9245 | 7.3292 | 6.7804 | 6.6905 | 6.6905 | 6.6905 | 6.6905 | 6.6905 | 6.6905 | 6.6905 | 6.6905 | 6.6905 | 6.6905 | 6.6905 | 6.6905 | 3.3452 | 0 | 0 | 0 | 0 | 0 | 0 | 0 | 0 | 0 | 0 | 0 | 0 | 0 | 0 | 0 | 0 | 0 | 0 | 0 | 0 | 0 | 0 | 0 | 0 | 0 | 0 | 0 | 0 | 0 | 0 | 0 | 0 | 0 | 0 | 0 | 0 | 0 | 0 | 0 | 149.9523
End of Period | 0 | 0 | 0 | 11.2457 | 32.8946 | 52.918 | 71.442 | 88.5745 | 104.4235 | 119.0819 | 132.6428 | 146.0237 | 159.4047 | 172.7856 | 186.1666 | 199.5475 | 212.9284 | 226.3094 | 239.6903 | 253.0712 | 266.4522 | 279.8331 | 293.2141 | 299.9045 | 299.9045 | 299.9045 | 299.9045 | 299.9045 | 299.9045 | 299.9045 | 299.9045 | 299.9045 | 299.9045 | 299.9045 | 299.9045 | 299.9045 | 299.9045 | 299.9045 | 299.9045 | 299.9045 | 299.9045 | 299.9045 | 299.9045 | 299.9045 | 299.9045 | 299.9045 | 299.9045 | 299.9045 | 299.9045 | 299.9045 | 299.9045 | 299.9045 | 299.9045 | 299.9045 | 299.9045 | 299.9045 | 299.9045 | 299.9045 | 299.9045 | 299.9045 | 299.9045 | 299.9045 | 299.9045
Average | 0 | 0 | 0 | 5.6229 | 22.0701 | 42.9063 | 62.18 | 80.0082 | 96.499 | 111.7527 | 125.8624 | 139.3333 | 152.7142 | 166.0952 | 179.4761 | 192.857 | 206.238 | 219.6189 | 232.9998 | 246.3808 | 259.7617 | 273.1426 | 286.5236 | 296.5593 | 299.9045 | 299.9045 | 299.9045 | 299.9045 | 299.9045 | 299.9045 | 299.9045 | 299.9045 | 299.9045 | 299.9045 | 299.9045 | 299.9045 | 299.9045 | 299.9045 | 299.9045 | 299.9045 | 299.9045 | 299.9045 | 299.9045 | 299.9045 | 299.9045 | 299.9045 | 299.9045 | 299.9045 | 299.9045 | 299.9045 | 299.9045 | 299.9045 | 299.9045 | 299.9045 | 299.9045 | 299.9045 | 299.9045 | 299.9045 | 299.9045 | 299.9045 | 299.9045 | 299.9045 | 299.9045
Book Depreciation with COR
Beginning of Period | 0 | 0 | 0 | 0 | 2.9239 | 5.8478 | 8.7717 | 11.6956 | 14.6195 | 17.5434 | 20.4673 | 23.3911 | 26.315 | 29.2389 | 32.1628 | 35.0867 | 38.0106 | 40.9345 | 43.8584 | 46.7823 | 49.7062 | 52.6301 | 55.554 | 58.4779 | 61.4018 | 64.3257 | 67.2496 | 70.1734 | 73.0973 | 76.0212 | 78.9451 | 81.869 | 84.7929 | 87.7168 | 90.6407 | 93.5646 | 96.4885 | 99.4124 | 102.3363 | 105.2602 | 108.1841 | 111.108 | 114.0319 | 116.9557 | 119.8796 | 122.8035 | 125.7274 | 128.6513 | 131.5752 | 134.4991 | 137.423 | 140.3469 | 143.2708 | 0 | 0 | 0 | 0 | 0 | 0 | 0 | 0 | 0 | 0
Activity | 0 | 0 | 0 | 2.9239 | 2.9239 | 2.9239 | 2.9239 | 2.9239 | 2.9239 | 2.9239 | 2.9239 | 2.9239 | 2.9239 | 2.9239 | 2.9239 | 2.9239 | 2.9239 | 2.9239 | 2.9239 | 2.9239 | 2.9239 | 2.9239 | 2.9239 | 2.9239 | 2.9239 | 2.9239 | 2.9239 | 2.9239 | 2.9239 | 2.9239 | 2.9239 | 2.9239 | 2.9239 | 2.9239 | 2.9239 | 2.9239 | 2.9239 | 2.9239 | 2.9239 | 2.9239 | 2.9239 | 2.9239 | 2.9239 | 2.9239 | 2.9239 | 2.9239 | 2.9239 | 2.9239 | 2.9239 | 2.9239 | 2.9239 | 2.9239 | 2.9239 | 0 | 0 | 0 | 0 | 0 | 0 | 0 | 0 | 0 | 0 | 146.1947
Book Depreciation Related to Retired PIS | [49 empty] | 0 | 0 | 0 | -146.1947 | 0 | 0 | 0 | 0 | 0 | 0 | 0 | 0 | 0 |  | -146.1947
End of Period | 0 | 0 | 0 | 2.9239 | 5.8478 | 8.7717 | 11.6956 | 14.6195 | 17.5434 | 20.4673 | 23.3911 | 26.315 | 29.2389 | 32.1628 | 35.0867 | 38.0106 | 40.9345 | 43.8584 | 46.7823 | 49.7062 | 52.6301 | 55.554 | 58.4779 | 61.4018 | 64.3257 | 67.2496 | 70.1734 | 73.0973 | 76.0212 | 78.9451 | 81.869 | 84.7929 | 87.7168 | 90.6407 | 93.5646 | 96.4885 | 99.4124 | 102.3363 | 105.2602 | 108.1841 | 111.108 | 114.0319 | 116.9557 | 119.8796 | 122.8035 | 125.7274 | 128.6513 | 131.5752 | 134.4991 | 137.423 | 140.3469 | 143.2708 | 0 | 0 | 0 | 0 | 0 | 0 | 0 | 0 | 0 | 0 | 0
Average | 0 | 0 | 0 | 1.4619 | 4.3858 | 7.3097 | 10.2336 | 13.1575 | 16.0814 | 19.0053 | 21.9292 | 24.8531 | 27.777 | 30.7009 | 33.6248 | 36.5487 | 39.4726 | 42.3965 | 45.3204 | 48.2442 | 51.1681 | 54.092 | 57.0159 | 59.9398 | 62.8637 | 65.7876 | 68.7115 | 71.6354 | 74.5593 | 77.4832 | 80.4071 | 83.331 | 86.2549 | 89.1788 | 92.1027 | 95.0265 | 97.9504 | 100.8743 | 103.7982 | 106.7221 | 109.646 | 112.5699 | 115.4938 | 118.4177 | 121.3416 | 124.2655 | 127.1894 | 130.1133 | 133.0372 | 135.9611 | 138.8849 | 141.8088 | 71.6354 | 0 | 0 | 0 | 0 | 0 | 0 | 0 | 0 | 0 | 0
Federal Deferred Tax Balance, Net of Tax
Beginning of Period | 0 | 0 | 0 | 0 | 0.9184 | 3.6573 | 6.1118 | 8.3039 | 10.2525 | 11.9765 | 13.4921 | 14.8157 | 16.1077 | 17.3998 | 18.6919 | 19.9839 | 21.276 | 22.568 | 23.8601 | 25.1522 | 26.4442 | 27.7363 | 29.0283 | 30.3204 | 30.4416 | 29.392 | 28.3424 | 27.2928 | 26.2432 | 25.1936 | 24.144 | 23.0944 | 22.0448 | 20.9952 | 19.9456 | 18.896 | 17.8464 | 16.7968 | 15.7472 | 14.6976 | 13.648 | 12.5984 | 11.5488 | 10.4992 | 9.4496 | 8.4 | 7.3504 | 6.3008 | 5.2512 | 4.2016 | 3.152 | 2.1024 | 1.0528 | 0.0031488 | 0.0031488 | 0.0031488 | 0.0031488 | 0.0031488 | 0.0031488 | 0.0031488 | 0.0031488 | 0.0031488 | 0.0031488
Activity | 0 | 0 | 0 | 0.9184 | 2.7389 | 2.4545 | 2.1921 | 1.9486 | 1.724 | 1.5156 | 1.3235 | 1.2921 | 1.2921 | 1.2921 | 1.2921 | 1.2921 | 1.2921 | 1.2921 | 1.2921 | 1.2921 | 1.2921 | 1.2921 | 1.2921 | 0.12123 | -1.0496 | -1.0496 | -1.0496 | -1.0496 | -1.0496 | -1.0496 | -1.0496 | -1.0496 | -1.0496 | -1.0496 | -1.0496 | -1.0496 | -1.0496 | -1.0496 | -1.0496 | -1.0496 | -1.0496 | -1.0496 | -1.0496 | -1.0496 | -1.0496 | -1.0496 | -1.0496 | -1.0496 | -1.0496 | -1.0496 | -1.0496 | -1.0496 | -1.0496 | 0 | 0 | 0 | 0 | 0 | 0 | 0 | 0 | 0 | 0 | 0.0031488
End of Period | 0 | 0 | 0 | 0.9184 | 3.6573 | 6.1118 | 8.3039 | 10.2525 | 11.9765 | 13.4921 | 14.8157 | 16.1077 | 17.3998 | 18.6919 | 19.9839 | 21.276 | 22.568 | 23.8601 | 25.1522 | 26.4442 | 27.7363 | 29.0283 | 30.3204 | 30.4416 | 29.392 | 28.3424 | 27.2928 | 26.2432 | 25.1936 | 24.144 | 23.0944 | 22.0448 | 20.9952 | 19.9456 | 18.896 | 17.8464 | 16.7968 | 15.7472 | 14.6976 | 13.648 | 12.5984 | 11.5488 | 10.4992 | 9.4496 | 8.4 | 7.3504 | 6.3008 | 5.2512 | 4.2016 | 3.152 | 2.1024 | 1.0528 | 0.0031488 | 0.0031488 | 0.0031488 | 0.0031488 | 0.0031488 | 0.0031488 | 0.0031488 | 0.0031488 | 0.0031488 | 0.0031488 | 0.0031488
Average | 0 | 0 | 0 | 0.4592 | 2.2879 | 4.8846 | 7.2079 | 9.2782 | 11.1145 | 12.7343 | 14.1539 | 15.4617 | 16.7538 | 18.0458 | 19.3379 | 20.6299 | 21.922 | 23.2141 | 24.5061 | 25.7982 | 27.0902 | 28.3823 | 29.6744 | 30.381 | 29.9168 | 28.8672 | 27.8176 | 26.768 | 25.7184 | 24.6688 | 23.6192 | 22.5696 | 21.52 | 20.4704 | 19.4208 | 18.3712 | 17.3216 | 16.272 | 15.2224 | 14.1728 | 13.1232 | 12.0736 | 11.024 | 9.9744 | 8.9248 | 7.8752 | 6.8256 | 5.776 | 4.7264 | 3.6768 | 2.6272 | 1.5776 | 0.52795 | 0.0031488 | 0.0031488 | 0.0031488 | 0.0031488 | 0.0031488 | 0.0031488 | 0.0031488 | 0.0031488 | 0.0031488 | 0.0031488
State Deferred Tax Balance
Beginning of Period | 0 | 0 | 0 | 0 | 0.17056 | 0.67922 | 1.1351 | 1.5422 | 1.904 | 2.2242 | 2.5057 | 2.7515 | 2.9914 | 3.2314 | 3.4713 | 3.7113 | 3.9513 | 4.1912 | 4.4312 | 4.6711 | 4.9111 | 5.151 | 5.391 | 5.6309 | 5.6534 | 5.4585 | 5.2636 | 5.0687 | 4.8737 | 4.6788 | 4.4839 | 4.289 | 4.094 | 3.8991 | 3.7042 | 3.5093 | 3.3143 | 3.1194 | 2.9245 | 2.7296 | 2.5346 | 2.3397 | 2.1448 | 1.9498 | 1.7549 | 1.56 | 1.3651 | 1.1701 | 0.97522 | 0.78029 | 0.58536 | 0.39044 | 0.19551 | 0.00058478 | 0.00058478 | 0.00058478 | 0.00058478 | 0.00058478 | 0.00058478 | 0.00058478 | 0.00058478 | 0.00058478 | 0.00058478
Activity | 0 | 0 | 0 | 0.17056 | 0.50866 | 0.45584 | 0.4071 | 0.36188 | 0.32017 | 0.28147 | 0.2458 | 0.23995 | 0.23995 | 0.23995 | 0.23995 | 0.23995 | 0.23995 | 0.23995 | 0.23995 | 0.23995 | 0.23995 | 0.23995 | 0.23995 | 0.022514 | -0.19493 | -0.19493 | -0.19493 | -0.19493 | -0.19493 | -0.19493 | -0.19493 | -0.19493 | -0.19493 | -0.19493 | -0.19493 | -0.19493 | -0.19493 | -0.19493 | -0.19493 | -0.19493 | -0.19493 | -0.19493 | -0.19493 | -0.19493 | -0.19493 | -0.19493 | -0.19493 | -0.19493 | -0.19493 | -0.19493 | -0.19493 | -0.19493 | -0.19493 | 0 | 0 | 0 | 0 | 0 | 0 | 0 | 0 | 0 | 0 | 0.00058478
End of Period | 0 | 0 | 0 | 0.17056 | 0.67922 | 1.1351 | 1.5422 | 1.904 | 2.2242 | 2.5057 | 2.7515 | 2.9914 | 3.2314 | 3.4713 | 3.7113 | 3.9513 | 4.1912 | 4.4312 | 4.6711 | 4.9111 | 5.151 | 5.391 | 5.6309 | 5.6534 | 5.4585 | 5.2636 | 5.0687 | 4.8737 | 4.6788 | 4.4839 | 4.289 | 4.094 | 3.8991 | 3.7042 | 3.5093 | 3.3143 | 3.1194 | 2.9245 | 2.7296 | 2.5346 | 2.3397 | 2.1448 | 1.9498 | 1.7549 | 1.56 | 1.3651 | 1.1701 | 0.97522 | 0.78029 | 0.58536 | 0.39044 | 0.19551 | 0.00058478 | 0.00058478 | 0.00058478 | 0.00058478 | 0.00058478 | 0.00058478 | 0.00058478 | 0.00058478 | 0.00058478 | 0.00058478 | 0.00058478
Average | 0 | 0 | 0 | 0.08528 | 0.42489 | 0.90714 | 1.3386 | 1.7231 | 2.0641 | 2.3649 | 2.6286 | 2.8715 | 3.1114 | 3.3514 | 3.5913 | 3.8313 | 4.0712 | 4.3112 | 4.5511 | 4.7911 | 5.031 | 5.271 | 5.511 | 5.6422 | 5.556 | 5.3611 | 5.1661 | 4.9712 | 4.7763 | 4.5814 | 4.3864 | 4.1915 | 3.9966 | 3.8016 | 3.6067 | 3.4118 | 3.2169 | 3.0219 | 2.827 | 2.6321 | 2.4372 | 2.2422 | 2.0473 | 1.8524 | 1.6575 | 1.4625 | 1.2676 | 1.0727 | 0.87775 | 0.68283 | 0.4879 | 0.29297 | 0.098048 | 0.00058478 | 0.00058478 | 0.00058478 | 0.00058478 | 0.00058478 | 0.00058478 | 0.00058478 | 0.00058478 | 0.00058478 | 0.00058478
Net Rate Base - Average | 0 | 0 | 0 | 72.9652 | 142.8447 | 136.8418 | 131.1631 | 125.7844 | 120.6832 | 115.8387 | 111.2316 | 106.757 | 102.3011 | 97.8452 | 93.3893 | 88.9334 | 84.4775 | 80.0216 | 75.5656 | 71.1097 | 66.6538 | 62.1979 | 57.742 | 53.9802 | 51.6067 | 49.9274 | 48.248 | 46.5686 | 44.8893 | 43.2099 | 41.5306 | 39.8512 | 38.1718 | 36.4925 | 34.8131 | 33.1337 | 31.4544 | 29.775 | 28.0956 | 26.4163 | 24.7369 | 23.0575 | 21.3782 | 19.6988 | 18.0194 | 16.3401 | 14.6607 | 12.9814 | 11.302 | 9.6226 | 7.9433 | 6.2639 | 2.7102 | -0.0037336 | -0.0037336 | -0.0037336 | -0.0037336 | -0.0037336 | -0.0037336 | -0.0037336 | -0.0037336 | -0.0037336 | -0.0037336
EXPENSES
Income Tax - Removal Cost | 0 | 0 | 0 | -0.050609 | -0.050609 | -0.050609 | -0.050609 | -0.050609 | -0.050609 | -0.050609 | -0.050609 | -0.050609 | -0.050609 | -0.050609 | -0.050609 | -0.050609 | -0.050609 | -0.050609 | -0.050609 | -0.050609 | -0.050609 | -0.050609 | -0.050609 | -0.050609 | -0.050609 | -0.050609 | -0.050609 | -0.050609 | -0.050609 | -0.050609 | -0.050609 | -0.050609 | -0.050609 | -0.050609 | -0.050609 | -0.050609 | -0.050609 | -0.050609 | -0.050609 | -0.050609 | -0.050609 | -0.050609 | -0.050609 | -0.050609 | -0.050609 | -0.050609 | -0.050609 | -0.050609 | -0.050609 | -0.050609 | -0.050609 | -0.050609 | -0.050609 | 0 | 0 | 0 | 0 | 0 | 0 | 0 | 0 | 0 | 0 | -2.5304
Book Depreciation | 0 | 0 | 0 | 2.9239 | 2.9239 | 2.9239 | 2.9239 | 2.9239 | 2.9239 | 2.9239 | 2.9239 | 2.9239 | 2.9239 | 2.9239 | 2.9239 | 2.9239 | 2.9239 | 2.9239 | 2.9239 | 2.9239 | 2.9239 | 2.9239 | 2.9239 | 2.9239 | 2.9239 | 2.9239 | 2.9239 | 2.9239 | 2.9239 | 2.9239 | 2.9239 | 2.9239 | 2.9239 | 2.9239 | 2.9239 | 2.9239 | 2.9239 | 2.9239 | 2.9239 | 2.9239 | 2.9239 | 2.9239 | 2.9239 | 2.9239 | 2.9239 | 2.9239 | 2.9239 | 2.9239 | 2.9239 | 2.9239 | 2.9239 | 2.9239 | 2.9239 | 0 | 0 | 0 | 0 | 0 | 0 | 0 | 0 | 0 | 0 | 146.1947
Property Taxes | 0 | 0 | 0 | 7.4972 | 7.4972 | 7.4972 | 7.4972 | 7.4972 | 7.4972 | 7.4972 | 7.4972 | 7.4972 | 7.4972 | 7.4972 | 7.4972 | 7.4972 | 7.4972 | 7.4972 | 7.4972 | 7.4972 | 7.4972 | 7.4972 | 7.4972 | 7.4972 | 7.4972 | 7.4972 | 7.4972 | 7.4972 | 7.4972 | 7.4972 | 7.4972 | 7.4972 | 7.4972 | 7.4972 | 7.4972 | 7.4972 | 7.4972 | 7.4972 | 7.4972 | 7.4972 | 7.4972 | 7.4972 | 7.4972 | 7.4972 | 7.4972 | 7.4972 | 7.4972 | 7.4972 | 7.4972 | 7.4972 | 7.4972 | 7.4972 | 0 | 0 | 0 | 0 | 0 | 0 | 0 | 0 | 0 | 0 | 0 | 367.361
Total Expenses | 0 | 0 | 0 | 10.3704 | 10.3704 | 10.3704 | 10.3704 | 10.3704 | 10.3704 | 10.3704 | 10.3704 | 10.3704 | 10.3704 | 10.3704 | 10.3704 | 10.3704 | 10.3704 | 10.3704 | 10.3704 | 10.3704 | 10.3704 | 10.3704 | 10.3704 | 10.3704 | 10.3704 | 10.3704 | 10.3704 | 10.3704 | 10.3704 | 10.3704 | 10.3704 | 10.3704 | 10.3704 | 10.3704 | 10.3704 | 10.3704 | 10.3704 | 10.3704 | 10.3704 | 10.3704 | 10.3704 | 10.3704 | 10.3704 | 10.3704 | 10.3704 | 10.3704 | 10.3704 | 10.3704 | 10.3704 | 10.3704 | 10.3704 | 10.3704 | 2.8733 | 0 | 0 | 0 | 0 | 0 | 0 | 0 | 0 | 0 | 0 | 511.0252
REVENUE REQUIREMENT
Net Rate Base | 0 | 0 | 0 | 72.9652 | 142.8447 | 136.8418 | 131.1631 | 125.7844 | 120.6832 | 115.8387 | 111.2316 | 106.757 | 102.3011 | 97.8452 | 93.3893 | 88.9334 | 84.4775 | 80.0216 | 75.5656 | 71.1097 | 66.6538 | 62.1979 | 57.742 | 53.9802 | 51.6067 | 49.9274 | 48.248 | 46.5686 | 44.8893 | 43.2099 | 41.5306 | 39.8512 | 38.1718 | 36.4925 | 34.8131 | 33.1337 | 31.4544 | 29.775 | 28.0956 | 26.4163 | 24.7369 | 23.0575 | 21.3782 | 19.6988 | 18.0194 | 16.3401 | 14.6607 | 12.9814 | 11.302 | 9.6226 | 7.9433 | 6.2639 | 2.7102 | -0.0037336 | -0.0037336 | -0.0037336 | -0.0037336 | -0.0037336 | -0.0037336 | -0.0037336 | -0.0037336 | -0.0037336 | -0.0037336 | 2811.1889
ROR | 9.98% | 9.98% | 9.7% | 9.7% | 9.7% | 9.7% | 9.7% | 9.7% | 9.7% | 9.7% | 9.7% | 9.7% | 9.7% | 9.7% | 9.7% | 9.7% | 9.7% | 9.7% | 9.7% | 9.7% | 9.7% | 9.7% | 9.7% | 9.7% | 9.7% | 9.7% | 9.7% | 9.7% | 9.7% | 9.7% | 9.7% | 9.7% | 9.7% | 9.7% | 9.7% | 9.7% | 9.7% | 9.7% | 9.7% | 9.7% | 9.7% | 9.7% | 9.7% | 9.7% | 9.7% | 9.7% | 9.7% | 9.7% | 9.7% | 9.7% | 9.7% | 9.7% | 9.7% | 9.7% | 9.7% | 9.7% | 9.7% | 9.7% | 9.7% | 9.7% | 9.7% | 9.7% | 9.7%
Earnings Base | 0 | 0 | 0 | 7.0776 | 13.8559 | 13.2737 | 12.7228 | 12.2011 | 11.7063 | 11.2364 | 10.7895 | 10.3554 | 9.9232 | 9.491 | 9.0588 | 8.6265 | 8.1943 | 7.7621 | 7.3299 | 6.8976 | 6.4654 | 6.0332 | 5.601 | 5.2361 | 5.0059 | 4.843 | 4.6801 | 4.5172 | 4.3543 | 4.1914 | 4.0285 | 3.8656 | 3.7027 | 3.5398 | 3.3769 | 3.214 | 3.0511 | 2.8882 | 2.7253 | 2.5624 | 2.3995 | 2.2366 | 2.0737 | 1.9108 | 1.7479 | 1.585 | 1.4221 | 1.2592 | 1.0963 | 0.93339 | 0.7705 | 0.6076 | 0.26289 | -0.00036216 | -0.00036216 | -0.00036216 | -0.00036216 | -0.00036216 | -0.00036216 | -0.00036216 | -0.00036216 | -0.00036216 | -0.00036216
Earnings - Expense | 0 | 0 | 0 | 10.3704 | 10.3704 | 10.3704 | 10.3704 | 10.3704 | 10.3704 | 10.3704 | 10.3704 | 10.3704 | 10.3704 | 10.3704 | 10.3704 | 10.3704 | 10.3704 | 10.3704 | 10.3704 | 10.3704 | 10.3704 | 10.3704 | 10.3704 | 10.3704 | 10.3704 | 10.3704 | 10.3704 | 10.3704 | 10.3704 | 10.3704 | 10.3704 | 10.3704 | 10.3704 | 10.3704 | 10.3704 | 10.3704 | 10.3704 | 10.3704 | 10.3704 | 10.3704 | 10.3704 | 10.3704 | 10.3704 | 10.3704 | 10.3704 | 10.3704 | 10.3704 | 10.3704 | 10.3704 | 10.3704 | 10.3704 | 10.3704 | 2.8733 | 0 | 0 | 0 | 0 | 0 | 0 | 0 | 0 | 0 | 0 | 511.0252
Total Earnings Effect | 0 | 0 | 0 | 17.4481 | 24.2264 | 23.6441 | 23.0933 | 22.5715 | 22.0767 | 21.6068 | 21.1599 | 20.7259 | 20.2937 | 19.8614 | 19.4292 | 18.997 | 18.5648 | 18.1325 | 17.7003 | 17.2681 | 16.8359 | 16.4036 | 15.9714 | 15.6065 | 15.3763 | 15.2134 | 15.0505 | 14.8876 | 14.7247 | 14.5618 | 14.3989 | 14.236 | 14.0731 | 13.9102 | 13.7473 | 13.5844 | 13.4215 | 13.2586 | 13.0957 | 12.9328 | 12.7699 | 12.607 | 12.4441 | 12.2812 | 12.1183 | 11.9554 | 11.7925 | 11.6296 | 11.4667 | 11.3038 | 11.1409 | 10.978 | 3.1362 | -0.00036216 | -0.00036216 | -0.00036216 | -0.00036216 | -0.00036216 | -0.00036216 | -0.00036216 | -0.00036216 | -0.00036216 | -0.00036216
Gross-Up Factor | 1.0354 | 1.0354 | 1.0354 | 1.0354 | 1.0354 | 1.0354 | 1.0354 | 1.0354 | 1.0354 | 1.0354 | 1.0354 | 1.0354 | 1.0354 | 1.0354 | 1.0354 | 1.0354 | 1.0354 | 1.0354 | 1.0354 | 1.0354 | 1.0354 | 1.0354 | 1.0354 | 1.0354 | 1.0354 | 1.0354 | 1.0354 | 1.0354 | 1.0354 | 1.0354 | 1.0354 | 1.0354 | 1.0354 | 1.0354 | 1.0354 | 1.0354 | 1.0354 | 1.0354 | 1.0354 | 1.0354 | 1.0354 | 1.0354 | 1.0354 | 1.0354 | 1.0354 | 1.0354 | 1.0354 | 1.0354 | 1.0354 | 1.0354 | 1.0354 | 1.0354 | 1.0354 | 1.0354 | 1.0354 | 1.0354 | 1.0354 | 1.0354 | 1.0354 | 1.0354 | 1.0354 | 1.0354 | 1.0354
Revenue requirement | 0 | 0 | 0 | 18.065 | 25.083 | 24.4801 | 23.9098 | 23.3696 | 22.8573 | 22.3708 | 21.9081 | 21.4587 | 21.0112 | 20.5637 | 20.1162 | 19.6687 | 19.2212 | 18.7737 | 18.3262 | 17.8786 | 17.4311 | 16.9836 | 16.5361 | 16.1583 | 15.92 | 15.7513 | 15.5827 | 15.414 | 15.2453 | 15.0767 | 14.908 | 14.7394 | 14.5707 | 14.402 | 14.2334 | 14.0647 | 13.8961 | 13.7274 | 13.5588 | 13.3901 | 13.2214 | 13.0528 | 12.8841 | 12.7155 | 12.5468 | 12.3781 | 12.2095 | 12.0408 | 11.8722 | 11.7035 | 11.5349 | 11.3662 | 3.2471 | -0.00037496 | -0.00037496 | -0.00037496 | -0.00037496 | -0.00037496 | -0.00037496 | -0.00037496 | -0.00037496 | -0.00037496 | -0.00037496 | 811.4206
Depreciation Calculations
Tax Depreciation - Federal
Cost of new equipment in service basis | 0 | 0 | 0 | 149.9433 | 0 | 0 | 0 | 0 | 0 | 0 | 0 | 0 | 0 | 0 | 0 | 0 | 0 | 0 | 0 | 0 | 0 | 0 | 0 | 0 | 0 | 0 | 0 | 0 | 0 | 0 | 0 | 0 | 0 | 0 | 0 | 0 | 0 | 0 | 0 | 0 | 0 | 0 | 0 | 0 | 0 | 0 | 0 | 0 | 0 | 0 | 0 | 0 | -149.9433 | 0 | 0 | 0 | 0 | 0 | 0 | 0 | 0
Bonus Depreciation (N/A) | 0 | 0 | 0 | 0 | 0 | 0 | 0 | 0 | 0 | 0 | 0 | 0 | 0 | 0 | 0 | 0 | 0 | 0 | 0 | 0 | 0 | 0 | 0 | 0 | 0 | 0 | 0 | 0 | 0 | 0 | 0 | 0 | 0 | 0 | 0 | 0 | 0 | 0 | 0 | 0 | 0 | 0 | 0 | 0 | 0 | 0 | 0 | 0 | 0 | 0 | 0 | 0 | 0 | 0 | 0 | 0 | 0 | 0 | 0 | 0 | 0
Regular Depreciation basis (Cumulative) | 0 | 0 | 0 | 149.9433 | 149.9433 | 149.9433 | 149.9433 | 149.9433 | 149.9433 | 149.9433 | 149.9433 | 149.9433 | 149.9433 | 149.9433 | 149.9433 | 149.9433 | 149.9433 | 149.9433 | 149.9433 | 149.9433 | 149.9433 | 149.9433 | 149.9433 | 149.9433 | 149.9433 | 149.9433 | 149.9433 | 149.9433 | 149.9433 | 149.9433 | 149.9433 | 149.9433 | 149.9433 | 149.9433 | 149.9433 | 149.9433 | 149.9433 | 149.9433 | 149.9433 | 149.9433 | 149.9433 | 149.9433 | 149.9433 | 149.9433 | 149.9433 | 149.9433 | 149.9433 | 149.9433 | 149.9433 | 149.9433 | 149.9433 | 149.9433 | 0 | 0 | 0 | 0 | 0 | 0 | 0 | 0 | 0 | 0 | 0
RegularDepreciation | 0 | 0 | 0 | 5.6229 | 10.8244 | 10.0117 | 9.262 | 8.5663 | 7.9245 | 7.3292 | 6.7804 | 6.6905 | 6.6905 | 6.6905 | 6.6905 | 6.6905 | 6.6905 | 6.6905 | 6.6905 | 6.6905 | 6.6905 | 6.6905 | 6.6905 | 3.3452 | [39 empty] | 149.9523
Total Depreciation for year | 0 | 0 | 0 | 5.6229 | 10.8244 | 10.0117 | 9.262 | 8.5663 | 7.9245 | 7.3292 | 6.7804 | 6.6905 | 6.6905 | 6.6905 | 6.6905 | 6.6905 | 6.6905 | 6.6905 | 6.6905 | 6.6905 | 6.6905 | 6.6905 | 6.6905 | 3.3452 | 0 | 0 | 0 | 0 | 0 | 0 | 0 | 0 | 0 | 0 | 0 | 0 | 0 | 0 | 0 | 0 | 0 | 0 | 0 | 0 | 0 | 0 | 0 | 0 | 0 | 0 | 0 | 0 | 0 | 0 | 0 | 0 | 0 | 0 | 0 | 0 | 0
Tax Depreciation - State
Cost of new equipment in service basis | 0 | 0 | 0 | 149.9433 | 0 | 0 | 0 | 0 | 0 | 0 | 0 | 0 | 0 | 0 | 0 | 0 | 0 | 0 | 0 | 0 | 0 | 0 | 0 | 0 | 0 | 0 | 0 | 0 | 0 | 0 | 0 | 0 | 0 | 0 | 0 | 0 | 0 | 0 | 0 | 0 | 0 | 0 | 0 | 0 | 0 | 0 | 0 | 0 | 0 | 0 | 0 | 0 | -149.9433 | 0 | 0 | 0 | 0 | 0 | 0 | 0 | 0 | 0 | 0
Bonus Depreciation (N/A) | 0 | 0 | 0 | 0 | 0 | 0 | 0 | 0 | 0 | 0 | 0 | 0 | 0 | 0 | 0 | 0 | 0 | 0 | 0 | 0 | 0 | 0 | 0 | 0 | 0 | 0 | 0 | 0 | 0 | 0 | 0 | 0 | 0 | 0 | 0 | 0 | 0 | 0 | 0 | 0 | 0 | 0 | 0 | 0 | 0 | 0 | 0 | 0 | 0 | 0 | 0 | 0 | 0 | 0 | 0 | 0 | 0 | 0 | 0 | 0 | 0 | 0 | 0
Regular Depreciation basis (Cumulative) | 0 | 0 | 0 | 149.9433 | 149.9433 | 149.9433 | 149.9433 | 149.9433 | 149.9433 | 149.9433 | 149.9433 | 149.9433 | 149.9433 | 149.9433 | 149.9433 | 149.9433 | 149.9433 | 149.9433 | 149.9433 | 149.9433 | 149.9433 | 149.9433 | 149.9433 | 149.9433 | 149.9433 | 149.9433 | 149.9433 | 149.9433 | 149.9433 | 149.9433 | 149.9433 | 149.9433 | 149.9433 | 149.9433 | 149.9433 | 149.9433 | 149.9433 | 149.9433 | 149.9433 | 149.9433 | 149.9433 | 149.9433 | 149.9433 | 149.9433 | 149.9433 | 149.9433 | 149.9433 | 149.9433 | 149.9433 | 149.9433 | 149.9433 | 149.9433 | 0 | 0 | 0 | 0 | 0 | 0 | 0 | 0 | 0 | 0 | 0
RegularDepreciation | 0 | 0 | 0 | 5.6229 | 10.8244 | 10.0117 | 9.262 | 8.5663 | 7.9245 | 7.3292 | 6.7804 | 6.6905 | 6.6905 | 6.6905 | 6.6905 | 6.6905 | 6.6905 | 6.6905 | 6.6905 | 6.6905 | 6.6905 | 6.6905 | 6.6905 | 3.3452 | 0 | 0 | 0 | 0 | 0 | 0 | 0 | 0 | 0 | 0 | 0 | 0 | 0 | 0 | 0 | 0 | 0 | 0 | 0 | 0 | 0 | 0 | 0 | 0 | 0 | 0 | 0 | 0 | 0 | 0 | 0 | 0 | 0 | 0 | 0 | 0 | 0 | 0 | 0 | 149.9523
Total Depreciation for year | 0 | 0 | 0 | 5.6229 | 10.8244 | 10.0117 | 9.262 | 8.5663 | 7.9245 | 7.3292 | 6.7804 | 6.6905 | 6.6905 | 6.6905 | 6.6905 | 6.6905 | 6.6905 | 6.6905 | 6.6905 | 6.6905 | 6.6905 | 6.6905 | 6.6905 | 3.3452 | 0 | 0 | 0 | 0 | 0 | 0 | 0 | 0 | 0 | 0 | 0 | 0 | 0 | 0 | 0 | 0 | 0 | 0 | 0 | 0 | 0 | 0 | 0 | 0 | 0 | 0 | 0 | 0 | 0 | 0 | 0 | 0 | 0 | 0 | 0 | 0 | 0 | 0 | 0
Book Depreciation with COR
2014 | 0 | 0 | 0 | 0 | 0 | 0 | 0 | 0 | 0 | 0 | 0 | 0 | 0 | 0 | 0 | 0 | 0 | 0 | 0 | 0 | 0 | 0 | 0 | 0 | 0 | 0 | 0 | 0 | 0 | 0 | 0 | 0 | 0 | 0 | 0 | 0 | 0 | 0 | 0 | 0 | 0 | 0 | 0 | 0 | 0 | 0 | 0 | 0 | 0 | 0 | [13 empty] | 0
2015 |  | 0 | 0 | 0 | 0 | 0 | 0 | 0 | 0 | 0 | 0 | 0 | 0 | 0 | 0 | 0 | 0 | 0 | 0 | 0 | 0 | 0 | 0 | 0 | 0 | 0 | 0 | 0 | 0 | 0 | 0 | 0 | 0 | 0 | 0 | 0 | 0 | 0 | 0 | 0 | 0 | 0 | 0 | 0 | 0 | 0 | 0 | 0 | 0 | 0 | 0 | [12 empty] | 0 | check - total PIS
2016 |  |  | 0 | 0 | 0 | 0 | 0 | 0 | 0 | 0 | 0 | 0 | 0 | 0 | 0 | 0 | 0 | 0 | 0 | 0 | 0 | 0 | 0 | 0 | 0 | 0 | 0 | 0 | 0 | 0 | 0 | 0 | 0 | 0 | 0 | 0 | 0 | 0 | 0 | 0 | 0 | 0 | 0 | 0 | 0 | 0 | 0 | 0 | 0 | 0 | 0 | 0 | [11 empty] | 0 | 0
2017 |  |  |  | 2.9239 | 2.9239 | 2.9239 | 2.9239 | 2.9239 | 2.9239 | 2.9239 | 2.9239 | 2.9239 | 2.9239 | 2.9239 | 2.9239 | 2.9239 | 2.9239 | 2.9239 | 2.9239 | 2.9239 | 2.9239 | 2.9239 | 2.9239 | 2.9239 | 2.9239 | 2.9239 | 2.9239 | 2.9239 | 2.9239 | 2.9239 | 2.9239 | 2.9239 | 2.9239 | 2.9239 | 2.9239 | 2.9239 | 2.9239 | 2.9239 | 2.9239 | 2.9239 | 2.9239 | 2.9239 | 2.9239 | 2.9239 | 2.9239 | 2.9239 | 2.9239 | 2.9239 | 2.9239 | 2.9239 | 2.9239 | 2.9239 | 2.9239 | [10 empty] | 146.1947 | 146.1947
2018 |  |  |  |  | 0 | 0 | 0 | 0 | 0 | 0 | 0 | 0 | 0 | 0 | 0 | 0 | 0 | 0 | 0 | 0 | 0 | 0 | 0 | 0 | 0 | 0 | 0 | 0 | 0 | 0 | 0 | 0 | 0 | 0 | 0 | 0 | 0 | 0 | 0 | 0 | 0 | 0 | 0 | 0 | 0 | 0 | 0 | 0 | 0 | 0 | 0 | 0 | 0 | 0 | [9 empty] | 0
2019 | [5 empty] | 0 | 0 | 0 | 0 | 0 | 0 | 0 | 0 | 0 | 0 | 0 | 0 | 0 | 0 | 0 | 0 | 0 | 0 | 0 | 0 | 0 | 0 | 0 | 0 | 0 | 0 | 0 | 0 | 0 | 0 | 0 | 0 | 0 | 0 | 0 | 0 | 0 | 0 | 0 | 0 | 0 | 0 | 0 | 0 | 0 | 0 | 0 | 0 | 0 | 0 | [8 empty] | 0 | 0
2020 | [6 empty] | 0 | 0 | 0 | 0 | 0 | 0 | 0 | 0 | 0 | 0 | 0 | 0 | 0 | 0 | 0 | 0 | 0 | 0 | 0 | 0 | 0 | 0 | 0 | 0 | 0 | 0 | 0 | 0 | 0 | 0 | 0 | 0 | 0 | 0 | 0 | 0 | 0 | 0 | 0 | 0 | 0 | 0 | 0 | 0 | 0 | 0 | 0 | 0 | 0 | 0 | [7 empty] | 0
2021 | [7 empty] | 0 | 0 | 0 | 0 | 0 | 0 | 0 | 0 | 0 | 0 | 0 | 0 | 0 | 0 | 0 | 0 | 0 | 0 | 0 | 0 | 0 | 0 | 0 | 0 | 0 | 0 | 0 | 0 | 0 | 0 | 0 | 0 | 0 | 0 | 0 | 0 | 0 | 0 | 0 | 0 | 0 | 0 | 0 | 0 | 0 | 0 | 0 | 0 | 0 | 0 | [6 empty] | 0
2022 | [8 empty] | 0 | 0 | 0 | 0 | 0 | 0 | 0 | 0 | 0 | 0 | 0 | 0 | 0 | 0 | 0 | 0 | 0 | 0 | 0 | 0 | 0 | 0 | 0 | 0 | 0 | 0 | 0 | 0 | 0 | 0 | 0 | 0 | 0 | 0 | 0 | 0 | 0 | 0 | 0 | 0 | 0 | 0 | 0 | 0 | 0 | 0 | 0 | 0 | 0 | 0 | [5 empty] | 0
2023 | [9 empty] | 0 | 0 | 0 | 0 | 0 | 0 | 0 | 0 | 0 | 0 | 0 | 0 | 0 | 0 | 0 | 0 | 0 | 0 | 0 | 0 | 0 | 0 | 0 | 0 | 0 | 0 | 0 | 0 | 0 | 0 | 0 | 0 | 0 | 0 | 0 | 0 | 0 | 0 | 0 | 0 | 0 | 0 | 0 | 0 | 0 | 0 | 0 | 0 | 0 | 0 |  |  |  |  | 0
2024 | [10 empty] | 0 | 0 | 0 | 0 | 0 | 0 | 0 | 0 | 0 | 0 | 0 | 0 | 0 | 0 | 0 | 0 | 0 | 0 | 0 | 0 | 0 | 0 | 0 | 0 | 0 | 0 | 0 | 0 | 0 | 0 | 0 | 0 | 0 | 0 | 0 | 0 | 0 | 0 | 0 | 0 | 0 | 0 | 0 | 0 | 0 | 0 | 0 | 0 | 0 | 0 |  |  |  | 0 | 0
2025 | [11 empty] | 0 | 0 | 0 | 0 | 0 | 0 | 0 | 0 | 0 | 0 | 0 | 0 | 0 | 0 | 0 | 0 | 0 | 0 | 0 | 0 | 0 | 0 | 0 | 0 | 0 | 0 | 0 | 0 | 0 | 0 | 0 | 0 | 0 | 0 | 0 | 0 | 0 | 0 | 0 | 0 | 0 | 0 | 0 | 0 | 0 | 0 | 0 | 0 | 0 | 0 |  |  | 0
2026 | [12 empty] | 0 | 0 | 0 | 0 | 0 | 0 | 0 | 0 | 0 | 0 | 0 | 0 | 0 | 0 | 0 | 0 | 0 | 0 | 0 | 0 | 0 | 0 | 0 | 0 | 0 | 0 | 0 | 0 | 0 | 0 | 0 | 0 | 0 | 0 | 0 | 0 | 0 | 0 | 0 | 0 | 0 | 0 | 0 | 0 | 0 | 0 | 0 | 0 | 0 | 0 |  | 0
| 0 | 0 | 0 | 2.9239 | 2.9239 | 2.9239 | 2.9239 | 2.9239 | 2.9239 | 2.9239 | 2.9239 | 2.9239 | 2.9239 | 2.9239 | 2.9239 | 2.9239 | 2.9239 | 2.9239 | 2.9239 | 2.9239 | 2.9239 | 2.9239 | 2.9239 | 2.9239 | 2.9239 | 2.9239 | 2.9239 | 2.9239 | 2.9239 | 2.9239 | 2.9239 | 2.9239 | 2.9239 | 2.9239 | 2.9239 | 2.9239 | 2.9239 | 2.9239 | 2.9239 | 2.9239 | 2.9239 | 2.9239 | 2.9239 | 2.9239 | 2.9239 | 2.9239 | 2.9239 | 2.9239 | 2.9239 | 2.9239 | 2.9239 | 2.9239 | 2.9239 | 0 | 0 | 0 | 0 | 0 | 0 | 0 | 0 | 0 | 0 | 146.1947
Book Depreciation- excl. Salvage
2014 | 0 | 0 | 0 | 0 | 0 | 0 | 0 | 0 | 0 | 0 | 0 | 0 | 0 | 0 | 0 | 0 | 0 | 0 | 0 | 0 | 0 | 0 | 0 | 0 | 0 |  |  | 0 | 0 | 0 | 0 | 0 | 0 | 0 | 0 | 0 | 0 | 0 | 0 | 0 | 0 | 0 | 0 | 0 | 0 | 0 | 0 | 0 | 0 | 0 | 0 | 0 | [11 empty] | 0
2015 |  | 0 | 0 | 0 | 0 | 0 | 0 | 0 | 0 | 0 | 0 | 0 | 0 | 0 | 0 | 0 | 0 | 0 | 0 | 0 | 0 | 0 | 0 | 0 | 0 | 0 |  | 0 | 0 | 0 | 0 | 0 | 0 | 0 | 0 | 0 | 0 | 0 | 0 | 0 | 0 | 0 | 0 | 0 | 0 | 0 | 0 | 0 | 0 | 0 | 0 | 0 | [11 empty] | 0 | check - total PIS
2016 |  |  | 0 | 0 | 0 | 0 | 0 | 0 | 0 | 0 | 0 | 0 | 0 | 0 | 0 | 0 | 0 | 0 | 0 | 0 | 0 | 0 | 0 | 0 | 0 | 0 | 0 | 0 | 0 | 0 | 0 | 0 | 0 | 0 | 0 | 0 | 0 | 0 | 0 | 0 | 0 | 0 | 0 | 0 | 0 | 0 | 0 | 0 | 0 | 0 | 0 | 0 | [11 empty] | 0 | 0
2017 |  |  |  | 2.9989 | 2.9989 | 2.9989 | 2.9989 | 2.9989 | 2.9989 | 2.9989 | 2.9989 | 2.9989 | 2.9989 | 2.9989 | 2.9989 | 2.9989 | 2.9989 | 2.9989 | 2.9989 | 2.9989 | 2.9989 | 2.9989 | 2.9989 | 2.9989 | 2.9989 | 2.9989 | 2.9989 | 2.9989 | 2.9989 | 2.9989 | 2.9989 | 2.9989 | 2.9989 | 2.9989 | 2.9989 | 2.9989 | 2.9989 | 2.9989 | 2.9989 | 2.9989 | 2.9989 | 2.9989 | 2.9989 | 2.9989 | 2.9989 | 2.9989 | 2.9989 | 2.9989 | 2.9989 | 2.9989 | 2.9989 | 2.9989 | 2.9989 | [10 empty] | 149.9433 | 149.9433
2018 |  |  |  |  | 0 | 0 | 0 | 0 | 0 | 0 | 0 | 0 | 0 | 0 | 0 | 0 | 0 | 0 | 0 | 0 | 0 | 0 | 0 | 0 | 0 | 0 | 0 | 0 | 0 | 0 | 0 | 0 | 0 | 0 | 0 | 0 | 0 | 0 | 0 | 0 | 0 | 0 | 0 | 0 | 0 | 0 | 0 | 0 | 0 | 0 | 0 | 0 | 0 | 0 | [9 empty] | 0
2019 | [5 empty] | 0 | 0 | 0 | 0 | 0 | 0 | 0 | 0 | 0 | 0 | 0 | 0 | 0 | 0 | 0 | 0 | 0 | 0 | 0 | 0 | 0 | 0 | 0 | 0 | 0 | 0 | 0 | 0 | 0 | 0 | 0 | 0 | 0 | 0 | 0 | 0 | 0 | 0 | 0 | 0 | 0 | 0 | 0 | 0 | 0 | 0 | 0 | 0 | 0 | 0 | [8 empty] | 0 | 0
2020 | [6 empty] | 0 | 0 | 0 | 0 | 0 | 0 | 0 | 0 | 0 | 0 | 0 | 0 | 0 | 0 | 0 | 0 | 0 | 0 | 0 | 0 | 0 | 0 | 0 | 0 | 0 | 0 | 0 | 0 | 0 | 0 | 0 | 0 | 0 | 0 | 0 | 0 | 0 | 0 | 0 | 0 | 0 | 0 | 0 | 0 | 0 | 0 | 0 | 0 | 0 | 0 | [7 empty] | 0
2021 | [7 empty] | 0 | 0 | 0 | 0 | 0 | 0 | 0 | 0 | 0 | 0 | 0 | 0 | 0 | 0 | 0 | 0 | 0 | 0 | 0 | 0 | 0 | 0 | 0 | 0 | 0 | 0 | 0 | 0 | 0 | 0 | 0 | 0 | 0 | 0 | 0 | 0 | 0 | 0 | 0 | 0 | 0 | 0 | 0 | 0 | 0 | 0 | 0 | 0 | 0 | 0 | [6 empty] | 0
2022 | [8 empty] | 0 | 0 | 0 | 0 | 0 | 0 | 0 | 0 | 0 | 0 | 0 | 0 | 0 | 0 | 0 | 0 | 0 | 0 | 0 | 0 | 0 | 0 | 0 | 0 | 0 | 0 | 0 | 0 | 0 | 0 | 0 | 0 | 0 | 0 | 0 | 0 | 0 | 0 | 0 | 0 | 0 | 0 | 0 | 0 | 0 | 0 | 0 | 0 | 0 | 0 | [5 empty] | 0
2023 | [9 empty] | 0 | 0 | 0 | 0 | 0 | 0 | 0 | 0 | 0 | 0 | 0 | 0 | 0 | 0 | 0 | 0 | 0 | 0 | 0 | 0 | 0 | 0 | 0 | 0 | 0 | 0 | 0 | 0 | 0 | 0 | 0 | 0 | 0 | 0 | 0 | 0 | 0 | 0 | 0 | 0 | 0 | 0 | 0 | 0 | 0 | 0 | 0 | 0 | 0 | 0 |  |  |  |  | 0
2024 | [10 empty] | 0 | 0 | 0 | 0 | 0 | 0 | 0 | 0 | 0 | 0 | 0 | 0 | 0 | 0 | 0 | 0 | 0 | 0 | 0 | 0 | 0 | 0 | 0 | 0 | 0 | 0 | 0 | 0 | 0 | 0 | 0 | 0 | 0 | 0 | 0 | 0 | 0 | 0 | 0 | 0 | 0 | 0 | 0 | 0 | 0 | 0 | 0 | 0 | 0 | 0 |  |  |  | 0 | 0
2025 | [11 empty] | 0 | 0 | 0 | 0 | 0 | 0 | 0 | 0 | 0 | 0 | 0 | 0 | 0 | 0 | 0 | 0 | 0 | 0 | 0 | 0 | 0 | 0 | 0 | 0 | 0 | 0 | 0 | 0 | 0 | 0 | 0 | 0 | 0 | 0 | 0 | 0 | 0 | 0 | 0 | 0 | 0 | 0 | 0 | 0 | 0 | 0 | 0 | 0 | 0 | 0 |  |  | 0
2026 | [12 empty] | 0 | 0 | 0 | 0 | 0 | 0 | 0 | 0 | 0 | 0 | 0 | 0 | 0 | 0 | 0 | 0 | 0 | 0 | 0 | 0 | 0 | 0 | 0 | 0 | 0 | 0 | 0 | 0 | 0 | 0 | 0 | 0 | 0 | 0 | 0 | 0 | 0 | 0 | 0 | 0 | 0 | 0 | 0 | 0 | 0 | 0 | 0 | 0 | 0 | 0 |  | 0 | 0
| 0 | 0 | 0 | 2.9989 | 2.9989 | 2.9989 | 2.9989 | 2.9989 | 2.9989 | 2.9989 | 2.9989 | 2.9989 | 2.9989 | 2.9989 | 2.9989 | 2.9989 | 2.9989 | 2.9989 | 2.9989 | 2.9989 | 2.9989 | 2.9989 | 2.9989 | 2.9989 | 2.9989 | 2.9989 | 2.9989 | 2.9989 | 2.9989 | 2.9989 | 2.9989 | 2.9989 | 2.9989 | 2.9989 | 2.9989 | 2.9989 | 2.9989 | 2.9989 | 2.9989 | 2.9989 | 2.9989 | 2.9989 | 2.9989 | 2.9989 | 2.9989 | 2.9989 | 2.9989 | 2.9989 | 2.9989 | 2.9989 | 2.9989 | 2.9989 | 2.9989 | 0 | 0 | 0 | 0 | 0 | 0 | 0 | 0 | 0 | 0 | 149.9433
Note on A50: Lee, Betty: rate base does not include CWIP b/c the CapEx dollars include an AFUDC component in it already

## 3a-2026
Project No. | 3a
Project Desc. | 135 MW from Brownsville to Gateway Park SS
Book Life | 50
Tax Life | 20N
Salvage Rate | 2.5%
| 2014 | 2015 | 2016 | 2017 | 2018 | 2019 | 2020 | 2021 | 2022 | 2023 | 2024 | 2025 | 2026 | 2027 | 2028 | 2029 | 2030 | 2031 | 2032 | 2033 | 2034 | 2035 | 2036 | 2037 | 2038 | 2039 | 2040 | 2041 | 2042 | 2043 | 2044 | 2045 | 2046 | 2047 | 2048 | 2049 | 2050 | 2051 | 2052 | 2053 | 2054 | 2055 | 2056 | 2057 | 2058 | 2059 | 2060 | 2061 | 2062 | 2063 | 2064 | 2065 | 2066 | 2067 | 2068 | 2069 | 2070 | 2071 | 2072 | 2073 | 2074 | 2075 | 2076
Closing to Plant (Y/N) | N | N | N | N | N | N | N | N | N | N | N | N | N | N | N | N | N | N | N | N | N | N | N | N | N | N | N | N | N | N | N | N | N | N | N | N | N | N | N | N | N | N | N | N | N | N | N | N | N | N | N | N | N | N | N | N | N | N | N | N | N | N | N | Total
CWIP
Beginning of Period | 0 | 0 | 0 | 0 | 0 | 0 | 0 | 0 | 0 | 0 | 0 | 60.1674 | 164.1166 | 0 | 0 | 0 | 0 | 0 | 0 | 0 | 0 | 0 | 0 | 0 | 0 | 0 | 0 | 0 | 0 | 0 | 0 | 0 | 0 | 0 | 0 | 0 | 0 | 0 | 0 | 0 | 0 | 0 | 0 | 0 | 0 | 0 | 0 | 0 | 0 | 0 | 0 | 0 | 0 | 0 | 0 | 0 | 0 | 0 | 0 | 0 | 0 | 0 | 0
Activity
Capex | 0 | 0 | 0 | 0 | 0 | 0 | 0 | 0 | 0 | 0 | 60.1674 | 103.9492 | 43.1015 | [50 empty] | 207.2182
Closings to Plant | [12 empty] | -207.2182 | [50 empty] | -207.2182
End of Period | 0 | 0 | 0 | 0 | 0 | 0 | 0 | 0 | 0 | 0 | 60.1674 | 164.1166 | 0 | 0 | 0 | 0 | 0 | 0 | 0 | 0 | 0 | 0 | 0 | 0 | 0 | 0 | 0 | 0 | 0 | 0 | 0 | 0 | 0 | 0 | 0 | 0 | 0 | 0 | 0 | 0 | 0 | 0 | 0 | 0 | 0 | 0 | 0 | 0 | 0 | 0 | 0 | 0 | 0 | 0 | 0 | 0 | 0 | 0 | 0 | 0 | 0 | 0 | 0
Average | 0 | 0 | 0 | 0 | 0 | 0 | 0 | 0 | 0 | 0 | 30.0837 | 112.142 | 82.0583 | 0 | 0 | 0 | 0 | 0 | 0 | 0 | 0 | 0 | 0 | 0 | 0 | 0 | 0 | 0 | 0 | 0 | 0 | 0 | 0 | 0 | 0 | 0 | 0 | 0 | 0 | 0 | 0 | 0 | 0 | 0 | 0 | 0 | 0 | 0 | 0 | 0 | 0 | 0 | 0 | 0 | 0 | 0 | 0 | 0 | 0 | 0 | 0 | 0 | 0
Plant in Service
Beginning of Period | 0 | 0 | 0 | 0 | 0 | 0 | 0 | 0 | 0 | 0 | 0 | 0 | 0 | 207.2182 | 207.2182 | 207.2182 | 207.2182 | 207.2182 | 207.2182 | 207.2182 | 207.2182 | 207.2182 | 207.2182 | 207.2182 | 207.2182 | 207.2182 | 207.2182 | 207.2182 | 207.2182 | 207.2182 | 207.2182 | 207.2182 | 207.2182 | 207.2182 | 207.2182 | 207.2182 | 207.2182 | 207.2182 | 207.2182 | 207.2182 | 207.2182 | 207.2182 | 207.2182 | 207.2182 | 207.2182 | 207.2182 | 207.2182 | 207.2182 | 207.2182 | 207.2182 | 207.2182 | 207.2182 | 207.2182 | 207.2182 | 207.2182 | 207.2182 | 207.2182 | 207.2182 | 207.2182 | 207.2182 | 207.2182 | 207.2182 | 0
Activity | 0 | 0 | 0 | 0 | 0 | 0 | 0 | 0 | 0 | 0 | 0 | 0 | 207.2182 | 0 | 0 | 0 | 0 | 0 | 0 | 0 | 0 | 0 | 0 | 0 | 0 | 0 | 0 | 0 | 0 | 0 | 0 | 0 | 0 | 0 | 0 | 0 | 0 | 0 | 0 | 0 | 0 | 0 | 0 | 0 | 0 | 0 | 0 | 0 | 0 | 0 | 0 | 0 | 0 | 0 | 0 | 0 | 0 | 0 | 0 | 0 | 0 | -207.2182 | 0 | 0
End of Period | 0 | 0 | 0 | 0 | 0 | 0 | 0 | 0 | 0 | 0 | 0 | 0 | 207.2182 | 207.2182 | 207.2182 | 207.2182 | 207.2182 | 207.2182 | 207.2182 | 207.2182 | 207.2182 | 207.2182 | 207.2182 | 207.2182 | 207.2182 | 207.2182 | 207.2182 | 207.2182 | 207.2182 | 207.2182 | 207.2182 | 207.2182 | 207.2182 | 207.2182 | 207.2182 | 207.2182 | 207.2182 | 207.2182 | 207.2182 | 207.2182 | 207.2182 | 207.2182 | 207.2182 | 207.2182 | 207.2182 | 207.2182 | 207.2182 | 207.2182 | 207.2182 | 207.2182 | 207.2182 | 207.2182 | 207.2182 | 207.2182 | 207.2182 | 207.2182 | 207.2182 | 207.2182 | 207.2182 | 207.2182 | 207.2182 | 0 | 0
Average | 0 | 0 | 0 | 0 | 0 | 0 | 0 | 0 | 0 | 0 | 0 | 0 | 103.6091 | 207.2182 | 207.2182 | 207.2182 | 207.2182 | 207.2182 | 207.2182 | 207.2182 | 207.2182 | 207.2182 | 207.2182 | 207.2182 | 207.2182 | 207.2182 | 207.2182 | 207.2182 | 207.2182 | 207.2182 | 207.2182 | 207.2182 | 207.2182 | 207.2182 | 207.2182 | 207.2182 | 207.2182 | 207.2182 | 207.2182 | 207.2182 | 207.2182 | 207.2182 | 207.2182 | 207.2182 | 207.2182 | 207.2182 | 207.2182 | 207.2182 | 207.2182 | 207.2182 | 207.2182 | 207.2182 | 207.2182 | 207.2182 | 207.2182 | 207.2182 | 207.2182 | 207.2182 | 207.2182 | 207.2182 | 207.2182 | 103.6091 | 0
Tax Depreciation
Beginning of Period | 0 | 0 | 0 | 0 | 0 | 0 | 0 | 0 | 0 | 0 | 0 | 0 | 0 | 15.5414 | 45.4595 | 73.1314 | 98.7312 | 122.4079 | 144.3109 | 164.5685 | 183.3093 | 201.8015 | 220.2936 | 238.7858 | 257.2779 | 275.7701 | 294.2622 | 312.7544 | 331.2465 | 349.7387 | 368.2308 | 386.723 | 405.2151 | 414.4612 | 414.4612 | 414.4612 | 414.4612 | 414.4612 | 414.4612 | 414.4612 | 414.4612 | 414.4612 | 414.4612 | 414.4612 | 414.4612 | 414.4612 | 414.4612 | 414.4612 | 414.4612 | 414.4612 | 414.4612 | 414.4612 | 414.4612 | 414.4612 | 414.4612 | 414.4612 | 414.4612 | 414.4612 | 414.4612 | 414.4612 | 414.4612 | 414.4612 | 414.4612
Federal | 0 | 0 | 0 | 0 | 0 | 0 | 0 | 0 | 0 | 0 | 0 | 0 | 7.7707 | 14.9591 | 13.836 | 12.7999 | 11.8384 | 10.9515 | 10.1288 | 9.3704 | 9.2461 | 9.2461 | 9.2461 | 9.2461 | 9.2461 | 9.2461 | 9.2461 | 9.2461 | 9.2461 | 9.2461 | 9.2461 | 9.2461 | 4.623 | 0 | 0 | 0 | 0 | 0 | 0 | 0 | 0 | 0 | 0 | 0 | 0 | 0 | 0 | 0 | 0 | 0 | 0 | 0 | 0 | 0 | 0 | 0 | 0 | 0 | 0 | 0 | 0 | 0 | 0 | 207.2306
State | 0 | 0 | 0 | 0 | 0 | 0 | 0 | 0 | 0 | 0 | 0 | 0 | 7.7707 | 14.9591 | 13.836 | 12.7999 | 11.8384 | 10.9515 | 10.1288 | 9.3704 | 9.2461 | 9.2461 | 9.2461 | 9.2461 | 9.2461 | 9.2461 | 9.2461 | 9.2461 | 9.2461 | 9.2461 | 9.2461 | 9.2461 | 4.623 | 0 | 0 | 0 | 0 | 0 | 0 | 0 | 0 | 0 | 0 | 0 | 0 | 0 | 0 | 0 | 0 | 0 | 0 | 0 | 0 | 0 | 0 | 0 | 0 | 0 | 0 | 0 | 0 | 0 | 0 | 207.2306
End of Period | 0 | 0 | 0 | 0 | 0 | 0 | 0 | 0 | 0 | 0 | 0 | 0 | 15.5414 | 45.4595 | 73.1314 | 98.7312 | 122.4079 | 144.3109 | 164.5685 | 183.3093 | 201.8015 | 220.2936 | 238.7858 | 257.2779 | 275.7701 | 294.2622 | 312.7544 | 331.2465 | 349.7387 | 368.2308 | 386.723 | 405.2151 | 414.4612 | 414.4612 | 414.4612 | 414.4612 | 414.4612 | 414.4612 | 414.4612 | 414.4612 | 414.4612 | 414.4612 | 414.4612 | 414.4612 | 414.4612 | 414.4612 | 414.4612 | 414.4612 | 414.4612 | 414.4612 | 414.4612 | 414.4612 | 414.4612 | 414.4612 | 414.4612 | 414.4612 | 414.4612 | 414.4612 | 414.4612 | 414.4612 | 414.4612 | 414.4612 | 414.4612
Average | 0 | 0 | 0 | 0 | 0 | 0 | 0 | 0 | 0 | 0 | 0 | 0 | 7.7707 | 30.5004 | 59.2955 | 85.9313 | 110.5695 | 133.3594 | 154.4397 | 173.9389 | 192.5554 | 211.0475 | 229.5397 | 248.0318 | 266.524 | 285.0161 | 303.5083 | 322.0004 | 340.4926 | 358.9847 | 377.4769 | 395.969 | 409.8381 | 414.4612 | 414.4612 | 414.4612 | 414.4612 | 414.4612 | 414.4612 | 414.4612 | 414.4612 | 414.4612 | 414.4612 | 414.4612 | 414.4612 | 414.4612 | 414.4612 | 414.4612 | 414.4612 | 414.4612 | 414.4612 | 414.4612 | 414.4612 | 414.4612 | 414.4612 | 414.4612 | 414.4612 | 414.4612 | 414.4612 | 414.4612 | 414.4612 | 414.4612 | 414.4612
Book Depreciation with COR
Beginning of Period | 0 | 0 | 0 | 0 | 0 | 0 | 0 | 0 | 0 | 0 | 0 | 0 | 0 | 4.0408 | 8.0815 | 12.1223 | 16.163 | 20.2038 | 24.2445 | 28.2853 | 32.326 | 36.3668 | 40.4075 | 44.4483 | 48.489 | 52.5298 | 56.5706 | 60.6113 | 64.6521 | 68.6928 | 72.7336 | 76.7743 | 80.8151 | 84.8558 | 88.8966 | 92.9373 | 96.9781 | 101.0189 | 105.0596 | 109.1004 | 113.1411 | 117.1819 | 121.2226 | 125.2634 | 129.3041 | 133.3449 | 137.3856 | 141.4264 | 145.4671 | 149.5079 | 153.5487 | 157.5894 | 161.6302 | 165.6709 | 169.7117 | 173.7524 | 177.7932 | 181.8339 | 185.8747 | 189.9154 | 193.9562 | 197.9969 | 0
Activity | 0 | 0 | 0 | 0 | 0 | 0 | 0 | 0 | 0 | 0 | 0 | 0 | 4.0408 | 4.0408 | 4.0408 | 4.0408 | 4.0408 | 4.0408 | 4.0408 | 4.0408 | 4.0408 | 4.0408 | 4.0408 | 4.0408 | 4.0408 | 4.0408 | 4.0408 | 4.0408 | 4.0408 | 4.0408 | 4.0408 | 4.0408 | 4.0408 | 4.0408 | 4.0408 | 4.0408 | 4.0408 | 4.0408 | 4.0408 | 4.0408 | 4.0408 | 4.0408 | 4.0408 | 4.0408 | 4.0408 | 4.0408 | 4.0408 | 4.0408 | 4.0408 | 4.0408 | 4.0408 | 4.0408 | 4.0408 | 4.0408 | 4.0408 | 4.0408 | 4.0408 | 4.0408 | 4.0408 | 4.0408 | 4.0408 | 4.0408 | 0 | 202.0377
Book Depreciation Related to Retired PIS | [49 empty] | 0 | 0 | 0 | 0 | 0 | 0 | 0 | 0 | 0 | 0 | 0 | 0 | -202.0377 |  | -202.0377
End of Period | 0 | 0 | 0 | 0 | 0 | 0 | 0 | 0 | 0 | 0 | 0 | 0 | 4.0408 | 8.0815 | 12.1223 | 16.163 | 20.2038 | 24.2445 | 28.2853 | 32.326 | 36.3668 | 40.4075 | 44.4483 | 48.489 | 52.5298 | 56.5706 | 60.6113 | 64.6521 | 68.6928 | 72.7336 | 76.7743 | 80.8151 | 84.8558 | 88.8966 | 92.9373 | 96.9781 | 101.0189 | 105.0596 | 109.1004 | 113.1411 | 117.1819 | 121.2226 | 125.2634 | 129.3041 | 133.3449 | 137.3856 | 141.4264 | 145.4671 | 149.5079 | 153.5487 | 157.5894 | 161.6302 | 165.6709 | 169.7117 | 173.7524 | 177.7932 | 181.8339 | 185.8747 | 189.9154 | 193.9562 | 197.9969 | 0 | 0
Average | 0 | 0 | 0 | 0 | 0 | 0 | 0 | 0 | 0 | 0 | 0 | 0 | 2.0204 | 6.0611 | 10.1019 | 14.1426 | 18.1834 | 22.2241 | 26.2649 | 30.3057 | 34.3464 | 38.3872 | 42.4279 | 46.4687 | 50.5094 | 54.5502 | 58.5909 | 62.6317 | 66.6724 | 70.7132 | 74.7539 | 78.7947 | 82.8355 | 86.8762 | 90.917 | 94.9577 | 98.9985 | 103.0392 | 107.08 | 111.1207 | 115.1615 | 119.2022 | 123.243 | 127.2838 | 131.3245 | 135.3653 | 139.406 | 143.4468 | 147.4875 | 151.5283 | 155.569 | 159.6098 | 163.6505 | 167.6913 | 171.732 | 175.7728 | 179.8136 | 183.8543 | 187.8951 | 191.9358 | 195.9766 | 98.9985 | 0
Federal Deferred Tax Balance, Net of Tax
Beginning of Period | 0 | 0 | 0 | 0 | 0 | 0 | 0 | 0 | 0 | 0 | 0 | 0 | 0 | 1.2692 | 5.0544 | 8.4464 | 11.4758 | 14.1687 | 16.5512 | 18.6458 | 20.4749 | 22.2605 | 24.0461 | 25.8317 | 27.6173 | 29.4029 | 31.1885 | 32.9741 | 34.7597 | 36.5453 | 38.3309 | 40.1165 | 41.9021 | 42.0696 | 40.6191 | 39.1686 | 37.7181 | 36.2675 | 34.817 | 33.3665 | 31.9159 | 30.4654 | 29.0149 | 27.5644 | 26.1138 | 24.6633 | 23.2128 | 21.7623 | 20.3117 | 18.8612 | 17.4107 | 15.9601 | 14.5096 | 13.0591 | 11.6086 | 10.158 | 8.7075 | 7.257 | 5.8065 | 4.3559 | 2.9054 | 1.4549 | 0.0043516
Activity | 0 | 0 | 0 | 0 | 0 | 0 | 0 | 0 | 0 | 0 | 0 | 0 | 1.2692 | 3.7852 | 3.3921 | 3.0294 | 2.6929 | 2.3825 | 2.0946 | 1.8291 | 1.7856 | 1.7856 | 1.7856 | 1.7856 | 1.7856 | 1.7856 | 1.7856 | 1.7856 | 1.7856 | 1.7856 | 1.7856 | 1.7856 | 0.16754 | -1.4505 | -1.4505 | -1.4505 | -1.4505 | -1.4505 | -1.4505 | -1.4505 | -1.4505 | -1.4505 | -1.4505 | -1.4505 | -1.4505 | -1.4505 | -1.4505 | -1.4505 | -1.4505 | -1.4505 | -1.4505 | -1.4505 | -1.4505 | -1.4505 | -1.4505 | -1.4505 | -1.4505 | -1.4505 | -1.4505 | -1.4505 | -1.4505 | -1.4505 | 0 | 0.0043516
End of Period | 0 | 0 | 0 | 0 | 0 | 0 | 0 | 0 | 0 | 0 | 0 | 0 | 1.2692 | 5.0544 | 8.4464 | 11.4758 | 14.1687 | 16.5512 | 18.6458 | 20.4749 | 22.2605 | 24.0461 | 25.8317 | 27.6173 | 29.4029 | 31.1885 | 32.9741 | 34.7597 | 36.5453 | 38.3309 | 40.1165 | 41.9021 | 42.0696 | 40.6191 | 39.1686 | 37.7181 | 36.2675 | 34.817 | 33.3665 | 31.9159 | 30.4654 | 29.0149 | 27.5644 | 26.1138 | 24.6633 | 23.2128 | 21.7623 | 20.3117 | 18.8612 | 17.4107 | 15.9601 | 14.5096 | 13.0591 | 11.6086 | 10.158 | 8.7075 | 7.257 | 5.8065 | 4.3559 | 2.9054 | 1.4549 | 0.0043516 | 0.0043516
Average | 0 | 0 | 0 | 0 | 0 | 0 | 0 | 0 | 0 | 0 | 0 | 0 | 0.63461 | 3.1618 | 6.7504 | 9.9611 | 12.8223 | 15.36 | 17.5985 | 19.5604 | 21.3677 | 23.1533 | 24.9389 | 26.7245 | 28.5101 | 30.2957 | 32.0813 | 33.8669 | 35.6525 | 37.4381 | 39.2237 | 41.0093 | 41.9859 | 41.3444 | 39.8938 | 38.4433 | 36.9928 | 35.5423 | 34.0917 | 32.6412 | 31.1907 | 29.7402 | 28.2896 | 26.8391 | 25.3886 | 23.938 | 22.4875 | 21.037 | 19.5865 | 18.1359 | 16.6854 | 15.2349 | 13.7844 | 12.3338 | 10.8833 | 9.4328 | 7.9823 | 6.5317 | 5.0812 | 3.6307 | 2.1801 | 0.72962 | 0.0043516
State Deferred Tax Balance
Beginning of Period | 0 | 0 | 0 | 0 | 0 | 0 | 0 | 0 | 0 | 0 | 0 | 0 | 0 | 0.23571 | 0.93867 | 1.5686 | 2.1312 | 2.6313 | 3.0738 | 3.4628 | 3.8025 | 4.1341 | 4.4657 | 4.7973 | 5.1289 | 5.4605 | 5.7922 | 6.1238 | 6.4554 | 6.787 | 7.1186 | 7.4502 | 7.7818 | 7.8129 | 7.5435 | 7.2742 | 7.0048 | 6.7354 | 6.466 | 6.1966 | 5.9272 | 5.6579 | 5.3885 | 5.1191 | 4.8497 | 4.5803 | 4.3109 | 4.0416 | 3.7722 | 3.5028 | 3.2334 | 2.964 | 2.6946 | 2.4253 | 2.1559 | 1.8865 | 1.6171 | 1.3477 | 1.0783 | 0.80896 | 0.53958 | 0.27019 | 0.00080815
Activity | 0 | 0 | 0 | 0 | 0 | 0 | 0 | 0 | 0 | 0 | 0 | 0 | 0.23571 | 0.70296 | 0.62995 | 0.56261 | 0.50011 | 0.44246 | 0.38899 | 0.33969 | 0.33161 | 0.33161 | 0.33161 | 0.33161 | 0.33161 | 0.33161 | 0.33161 | 0.33161 | 0.33161 | 0.33161 | 0.33161 | 0.33161 | 0.031114 | -0.26938 | -0.26938 | -0.26938 | -0.26938 | -0.26938 | -0.26938 | -0.26938 | -0.26938 | -0.26938 | -0.26938 | -0.26938 | -0.26938 | -0.26938 | -0.26938 | -0.26938 | -0.26938 | -0.26938 | -0.26938 | -0.26938 | -0.26938 | -0.26938 | -0.26938 | -0.26938 | -0.26938 | -0.26938 | -0.26938 | -0.26938 | -0.26938 | -0.26938 | 0 | 0.00080815
End of Period | 0 | 0 | 0 | 0 | 0 | 0 | 0 | 0 | 0 | 0 | 0 | 0 | 0.23571 | 0.93867 | 1.5686 | 2.1312 | 2.6313 | 3.0738 | 3.4628 | 3.8025 | 4.1341 | 4.4657 | 4.7973 | 5.1289 | 5.4605 | 5.7922 | 6.1238 | 6.4554 | 6.787 | 7.1186 | 7.4502 | 7.7818 | 7.8129 | 7.5435 | 7.2742 | 7.0048 | 6.7354 | 6.466 | 6.1966 | 5.9272 | 5.6579 | 5.3885 | 5.1191 | 4.8497 | 4.5803 | 4.3109 | 4.0416 | 3.7722 | 3.5028 | 3.2334 | 2.964 | 2.6946 | 2.4253 | 2.1559 | 1.8865 | 1.6171 | 1.3477 | 1.0783 | 0.80896 | 0.53958 | 0.27019 | 0.00080815 | 0.00080815
Average | 0 | 0 | 0 | 0 | 0 | 0 | 0 | 0 | 0 | 0 | 0 | 0 | 0.11786 | 0.58719 | 1.2536 | 1.8499 | 2.3813 | 2.8526 | 3.2683 | 3.6326 | 3.9683 | 4.2999 | 4.6315 | 4.9631 | 5.2947 | 5.6263 | 5.958 | 6.2896 | 6.6212 | 6.9528 | 7.2844 | 7.616 | 7.7974 | 7.6782 | 7.4089 | 7.1395 | 6.8701 | 6.6007 | 6.3313 | 6.0619 | 5.7926 | 5.5232 | 5.2538 | 4.9844 | 4.715 | 4.4456 | 4.1763 | 3.9069 | 3.6375 | 3.3681 | 3.0987 | 2.8293 | 2.56 | 2.2906 | 2.0212 | 1.7518 | 1.4824 | 1.213 | 0.94365 | 0.67427 | 0.40488 | 0.1355 | 0.00080815
Net Rate Base - Average | 0 | 0 | 0 | 0 | 0 | 0 | 0 | 0 | 0 | 0 | 0 | 0 | 100.8362 | 197.408 | 189.1122 | 181.2645 | 173.8312 | 166.7814 | 160.0864 | 153.7195 | 147.5357 | 141.3778 | 135.2198 | 129.0618 | 122.9039 | 116.7459 | 110.588 | 104.43 | 98.272 | 92.1141 | 85.9561 | 79.7981 | 74.5995 | 71.3193 | 68.9985 | 66.6776 | 64.3568 | 62.036 | 59.7151 | 57.3943 | 55.0734 | 52.7526 | 50.4317 | 48.1109 | 45.7901 | 43.4692 | 41.1484 | 38.8275 | 36.5067 | 34.1858 | 31.865 | 29.5441 | 27.2233 | 24.9025 | 22.5816 | 20.2608 | 17.9399 | 15.6191 | 13.2982 | 10.9774 | 8.6566 | 3.7455 | -0.0051597
EXPENSES
Income Tax - Removal Cost | 0 | 0 | 0 | 0 | 0 | 0 | 0 | 0 | 0 | 0 | 0 | 0 | -0.06994 | -0.06994 | -0.06994 | -0.06994 | -0.06994 | -0.06994 | -0.06994 | -0.06994 | -0.06994 | -0.06994 | -0.06994 | -0.06994 | -0.06994 | -0.06994 | -0.06994 | -0.06994 | -0.06994 | -0.06994 | -0.06994 | -0.06994 | -0.06994 | -0.06994 | -0.06994 | -0.06994 | -0.06994 | -0.06994 | -0.06994 | -0.06994 | -0.06994 | -0.06994 | -0.06994 | -0.06994 | -0.06994 | -0.06994 | -0.06994 | -0.06994 | -0.06994 | -0.06994 | -0.06994 | -0.06994 | -0.06994 | -0.06994 | -0.06994 | -0.06994 | -0.06994 | -0.06994 | -0.06994 | -0.06994 | -0.06994 | -0.06994 | 0 | -3.497
Book Depreciation | 0 | 0 | 0 | 0 | 0 | 0 | 0 | 0 | 0 | 0 | 0 | 0 | 4.0408 | 4.0408 | 4.0408 | 4.0408 | 4.0408 | 4.0408 | 4.0408 | 4.0408 | 4.0408 | 4.0408 | 4.0408 | 4.0408 | 4.0408 | 4.0408 | 4.0408 | 4.0408 | 4.0408 | 4.0408 | 4.0408 | 4.0408 | 4.0408 | 4.0408 | 4.0408 | 4.0408 | 4.0408 | 4.0408 | 4.0408 | 4.0408 | 4.0408 | 4.0408 | 4.0408 | 4.0408 | 4.0408 | 4.0408 | 4.0408 | 4.0408 | 4.0408 | 4.0408 | 4.0408 | 4.0408 | 4.0408 | 4.0408 | 4.0408 | 4.0408 | 4.0408 | 4.0408 | 4.0408 | 4.0408 | 4.0408 | 4.0408 | 0 | 202.0377
Property Taxes | 0 | 0 | 0 | 0 | 0 | 0 | 0 | 0 | 0 | 0 | 0 | 0 | 10.3609 | 10.3609 | 10.3609 | 10.3609 | 10.3609 | 10.3609 | 10.3609 | 10.3609 | 10.3609 | 10.3609 | 10.3609 | 10.3609 | 10.3609 | 10.3609 | 10.3609 | 10.3609 | 10.3609 | 10.3609 | 10.3609 | 10.3609 | 10.3609 | 10.3609 | 10.3609 | 10.3609 | 10.3609 | 10.3609 | 10.3609 | 10.3609 | 10.3609 | 10.3609 | 10.3609 | 10.3609 | 10.3609 | 10.3609 | 10.3609 | 10.3609 | 10.3609 | 10.3609 | 10.3609 | 10.3609 | 10.3609 | 10.3609 | 10.3609 | 10.3609 | 10.3609 | 10.3609 | 10.3609 | 10.3609 | 10.3609 | 0 | 0 | 507.6845
Total Expenses | 0 | 0 | 0 | 0 | 0 | 0 | 0 | 0 | 0 | 0 | 0 | 0 | 14.3317 | 14.3317 | 14.3317 | 14.3317 | 14.3317 | 14.3317 | 14.3317 | 14.3317 | 14.3317 | 14.3317 | 14.3317 | 14.3317 | 14.3317 | 14.3317 | 14.3317 | 14.3317 | 14.3317 | 14.3317 | 14.3317 | 14.3317 | 14.3317 | 14.3317 | 14.3317 | 14.3317 | 14.3317 | 14.3317 | 14.3317 | 14.3317 | 14.3317 | 14.3317 | 14.3317 | 14.3317 | 14.3317 | 14.3317 | 14.3317 | 14.3317 | 14.3317 | 14.3317 | 14.3317 | 14.3317 | 14.3317 | 14.3317 | 14.3317 | 14.3317 | 14.3317 | 14.3317 | 14.3317 | 14.3317 | 14.3317 | 3.9708 | 0 | 706.2252
REVENUE REQUIREMENT
Net Rate Base | 0 | 0 | 0 | 0 | 0 | 0 | 0 | 0 | 0 | 0 | 0 | 0 | 100.8362 | 197.408 | 189.1122 | 181.2645 | 173.8312 | 166.7814 | 160.0864 | 153.7195 | 147.5357 | 141.3778 | 135.2198 | 129.0618 | 122.9039 | 116.7459 | 110.588 | 104.43 | 98.272 | 92.1141 | 85.9561 | 79.7981 | 74.5995 | 71.3193 | 68.9985 | 66.6776 | 64.3568 | 62.036 | 59.7151 | 57.3943 | 55.0734 | 52.7526 | 50.4317 | 48.1109 | 45.7901 | 43.4692 | 41.1484 | 38.8275 | 36.5067 | 34.1858 | 31.865 | 29.5441 | 27.2233 | 24.9025 | 22.5816 | 20.2608 | 17.9399 | 15.6191 | 13.2982 | 10.9774 | 8.6566 | 3.7455 | -0.0051597 | 3885.045
ROR | 9.98% | 9.98% | 9.7% | 9.7% | 9.7% | 9.7% | 9.7% | 9.7% | 9.7% | 9.7% | 9.7% | 9.7% | 9.7% | 9.7% | 9.7% | 9.7% | 9.7% | 9.7% | 9.7% | 9.7% | 9.7% | 9.7% | 9.7% | 9.7% | 9.7% | 9.7% | 9.7% | 9.7% | 9.7% | 9.7% | 9.7% | 9.7% | 9.7% | 9.7% | 9.7% | 9.7% | 9.7% | 9.7% | 9.7% | 9.7% | 9.7% | 9.7% | 9.7% | 9.7% | 9.7% | 9.7% | 9.7% | 9.7% | 9.7% | 9.7% | 9.7% | 9.7% | 9.7% | 9.7% | 9.7% | 9.7% | 9.7% | 9.7% | 9.7% | 9.7% | 9.7% | 9.7% | 9.7%
Earnings Base | 0 | 0 | 0 | 0 | 0 | 0 | 0 | 0 | 0 | 0 | 0 | 0 | 9.7811 | 19.1486 | 18.3439 | 17.5827 | 16.8616 | 16.1778 | 15.5284 | 14.9108 | 14.311 | 13.7136 | 13.1163 | 12.519 | 11.9217 | 11.3244 | 10.727 | 10.1297 | 9.5324 | 8.9351 | 8.3377 | 7.7404 | 7.2361 | 6.918 | 6.6929 | 6.4677 | 6.2426 | 6.0175 | 5.7924 | 5.5672 | 5.3421 | 5.117 | 4.8919 | 4.6668 | 4.4416 | 4.2165 | 3.9914 | 3.7663 | 3.5411 | 3.316 | 3.0909 | 2.8658 | 2.6407 | 2.4155 | 2.1904 | 1.9653 | 1.7402 | 1.5151 | 1.2899 | 1.0648 | 0.83969 | 0.36331 | -0.00050049
Earnings - Expense | 0 | 0 | 0 | 0 | 0 | 0 | 0 | 0 | 0 | 0 | 0 | 0 | 14.3317 | 14.3317 | 14.3317 | 14.3317 | 14.3317 | 14.3317 | 14.3317 | 14.3317 | 14.3317 | 14.3317 | 14.3317 | 14.3317 | 14.3317 | 14.3317 | 14.3317 | 14.3317 | 14.3317 | 14.3317 | 14.3317 | 14.3317 | 14.3317 | 14.3317 | 14.3317 | 14.3317 | 14.3317 | 14.3317 | 14.3317 | 14.3317 | 14.3317 | 14.3317 | 14.3317 | 14.3317 | 14.3317 | 14.3317 | 14.3317 | 14.3317 | 14.3317 | 14.3317 | 14.3317 | 14.3317 | 14.3317 | 14.3317 | 14.3317 | 14.3317 | 14.3317 | 14.3317 | 14.3317 | 14.3317 | 14.3317 | 3.9708 | 0 | 706.2252
Total Earnings Effect | 0 | 0 | 0 | 0 | 0 | 0 | 0 | 0 | 0 | 0 | 0 | 0 | 24.1128 | 33.4803 | 32.6756 | 31.9144 | 31.1933 | 30.5095 | 29.8601 | 29.2425 | 28.6427 | 28.0454 | 27.448 | 26.8507 | 26.2534 | 25.6561 | 25.0588 | 24.4614 | 23.8641 | 23.2668 | 22.6695 | 22.0721 | 21.5679 | 21.2497 | 21.0246 | 20.7995 | 20.5743 | 20.3492 | 20.1241 | 19.899 | 19.6738 | 19.4487 | 19.2236 | 18.9985 | 18.7734 | 18.5482 | 18.3231 | 18.098 | 17.8729 | 17.6477 | 17.4226 | 17.1975 | 16.9724 | 16.7473 | 16.5221 | 16.297 | 16.0719 | 15.8468 | 15.6217 | 15.3965 | 15.1714 | 4.3341 | -0.00050049
Gross-Up Factor | 1.0354 | 1.0354 | 1.0354 | 1.0354 | 1.0354 | 1.0354 | 1.0354 | 1.0354 | 1.0354 | 1.0354 | 1.0354 | 1.0354 | 1.0354 | 1.0354 | 1.0354 | 1.0354 | 1.0354 | 1.0354 | 1.0354 | 1.0354 | 1.0354 | 1.0354 | 1.0354 | 1.0354 | 1.0354 | 1.0354 | 1.0354 | 1.0354 | 1.0354 | 1.0354 | 1.0354 | 1.0354 | 1.0354 | 1.0354 | 1.0354 | 1.0354 | 1.0354 | 1.0354 | 1.0354 | 1.0354 | 1.0354 | 1.0354 | 1.0354 | 1.0354 | 1.0354 | 1.0354 | 1.0354 | 1.0354 | 1.0354 | 1.0354 | 1.0354 | 1.0354 | 1.0354 | 1.0354 | 1.0354 | 1.0354 | 1.0354 | 1.0354 | 1.0354 | 1.0354 | 1.0354 | 1.0354 | 1.0354
Revenue requirement | 0 | 0 | 0 | 0 | 0 | 0 | 0 | 0 | 0 | 0 | 0 | 0 | 24.9654 | 34.6641 | 33.8309 | 33.0428 | 32.2963 | 31.5883 | 30.9159 | 30.2765 | 29.6554 | 29.037 | 28.4185 | 27.8001 | 27.1817 | 26.5632 | 25.9448 | 25.3263 | 24.7079 | 24.0894 | 23.471 | 22.8526 | 22.3305 | 22.001 | 21.7679 | 21.5349 | 21.3018 | 21.0687 | 20.8356 | 20.6025 | 20.3695 | 20.1364 | 19.9033 | 19.6702 | 19.4371 | 19.2041 | 18.971 | 18.7379 | 18.5048 | 18.2717 | 18.0386 | 17.8056 | 17.5725 | 17.3394 | 17.1063 | 16.8732 | 16.6402 | 16.4071 | 16.174 | 15.9409 | 15.7078 | 4.4874 | -0.00051819 | 1121.3693
Depreciation Calculations
Tax Depreciation - Federal
Cost of new equipment in service basis | 0 | 0 | 0 | 0 | 0 | 0 | 0 | 0 | 0 | 0 | 0 | 0 | 207.2182 | 0 | 0 | 0 | 0 | 0 | 0 | 0 | 0 | 0 | 0 | 0 | 0 | 0 | 0 | 0 | 0 | 0 | 0 | 0 | 0 | 0 | 0 | 0 | 0 | 0 | 0 | 0 | 0 | 0 | 0 | 0 | 0 | 0 | 0 | 0 | 0 | 0 | 0 | 0 | 0 | 0 | 0 | 0 | 0 | 0 | 0 | 0 | 0
Bonus Depreciation (N/A) | 0 | 0 | 0 | 0 | 0 | 0 | 0 | 0 | 0 | 0 | 0 | 0 | 0 | 0 | 0 | 0 | 0 | 0 | 0 | 0 | 0 | 0 | 0 | 0 | 0 | 0 | 0 | 0 | 0 | 0 | 0 | 0 | 0 | 0 | 0 | 0 | 0 | 0 | 0 | 0 | 0 | 0 | 0 | 0 | 0 | 0 | 0 | 0 | 0 | 0 | 0 | 0 | 0 | 0 | 0 | 0 | 0 | 0 | 0 | 0 | 0
Regular Depreciation basis (Cumulative) | 0 | 0 | 0 | 0 | 0 | 0 | 0 | 0 | 0 | 0 | 0 | 0 | 207.2182 | 207.2182 | 207.2182 | 207.2182 | 207.2182 | 207.2182 | 207.2182 | 207.2182 | 207.2182 | 207.2182 | 207.2182 | 207.2182 | 207.2182 | 207.2182 | 207.2182 | 207.2182 | 207.2182 | 207.2182 | 207.2182 | 207.2182 | 207.2182 | 207.2182 | 207.2182 | 207.2182 | 207.2182 | 207.2182 | 207.2182 | 207.2182 | 207.2182 | 207.2182 | 207.2182 | 207.2182 | 207.2182 | 207.2182 | 207.2182 | 207.2182 | 207.2182 | 207.2182 | 207.2182 | 207.2182 | 207.2182 | 207.2182 | 207.2182 | 207.2182 | 207.2182 | 207.2182 | 207.2182 | 207.2182 | 207.2182 | 207.2182 | 207.2182
RegularDepreciation | [10 empty] | 0 | 0 | 7.7707 | 14.9591 | 13.836 | 12.7999 | 11.8384 | 10.9515 | 10.1288 | 9.3704 | 9.2461 | 9.2461 | 9.2461 | 9.2461 | 9.2461 | 9.2461 | 9.2461 | 9.2461 | 9.2461 | 9.2461 | 9.2461 | 9.2461 | 4.623 | [30 empty] | 207.2306
Total Depreciation for year | 0 | 0 | 0 | 0 | 0 | 0 | 0 | 0 | 0 | 0 | 0 | 0 | 7.7707 | 14.9591 | 13.836 | 12.7999 | 11.8384 | 10.9515 | 10.1288 | 9.3704 | 9.2461 | 9.2461 | 9.2461 | 9.2461 | 9.2461 | 9.2461 | 9.2461 | 9.2461 | 9.2461 | 9.2461 | 9.2461 | 9.2461 | 4.623 | 0 | 0 | 0 | 0 | 0 | 0 | 0 | 0 | 0 | 0 | 0 | 0 | 0 | 0 | 0 | 0 | 0 | 0 | 0 | 0 | 0 | 0 | 0 | 0 | 0 | 0 | 0 | 0
Tax Depreciation - State
Cost of new equipment in service basis | 0 | 0 | 0 | 0 | 0 | 0 | 0 | 0 | 0 | 0 | 0 | 0 | 207.2182 | 0 | 0 | 0 | 0 | 0 | 0 | 0 | 0 | 0 | 0 | 0 | 0 | 0 | 0 | 0 | 0 | 0 | 0 | 0 | 0 | 0 | 0 | 0 | 0 | 0 | 0 | 0 | 0 | 0 | 0 | 0 | 0 | 0 | 0 | 0 | 0 | 0 | 0 | 0 | 0 | 0 | 0 | 0 | 0 | 0 | 0 | 0 | 0 | -207.2182 | 0
Bonus Depreciation (N/A) | 0 | 0 | 0 | 0 | 0 | 0 | 0 | 0 | 0 | 0 | 0 | 0 | 0 | 0 | 0 | 0 | 0 | 0 | 0 | 0 | 0 | 0 | 0 | 0 | 0 | 0 | 0 | 0 | 0 | 0 | 0 | 0 | 0 | 0 | 0 | 0 | 0 | 0 | 0 | 0 | 0 | 0 | 0 | 0 | 0 | 0 | 0 | 0 | 0 | 0 | 0 | 0 | 0 | 0 | 0 | 0 | 0 | 0 | 0 | 0 | 0 | 0 | 0
Regular Depreciation basis (Cumulative) | 0 | 0 | 0 | 0 | 0 | 0 | 0 | 0 | 0 | 0 | 0 | 0 | 207.2182 | 207.2182 | 207.2182 | 207.2182 | 207.2182 | 207.2182 | 207.2182 | 207.2182 | 207.2182 | 207.2182 | 207.2182 | 207.2182 | 207.2182 | 207.2182 | 207.2182 | 207.2182 | 207.2182 | 207.2182 | 207.2182 | 207.2182 | 207.2182 | 207.2182 | 207.2182 | 207.2182 | 207.2182 | 207.2182 | 207.2182 | 207.2182 | 207.2182 | 207.2182 | 207.2182 | 207.2182 | 207.2182 | 207.2182 | 207.2182 | 207.2182 | 207.2182 | 207.2182 | 207.2182 | 207.2182 | 207.2182 | 207.2182 | 207.2182 | 207.2182 | 207.2182 | 207.2182 | 207.2182 | 207.2182 | 207.2182 | 0 | 0
RegularDepreciation | 0 | 0 | 0 | 0 | 0 | 0 | 0 | 0 | 0 | 0 | 0 | 0 | 7.7707 | 14.9591 | 13.836 | 12.7999 | 11.8384 | 10.9515 | 10.1288 | 9.3704 | 9.2461 | 9.2461 | 9.2461 | 9.2461 | 9.2461 | 9.2461 | 9.2461 | 9.2461 | 9.2461 | 9.2461 | 9.2461 | 9.2461 | 4.623 | 0 | 0 | 0 | 0 | 0 | 0 | 0 | 0 | 0 | 0 | 0 | 0 | 0 | 0 | 0 | 0 | 0 | 0 | 0 | 0 | 0 | 0 | 0 | 0 | 0 | 0 | 0 | 0 | 0 | 0 | 207.2306
Total Depreciation for year | 0 | 0 | 0 | 0 | 0 | 0 | 0 | 0 | 0 | 0 | 0 | 0 | 7.7707 | 14.9591 | 13.836 | 12.7999 | 11.8384 | 10.9515 | 10.1288 | 9.3704 | 9.2461 | 9.2461 | 9.2461 | 9.2461 | 9.2461 | 9.2461 | 9.2461 | 9.2461 | 9.2461 | 9.2461 | 9.2461 | 9.2461 | 4.623 | 0 | 0 | 0 | 0 | 0 | 0 | 0 | 0 | 0 | 0 | 0 | 0 | 0 | 0 | 0 | 0 | 0 | 0 | 0 | 0 | 0 | 0 | 0 | 0 | 0 | 0 | 0 | 0 | 0 | 0
Book Depreciation with COR
2014 | 0 | 0 | 0 | 0 | 0 | 0 | 0 | 0 | 0 | 0 | 0 | 0 | 0 | 0 | 0 | 0 | 0 | 0 | 0 | 0 | 0 | 0 | 0 | 0 | 0 | 0 | 0 | 0 | 0 | 0 | 0 | 0 | 0 | 0 | 0 | 0 | 0 | 0 | 0 | 0 | 0 | 0 | 0 | 0 | 0 | 0 | 0 | 0 | 0 | 0 | [13 empty] | 0
2015 |  | 0 | 0 | 0 | 0 | 0 | 0 | 0 | 0 | 0 | 0 | 0 | 0 | 0 | 0 | 0 | 0 | 0 | 0 | 0 | 0 | 0 | 0 | 0 | 0 | 0 | 0 | 0 | 0 | 0 | 0 | 0 | 0 | 0 | 0 | 0 | 0 | 0 | 0 | 0 | 0 | 0 | 0 | 0 | 0 | 0 | 0 | 0 | 0 | 0 | 0 | [12 empty] | 0 | check - total PIS
2016 |  |  | 0 | 0 | 0 | 0 | 0 | 0 | 0 | 0 | 0 | 0 | 0 | 0 | 0 | 0 | 0 | 0 | 0 | 0 | 0 | 0 | 0 | 0 | 0 | 0 | 0 | 0 | 0 | 0 | 0 | 0 | 0 | 0 | 0 | 0 | 0 | 0 | 0 | 0 | 0 | 0 | 0 | 0 | 0 | 0 | 0 | 0 | 0 | 0 | 0 | 0 | [11 empty] | 0 | 0
2017 |  |  |  | 0 | 0 | 0 | 0 | 0 | 0 | 0 | 0 | 0 | 0 | 0 | 0 | 0 | 0 | 0 | 0 | 0 | 0 | 0 | 0 | 0 | 0 | 0 | 0 | 0 | 0 | 0 | 0 | 0 | 0 | 0 | 0 | 0 | 0 | 0 | 0 | 0 | 0 | 0 | 0 | 0 | 0 | 0 | 0 | 0 | 0 | 0 | 0 | 0 | 0 | [10 empty] | 0 | 0
2018 |  |  |  |  | 0 | 0 | 0 | 0 | 0 | 0 | 0 | 0 | 0 | 0 | 0 | 0 | 0 | 0 | 0 | 0 | 0 | 0 | 0 | 0 | 0 | 0 | 0 | 0 | 0 | 0 | 0 | 0 | 0 | 0 | 0 | 0 | 0 | 0 | 0 | 0 | 0 | 0 | 0 | 0 | 0 | 0 | 0 | 0 | 0 | 0 | 0 | 0 | 0 | 0 | [9 empty] | 0
2019 | [5 empty] | 0 | 0 | 0 | 0 | 0 | 0 | 0 | 0 | 0 | 0 | 0 | 0 | 0 | 0 | 0 | 0 | 0 | 0 | 0 | 0 | 0 | 0 | 0 | 0 | 0 | 0 | 0 | 0 | 0 | 0 | 0 | 0 | 0 | 0 | 0 | 0 | 0 | 0 | 0 | 0 | 0 | 0 | 0 | 0 | 0 | 0 | 0 | 0 | 0 | 0 | [8 empty] | 0 | 0
2020 | [6 empty] | 0 | 0 | 0 | 0 | 0 | 0 | 0 | 0 | 0 | 0 | 0 | 0 | 0 | 0 | 0 | 0 | 0 | 0 | 0 | 0 | 0 | 0 | 0 | 0 | 0 | 0 | 0 | 0 | 0 | 0 | 0 | 0 | 0 | 0 | 0 | 0 | 0 | 0 | 0 | 0 | 0 | 0 | 0 | 0 | 0 | 0 | 0 | 0 | 0 | 0 | [7 empty] | 0
2021 | [7 empty] | 0 | 0 | 0 | 0 | 0 | 0 | 0 | 0 | 0 | 0 | 0 | 0 | 0 | 0 | 0 | 0 | 0 | 0 | 0 | 0 | 0 | 0 | 0 | 0 | 0 | 0 | 0 | 0 | 0 | 0 | 0 | 0 | 0 | 0 | 0 | 0 | 0 | 0 | 0 | 0 | 0 | 0 | 0 | 0 | 0 | 0 | 0 | 0 | 0 | 0 | [6 empty] | 0
2022 | [8 empty] | 0 | 0 | 0 | 0 | 0 | 0 | 0 | 0 | 0 | 0 | 0 | 0 | 0 | 0 | 0 | 0 | 0 | 0 | 0 | 0 | 0 | 0 | 0 | 0 | 0 | 0 | 0 | 0 | 0 | 0 | 0 | 0 | 0 | 0 | 0 | 0 | 0 | 0 | 0 | 0 | 0 | 0 | 0 | 0 | 0 | 0 | 0 | 0 | 0 | 0 | [5 empty] | 0
2023 | [9 empty] | 0 | 0 | 0 | 0 | 0 | 0 | 0 | 0 | 0 | 0 | 0 | 0 | 0 | 0 | 0 | 0 | 0 | 0 | 0 | 0 | 0 | 0 | 0 | 0 | 0 | 0 | 0 | 0 | 0 | 0 | 0 | 0 | 0 | 0 | 0 | 0 | 0 | 0 | 0 | 0 | 0 | 0 | 0 | 0 | 0 | 0 | 0 | 0 | 0 | 0 |  |  |  |  | 0
2024 | [10 empty] | 0 | 0 | 0 | 0 | 0 | 0 | 0 | 0 | 0 | 0 | 0 | 0 | 0 | 0 | 0 | 0 | 0 | 0 | 0 | 0 | 0 | 0 | 0 | 0 | 0 | 0 | 0 | 0 | 0 | 0 | 0 | 0 | 0 | 0 | 0 | 0 | 0 | 0 | 0 | 0 | 0 | 0 | 0 | 0 | 0 | 0 | 0 | 0 | 0 | 0 |  |  |  | 0 | 0
2025 | [11 empty] | 0 | 0 | 0 | 0 | 0 | 0 | 0 | 0 | 0 | 0 | 0 | 0 | 0 | 0 | 0 | 0 | 0 | 0 | 0 | 0 | 0 | 0 | 0 | 0 | 0 | 0 | 0 | 0 | 0 | 0 | 0 | 0 | 0 | 0 | 0 | 0 | 0 | 0 | 0 | 0 | 0 | 0 | 0 | 0 | 0 | 0 | 0 | 0 | 0 | 0 |  |  | 0
2026 | [12 empty] | 4.0408 | 4.0408 | 4.0408 | 4.0408 | 4.0408 | 4.0408 | 4.0408 | 4.0408 | 4.0408 | 4.0408 | 4.0408 | 4.0408 | 4.0408 | 4.0408 | 4.0408 | 4.0408 | 4.0408 | 4.0408 | 4.0408 | 4.0408 | 4.0408 | 4.0408 | 4.0408 | 4.0408 | 4.0408 | 4.0408 | 4.0408 | 4.0408 | 4.0408 | 4.0408 | 4.0408 | 4.0408 | 4.0408 | 4.0408 | 4.0408 | 4.0408 | 4.0408 | 4.0408 | 4.0408 | 4.0408 | 4.0408 | 4.0408 | 4.0408 | 4.0408 | 4.0408 | 4.0408 | 4.0408 | 4.0408 | 4.0408 | 4.0408 |  | 202.0377
| 0 | 0 | 0 | 0 | 0 | 0 | 0 | 0 | 0 | 0 | 0 | 0 | 4.0408 | 4.0408 | 4.0408 | 4.0408 | 4.0408 | 4.0408 | 4.0408 | 4.0408 | 4.0408 | 4.0408 | 4.0408 | 4.0408 | 4.0408 | 4.0408 | 4.0408 | 4.0408 | 4.0408 | 4.0408 | 4.0408 | 4.0408 | 4.0408 | 4.0408 | 4.0408 | 4.0408 | 4.0408 | 4.0408 | 4.0408 | 4.0408 | 4.0408 | 4.0408 | 4.0408 | 4.0408 | 4.0408 | 4.0408 | 4.0408 | 4.0408 | 4.0408 | 4.0408 | 4.0408 | 4.0408 | 4.0408 | 4.0408 | 4.0408 | 4.0408 | 4.0408 | 4.0408 | 4.0408 | 4.0408 | 4.0408 | 4.0408 | 0 | 202.0377
Book Depreciation- excl. Salvage
2014 | 0 | 0 | 0 | 0 | 0 | 0 | 0 | 0 | 0 | 0 | 0 | 0 | 0 | 0 | 0 | 0 | 0 | 0 | 0 | 0 | 0 | 0 | 0 | 0 | 0 |  |  | 0 | 0 | 0 | 0 | 0 | 0 | 0 | 0 | 0 | 0 | 0 | 0 | 0 | 0 | 0 | 0 | 0 | 0 | 0 | 0 | 0 | 0 | 0 | 0 | 0 | [11 empty] | 0
2015 |  | 0 | 0 | 0 | 0 | 0 | 0 | 0 | 0 | 0 | 0 | 0 | 0 | 0 | 0 | 0 | 0 | 0 | 0 | 0 | 0 | 0 | 0 | 0 | 0 | 0 |  | 0 | 0 | 0 | 0 | 0 | 0 | 0 | 0 | 0 | 0 | 0 | 0 | 0 | 0 | 0 | 0 | 0 | 0 | 0 | 0 | 0 | 0 | 0 | 0 | 0 | [11 empty] | 0 | check - total PIS
2016 |  |  | 0 | 0 | 0 | 0 | 0 | 0 | 0 | 0 | 0 | 0 | 0 | 0 | 0 | 0 | 0 | 0 | 0 | 0 | 0 | 0 | 0 | 0 | 0 | 0 | 0 | 0 | 0 | 0 | 0 | 0 | 0 | 0 | 0 | 0 | 0 | 0 | 0 | 0 | 0 | 0 | 0 | 0 | 0 | 0 | 0 | 0 | 0 | 0 | 0 | 0 | [11 empty] | 0 | 0
2017 |  |  |  | 0 | 0 | 0 | 0 | 0 | 0 | 0 | 0 | 0 | 0 | 0 | 0 | 0 | 0 | 0 | 0 | 0 | 0 | 0 | 0 | 0 | 0 | 0 | 0 | 0 | 0 | 0 | 0 | 0 | 0 | 0 | 0 | 0 | 0 | 0 | 0 | 0 | 0 | 0 | 0 | 0 | 0 | 0 | 0 | 0 | 0 | 0 | 0 | 0 | 0 | [10 empty] | 0 | 0
2018 |  |  |  |  | 0 | 0 | 0 | 0 | 0 | 0 | 0 | 0 | 0 | 0 | 0 | 0 | 0 | 0 | 0 | 0 | 0 | 0 | 0 | 0 | 0 | 0 | 0 | 0 | 0 | 0 | 0 | 0 | 0 | 0 | 0 | 0 | 0 | 0 | 0 | 0 | 0 | 0 | 0 | 0 | 0 | 0 | 0 | 0 | 0 | 0 | 0 | 0 | 0 | 0 | [9 empty] | 0
2019 | [5 empty] | 0 | 0 | 0 | 0 | 0 | 0 | 0 | 0 | 0 | 0 | 0 | 0 | 0 | 0 | 0 | 0 | 0 | 0 | 0 | 0 | 0 | 0 | 0 | 0 | 0 | 0 | 0 | 0 | 0 | 0 | 0 | 0 | 0 | 0 | 0 | 0 | 0 | 0 | 0 | 0 | 0 | 0 | 0 | 0 | 0 | 0 | 0 | 0 | 0 | 0 | [8 empty] | 0 | 0
2020 | [6 empty] | 0 | 0 | 0 | 0 | 0 | 0 | 0 | 0 | 0 | 0 | 0 | 0 | 0 | 0 | 0 | 0 | 0 | 0 | 0 | 0 | 0 | 0 | 0 | 0 | 0 | 0 | 0 | 0 | 0 | 0 | 0 | 0 | 0 | 0 | 0 | 0 | 0 | 0 | 0 | 0 | 0 | 0 | 0 | 0 | 0 | 0 | 0 | 0 | 0 | 0 | [7 empty] | 0
2021 | [7 empty] | 0 | 0 | 0 | 0 | 0 | 0 | 0 | 0 | 0 | 0 | 0 | 0 | 0 | 0 | 0 | 0 | 0 | 0 | 0 | 0 | 0 | 0 | 0 | 0 | 0 | 0 | 0 | 0 | 0 | 0 | 0 | 0 | 0 | 0 | 0 | 0 | 0 | 0 | 0 | 0 | 0 | 0 | 0 | 0 | 0 | 0 | 0 | 0 | 0 | 0 | [6 empty] | 0
2022 | [8 empty] | 0 | 0 | 0 | 0 | 0 | 0 | 0 | 0 | 0 | 0 | 0 | 0 | 0 | 0 | 0 | 0 | 0 | 0 | 0 | 0 | 0 | 0 | 0 | 0 | 0 | 0 | 0 | 0 | 0 | 0 | 0 | 0 | 0 | 0 | 0 | 0 | 0 | 0 | 0 | 0 | 0 | 0 | 0 | 0 | 0 | 0 | 0 | 0 | 0 | 0 | [5 empty] | 0
2023 | [9 empty] | 0 | 0 | 0 | 0 | 0 | 0 | 0 | 0 | 0 | 0 | 0 | 0 | 0 | 0 | 0 | 0 | 0 | 0 | 0 | 0 | 0 | 0 | 0 | 0 | 0 | 0 | 0 | 0 | 0 | 0 | 0 | 0 | 0 | 0 | 0 | 0 | 0 | 0 | 0 | 0 | 0 | 0 | 0 | 0 | 0 | 0 | 0 | 0 | 0 | 0 |  |  |  |  | 0
2024 | [10 empty] | 0 | 0 | 0 | 0 | 0 | 0 | 0 | 0 | 0 | 0 | 0 | 0 | 0 | 0 | 0 | 0 | 0 | 0 | 0 | 0 | 0 | 0 | 0 | 0 | 0 | 0 | 0 | 0 | 0 | 0 | 0 | 0 | 0 | 0 | 0 | 0 | 0 | 0 | 0 | 0 | 0 | 0 | 0 | 0 | 0 | 0 | 0 | 0 | 0 | 0 |  |  |  | 0 | 0
2025 | [11 empty] | 0 | 0 | 0 | 0 | 0 | 0 | 0 | 0 | 0 | 0 | 0 | 0 | 0 | 0 | 0 | 0 | 0 | 0 | 0 | 0 | 0 | 0 | 0 | 0 | 0 | 0 | 0 | 0 | 0 | 0 | 0 | 0 | 0 | 0 | 0 | 0 | 0 | 0 | 0 | 0 | 0 | 0 | 0 | 0 | 0 | 0 | 0 | 0 | 0 | 0 |  |  | 0
2026 | [12 empty] | 4.1444 | 4.1444 | 4.1444 | 4.1444 | 4.1444 | 4.1444 | 4.1444 | 4.1444 | 4.1444 | 4.1444 | 4.1444 | 4.1444 | 4.1444 | 4.1444 | 4.1444 | 4.1444 | 4.1444 | 4.1444 | 4.1444 | 4.1444 | 4.1444 | 4.1444 | 4.1444 | 4.1444 | 4.1444 | 4.1444 | 4.1444 | 4.1444 | 4.1444 | 4.1444 | 4.1444 | 4.1444 | 4.1444 | 4.1444 | 4.1444 | 4.1444 | 4.1444 | 4.1444 | 4.1444 | 4.1444 | 4.1444 | 4.1444 | 4.1444 | 4.1444 | 4.1444 | 4.1444 | 4.1444 | 4.1444 | 4.1444 | 4.1444 |  | 207.2182 | 207.2182
| 0 | 0 | 0 | 0 | 0 | 0 | 0 | 0 | 0 | 0 | 0 | 0 | 4.1444 | 4.1444 | 4.1444 | 4.1444 | 4.1444 | 4.1444 | 4.1444 | 4.1444 | 4.1444 | 4.1444 | 4.1444 | 4.1444 | 4.1444 | 4.1444 | 4.1444 | 4.1444 | 4.1444 | 4.1444 | 4.1444 | 4.1444 | 4.1444 | 4.1444 | 4.1444 | 4.1444 | 4.1444 | 4.1444 | 4.1444 | 4.1444 | 4.1444 | 4.1444 | 4.1444 | 4.1444 | 4.1444 | 4.1444 | 4.1444 | 4.1444 | 4.1444 | 4.1444 | 4.1444 | 4.1444 | 4.1444 | 4.1444 | 4.1444 | 4.1444 | 4.1444 | 4.1444 | 4.1444 | 4.1444 | 4.1444 | 4.1444 | 0 | 207.2182
Note on A50: Lee, Betty: rate base does not include CWIP b/c the CapEx dollars include an AFUDC component in it already

## 5 (hidden)
Project No. | 5
Project Desc. | #N/A
Book Life | #N/A
Tax Life | #N/A
Salvage Rate | #N/A
| 2014 | 2015 | 2016 | 2017 | 2018 | 2019 | 2020 | 2021 | 2022 | 2023 | 2024
Closing to Plant (Y/N) | #N/A | #N/A | #N/A | #N/A | Y | #N/A | #N/A | #N/A | #N/A | Y | #N/A | Total
CWIP
Beginning of Period | 0 | 0 | 0 | 0 | 0 | 0 | 0 | 0 | 0 | 0 | 0
Activity
Capex | [11 empty] | 0
Closings to Plant | [11 empty] | 0
End of Period | 0 | 0 | 0 | 0 | 0 | 0 | 0 | 0 | 0 | 0 | 0
Average | 0 | 0 | 0 | 0 | 0 | 0 | 0 | 0 | 0 | 0 | 0
Plant in Service
Beginning of Period | 0 | 0 | 0 | 0 | 0 | 0 | 0 | 0 | 0 | 0 | 0
Activity | 0 | 0 | 0 | 0 | 0 | 0 | 0 | 0 | 0 | 0 | 0 | 0
End of Period | 0 | 0 | 0 | 0 | 0 | 0 | 0 | 0 | 0 | 0 | 0
Average | 0 | 0 | 0 | 0 | 0 | 0 | 0 | 0 | 0 | 0 | 0
Tax Depreciation
Beginning of Period | 0 | 0 | 0 | 0 | 0 | 0 | 0 | 0 | 0 | 0 | 0
Federal | 0 | 0 | 0 | 0 | 0 | 0 | 0 | 0 | 0 | 0 | 0 | 0
State | 0 | 0 | 0 | 0 | 0 | 0 | 0 | 0 | 0 | 0 | 0 | 0
End of Period | 0 | 0 | 0 | 0 | 0 | 0 | 0 | 0 | 0 | 0 | 0
Average | 0 | 0 | 0 | 0 | 0 | 0 | 0 | 0 | 0 | 0 | 0
Book Depreciation with COR
Beginning of Period | 0 | 0 | 0 | 0 | 0 | 0 | 0 | 0 | 0 | 0 | 0
Activity | 0 | 0 | 0 | 0 | 0 | 0 | 0 | 0 | 0 | 0 | 0 | 0
End of Period | 0 | 0 | 0 | 0 | 0 | 0 | 0 | 0 | 0 | 0 | 0
Average | 0 | 0 | 0 | 0 | 0 | 0 | 0 | 0 | 0 | 0 | 0
Federal Deferred Tax Balance, Net of Tax
Beginning of Period | 0 | 0 | 0 | 0 | 0 | 0 | 0 | 0 | 0 | 0 | 0
Activity | 0 | 0 | 0 | 0 | 0 | 0 | 0 | 0 | 0 | 0 | 0 | 0
End of Period | 0 | 0 | 0 | 0 | 0 | 0 | 0 | 0 | 0 | 0 | 0
Average | 0 | 0 | 0 | 0 | 0 | 0 | 0 | 0 | 0 | 0 | 0
State Deferred Tax Balance
Beginning of Period | 0 | 0 | 0 | 0 | 0 | 0 | 0 | 0 | 0 | 0 | 0
Activity | 0 | 0 | 0 | 0 | 0 | 0 | 0 | 0 | 0 | 0 | 0 | 0
End of Period | 0 | 0 | 0 | 0 | 0 | 0 | 0 | 0 | 0 | 0 | 0
Average | 0 | 0 | 0 | 0 | 0 | 0 | 0 | 0 | 0 | 0 | 0
Net Rate Base - Average | 0 | 0 | 0 | 0 | 0 | 0 | 0 | 0 | 0 | 0 | 0
EXPENSES
Income Tax - Removal Cost | 0 | 0 | 0 | 0 | 0 | 0 | 0 | 0 | 0 | 0 | 0 | 0
Cost Savings | #REF! | #REF! | #REF! | #REF! | #REF! | #REF! | #REF! | #REF! | #REF! | #REF! | #REF! | #REF!
Book Depreciation | 0 | 0 | 0 | 0 | 0 | 0 | 0 | 0 | 0 | 0 | 0 | 0
Property Taxes | 0 | 0 | 0 | 0 | 0 | 0 | 0 | 0 | 0 | 0 | 0 | 0
Total Expenses | #REF! | #REF! | #REF! | #REF! | #REF! | #REF! | #REF! | #REF! | #REF! | #REF! | #REF! | #REF!
REVENUE REQUIREMENT
Net Rate Base | 0 | 0 | 0 | 0 | 0 | 0 | 0 | 0 | 0 | 0 | 0 | 0
ROR | 9.98% | 9.98% | 9.98% | 9.98% | 9.98% | 9.98% | 9.98% | 9.98% | 9.98% | 9.98% | 9.98%
Earnings Base | 0 | 0 | 0 | 0 | 0 | 0 | 0 | 0 | 0 | 0 | 0
Earnings - Expense | #REF! | #REF! | #REF! | #REF! | #REF! | #REF! | #REF! | #REF! | #REF! | #REF! | #REF! | #REF!
Total Earnings Effect | #REF! | #REF! | #REF! | #REF! | #REF! | #REF! | #REF! | #REF! | #REF! | #REF! | #REF!
Gross-Up Factor | 1.0354 | 1.0354 | 1.0354 | 1.0354 | 1.0354 | 1.0354 | 1.0354 | 1.0354 | 1.0354 | 1.0354 | 1.0354
Revenue requirement | #REF! | #REF! | #REF! | #REF! | #REF! | #REF! | #REF! | #REF! | #REF! | #REF! | #REF! | #REF!
Depreciation Calculations
Tax Depreciation - Federal
Cost of new equipment in service basis | 0 | 0 | 0 | 0 | 0 | 0 | 0 | 0 | 0 | 0 | 0
Bonus Depreciation (N/A) | 0 | 0 | 0 | 0 | 0 | 0 | 0 | 0 | 0 | 0 | 0
Regular Depreciation basis (Cumulative) | 0 | 0 | 0 | 0 | 0 | 0 | 0 | 0 | 0 | 0 | 0
RegularDepreciation | 0 | 0 | 0 | 0 | 0 | 0 | 0 | 0 | 0 | 0 | 0
Total Depreciation for year | 0 | 0 | 0 | 0 | 0 | 0 | 0 | 0 | 0 | 0 | 0
Tax Depreciation - State
Cost of new equipment in service basis | 0 | 0 | 0 | 0 | 0 | 0 | 0 | 0 | 0 | 0 | 0
Bonus Depreciation (N/A) | 0 | 0 | 0 | 0 | 0 | 0 | 0 | 0 | 0 | 0 | 0
Regular Depreciation basis (Cumulative) | 0 | 0 | 0 | 0 | 0 | 0 | 0 | 0 | 0 | 0 | 0
RegularDepreciation | 0 | 0 | 0 | 0 | 0 | 0 | 0 | 0 | 0 | 0 | 0
Total Depreciation for year | 0 | 0 | 0 | 0 | 0 | 0 | 0 | 0 | 0 | 0 | 0
Book Depreciation with COR
2014 | #N/A | #N/A | #N/A | #N/A | #N/A | #N/A | #N/A | #N/A | #N/A | #N/A | #N/A | #N/A
2015 |  | #N/A | #N/A | #N/A | #N/A | #N/A | #N/A | #N/A | #N/A | #N/A | #N/A | #N/A
2016 |  |  | #N/A | #N/A | #N/A | #N/A | #N/A | #N/A | #N/A | #N/A | #N/A | #N/A
2017 |  |  |  | #N/A | #N/A | #N/A | #N/A | #N/A | #N/A | #N/A | #N/A | #N/A
2018 |  |  |  |  | #N/A | #N/A | #N/A | #N/A | #N/A | #N/A | #N/A | #N/A
2019 | [5 empty] | #N/A | #N/A | #N/A | #N/A | #N/A | #N/A | #N/A
2020 | [6 empty] | #N/A | #N/A | #N/A | #N/A | #N/A | #N/A
2021 | [7 empty] | #N/A | #N/A | #N/A | #N/A | #N/A
2022 | [8 empty] | #N/A | #N/A | #N/A | #N/A
2023 | [9 empty] | #N/A | #N/A | #N/A
2024 | [10 empty] | #N/A | #N/A
| #N/A | #N/A | #N/A | #N/A | #N/A | #N/A | #N/A | #N/A | #N/A | #N/A | #N/A | #N/A
Book Depreciation- excl. Salvage
2014 | #N/A | #N/A | #N/A | #N/A | #N/A | #N/A | #N/A | #N/A | #N/A | #N/A | #N/A | #N/A
2015 |  | #N/A | #N/A | #N/A | #N/A | #N/A | #N/A | #N/A | #N/A | #N/A | #N/A | #N/A
2016 |  |  | #N/A | #N/A | #N/A | #N/A | #N/A | #N/A | #N/A | #N/A | #N/A | #N/A
2017 |  |  |  | #N/A | #N/A | #N/A | #N/A | #N/A | #N/A | #N/A | #N/A | #N/A
2018 |  |  |  |  | #N/A | #N/A | #N/A | #N/A | #N/A | #N/A | #N/A | #N/A
2019 | [5 empty] | #N/A | #N/A | #N/A | #N/A | #N/A | #N/A | #N/A
2020 | [6 empty] | #N/A | #N/A | #N/A | #N/A | #N/A | #N/A
2021 | [7 empty] | #N/A | #N/A | #N/A | #N/A | #N/A
2022 | [8 empty] | #N/A | #N/A | #N/A | #N/A
2023 | [9 empty] | #N/A | #N/A | #N/A
2024 | [10 empty] | #N/A | #N/A
| #N/A | #N/A | #N/A | #N/A | #N/A | #N/A | #N/A | #N/A | #N/A | #N/A | #N/A | #N/A

## 3b-2017
Project No. | 3b
Project Desc. | 4 MWs from Brownsville No. 1 to Glendale + 2MWs in High Tension Vault (formerly 5 MW)
Book Life | 50
Tax Life | 20N
Salvage Rate | 2.5%
| 2014 | 2015 | 2016 | 2017 | 2018 | 2019 | 2020 | 2021 | 2022 | 2023 | 2024 | 2025 | 2026 | 2027 | 2028 | 2029 | 2030 | 2031 | 2032 | 2033 | 2034 | 2035 | 2036 | 2037 | 2038 | 2039 | 2040 | 2041 | 2042 | 2043 | 2044 | 2045 | 2046 | 2047 | 2048 | 2049 | 2050 | 2051 | 2052 | 2053 | 2054 | 2055 | 2056 | 2057 | 2058 | 2059 | 2060 | 2061 | 2062 | 2063 | 2064 | 2065 | 2066 | 2067 | 2068 | 2069 | 2070 | 2071 | 2072 | 2073 | 2074 | 2075 | 2076
Closing to Plant (Y/N) | N | N | Y | N | N | N | N | N | N | N | N | N | N | N | N | N | N | N | N | N | N | N | N | N | N | N | N | N | N | N | N | N | N | N | N | N | N | N | N | N | N | N | N | N | N | N | N | N | N | N | N | N | N | N | N | N | N | N | N | N | N | N | N | Total
CWIP
Beginning of Period | 0 | 0 | 2.4878 | 0 | 0 | 0 | 0 | 0 | 0 | 0 | 0 | 0 | 0 | 0 | 0 | 0 | 0 | 0 | 0 | 0 | 0 | 0 | 0 | 0 | 0 | 0 | 0 | 0 | 0 | 0 | 0 | 0 | 0 | 0 | 0 | 0 | 0 | 0 | 0 | 0 | 0 | 0 | 0 | 0 | 0 | 0 | 0 | 0 | 0 | 0 | 0 | 0 | 0 | 0 | 0 | 0 | 0 | 0 | 0 | 0 | 0 | 0 | 0
Activity
Capex | 0 | 2.4878 | 0.64472 | 0 | 0 | 0 | 0 | 0 | 0 | 0 | 0 | 0 | 0 | [50 empty] | 3.1326
Closings to Plant |  |  | -3.1326 | [9 empty] | 0 | [50 empty] | -3.1326
End of Period | 0 | 2.4878 | 0 | 0 | 0 | 0 | 0 | 0 | 0 | 0 | 0 | 0 | 0 | 0 | 0 | 0 | 0 | 0 | 0 | 0 | 0 | 0 | 0 | 0 | 0 | 0 | 0 | 0 | 0 | 0 | 0 | 0 | 0 | 0 | 0 | 0 | 0 | 0 | 0 | 0 | 0 | 0 | 0 | 0 | 0 | 0 | 0 | 0 | 0 | 0 | 0 | 0 | 0 | 0 | 0 | 0 | 0 | 0 | 0 | 0 | 0 | 0 | 0
Average | 0 | 1.2439 | 1.2439 | 0 | 0 | 0 | 0 | 0 | 0 | 0 | 0 | 0 | 0 | 0 | 0 | 0 | 0 | 0 | 0 | 0 | 0 | 0 | 0 | 0 | 0 | 0 | 0 | 0 | 0 | 0 | 0 | 0 | 0 | 0 | 0 | 0 | 0 | 0 | 0 | 0 | 0 | 0 | 0 | 0 | 0 | 0 | 0 | 0 | 0 | 0 | 0 | 0 | 0 | 0 | 0 | 0 | 0 | 0 | 0 | 0 | 0 | 0 | 0
Plant in Service
Beginning of Period | 0 | 0 | 0 | 3.1326 | 3.1326 | 3.1326 | 3.1326 | 3.1326 | 3.1326 | 3.1326 | 3.1326 | 3.1326 | 3.1326 | 3.1326 | 3.1326 | 3.1326 | 3.1326 | 3.1326 | 3.1326 | 3.1326 | 3.1326 | 3.1326 | 3.1326 | 3.1326 | 3.1326 | 3.1326 | 3.1326 | 3.1326 | 3.1326 | 3.1326 | 3.1326 | 3.1326 | 3.1326 | 3.1326 | 3.1326 | 3.1326 | 3.1326 | 3.1326 | 3.1326 | 3.1326 | 3.1326 | 3.1326 | 3.1326 | 3.1326 | 3.1326 | 3.1326 | 3.1326 | 3.1326 | 3.1326 | 3.1326 | 3.1326 | 3.1326 | 0 | 0 | 0 | 0 | 0 | 0 | 0 | 0 | 0 | 0 | 0
Activity | 0 | 0 | 3.1326 | 0 | 0 | 0 | 0 | 0 | 0 | 0 | 0 | 0 | 0 | 0 | 0 | 0 | 0 | 0 | 0 | 0 | 0 | 0 | 0 | 0 | 0 | 0 | 0 | 0 | 0 | 0 | 0 | 0 | 0 | 0 | 0 | 0 | 0 | 0 | 0 | 0 | 0 | 0 | 0 | 0 | 0 | 0 | 0 | 0 | 0 | 0 | 0 | -3.1326 | 0 | 0 | 0 | 0 | 0 | 0 | 0 | 0 | 0 | 0 | 0 | 0
End of Period | 0 | 0 | 3.1326 | 3.1326 | 3.1326 | 3.1326 | 3.1326 | 3.1326 | 3.1326 | 3.1326 | 3.1326 | 3.1326 | 3.1326 | 3.1326 | 3.1326 | 3.1326 | 3.1326 | 3.1326 | 3.1326 | 3.1326 | 3.1326 | 3.1326 | 3.1326 | 3.1326 | 3.1326 | 3.1326 | 3.1326 | 3.1326 | 3.1326 | 3.1326 | 3.1326 | 3.1326 | 3.1326 | 3.1326 | 3.1326 | 3.1326 | 3.1326 | 3.1326 | 3.1326 | 3.1326 | 3.1326 | 3.1326 | 3.1326 | 3.1326 | 3.1326 | 3.1326 | 3.1326 | 3.1326 | 3.1326 | 3.1326 | 3.1326 | 0 | 0 | 0 | 0 | 0 | 0 | 0 | 0 | 0 | 0 | 0 | 0
Average | 0 | 0 | 1.5663 | 3.1326 | 3.1326 | 3.1326 | 3.1326 | 3.1326 | 3.1326 | 3.1326 | 3.1326 | 3.1326 | 3.1326 | 3.1326 | 3.1326 | 3.1326 | 3.1326 | 3.1326 | 3.1326 | 3.1326 | 3.1326 | 3.1326 | 3.1326 | 3.1326 | 3.1326 | 3.1326 | 3.1326 | 3.1326 | 3.1326 | 3.1326 | 3.1326 | 3.1326 | 3.1326 | 3.1326 | 3.1326 | 3.1326 | 3.1326 | 3.1326 | 3.1326 | 3.1326 | 3.1326 | 3.1326 | 3.1326 | 3.1326 | 3.1326 | 3.1326 | 3.1326 | 3.1326 | 3.1326 | 3.1326 | 3.1326 | 1.5663 | 0 | 0 | 0 | 0 | 0 | 0 | 0 | 0 | 0 | 0 | 0
Tax Depreciation
Beginning of Period | 0 | 0 | 0 | 0.23494 | 0.68722 | 1.1055 | 1.4925 | 1.8505 | 2.1816 | 2.4878 | 2.7711 | 3.0507 | 3.3302 | 3.6098 | 3.8893 | 4.1689 | 4.4484 | 4.728 | 5.0075 | 5.2871 | 5.5666 | 5.8462 | 6.1257 | 6.2655 | 6.2655 | 6.2655 | 6.2655 | 6.2655 | 6.2655 | 6.2655 | 6.2655 | 6.2655 | 6.2655 | 6.2655 | 6.2655 | 6.2655 | 6.2655 | 6.2655 | 6.2655 | 6.2655 | 6.2655 | 6.2655 | 6.2655 | 6.2655 | 6.2655 | 6.2655 | 6.2655 | 6.2655 | 6.2655 | 6.2655 | 6.2655 | 6.2655 | 6.2655 | 6.2655 | 6.2655 | 6.2655 | 6.2655 | 6.2655 | 6.2655 | 6.2655 | 6.2655 | 6.2655 | 6.2655
Federal | 0 | 0 | 0.11747 | 0.22614 | 0.20916 | 0.1935 | 0.17896 | 0.16556 | 0.15312 | 0.14165 | 0.13977 | 0.13977 | 0.13977 | 0.13977 | 0.13977 | 0.13977 | 0.13977 | 0.13977 | 0.13977 | 0.13977 | 0.13977 | 0.13977 | 0.069887 | 0 | 0 | 0 | 0 | 0 | 0 | 0 | 0 | 0 | 0 | 0 | 0 | 0 | 0 | 0 | 0 | 0 | 0 | 0 | 0 | 0 | 0 | 0 | 0 | 0 | 0 | 0 | 0 | 0 | 0 | 0 | 0 | 0 | 0 | 0 | 0 | 0 | 0 | 0 | 0 | 3.1328
State | 0 | 0 | 0.11747 | 0.22614 | 0.20916 | 0.1935 | 0.17896 | 0.16556 | 0.15312 | 0.14165 | 0.13977 | 0.13977 | 0.13977 | 0.13977 | 0.13977 | 0.13977 | 0.13977 | 0.13977 | 0.13977 | 0.13977 | 0.13977 | 0.13977 | 0.069887 | 0 | 0 | 0 | 0 | 0 | 0 | 0 | 0 | 0 | 0 | 0 | 0 | 0 | 0 | 0 | 0 | 0 | 0 | 0 | 0 | 0 | 0 | 0 | 0 | 0 | 0 | 0 | 0 | 0 | 0 | 0 | 0 | 0 | 0 | 0 | 0 | 0 | 0 | 0 | 0 | 3.1328
End of Period | 0 | 0 | 0.23494 | 0.68722 | 1.1055 | 1.4925 | 1.8505 | 2.1816 | 2.4878 | 2.7711 | 3.0507 | 3.3302 | 3.6098 | 3.8893 | 4.1689 | 4.4484 | 4.728 | 5.0075 | 5.2871 | 5.5666 | 5.8462 | 6.1257 | 6.2655 | 6.2655 | 6.2655 | 6.2655 | 6.2655 | 6.2655 | 6.2655 | 6.2655 | 6.2655 | 6.2655 | 6.2655 | 6.2655 | 6.2655 | 6.2655 | 6.2655 | 6.2655 | 6.2655 | 6.2655 | 6.2655 | 6.2655 | 6.2655 | 6.2655 | 6.2655 | 6.2655 | 6.2655 | 6.2655 | 6.2655 | 6.2655 | 6.2655 | 6.2655 | 6.2655 | 6.2655 | 6.2655 | 6.2655 | 6.2655 | 6.2655 | 6.2655 | 6.2655 | 6.2655 | 6.2655 | 6.2655
Average | 0 | 0 | 0.11747 | 0.46108 | 0.89638 | 1.299 | 1.6715 | 2.016 | 2.3347 | 2.6295 | 2.9109 | 3.1905 | 3.47 | 3.7496 | 4.0291 | 4.3087 | 4.5882 | 4.8678 | 5.1473 | 5.4269 | 5.7064 | 5.986 | 6.1956 | 6.2655 | 6.2655 | 6.2655 | 6.2655 | 6.2655 | 6.2655 | 6.2655 | 6.2655 | 6.2655 | 6.2655 | 6.2655 | 6.2655 | 6.2655 | 6.2655 | 6.2655 | 6.2655 | 6.2655 | 6.2655 | 6.2655 | 6.2655 | 6.2655 | 6.2655 | 6.2655 | 6.2655 | 6.2655 | 6.2655 | 6.2655 | 6.2655 | 6.2655 | 6.2655 | 6.2655 | 6.2655 | 6.2655 | 6.2655 | 6.2655 | 6.2655 | 6.2655 | 6.2655 | 6.2655 | 6.2655
Book Depreciation with COR
Beginning of Period | 0 | 0 | 0 | 0.061085 | 0.12217 | 0.18325 | 0.24434 | 0.30542 | 0.36651 | 0.42759 | 0.48868 | 0.54976 | 0.61085 | 0.67193 | 0.73302 | 0.7941 | 0.85519 | 0.91627 | 0.97736 | 1.0384 | 1.0995 | 1.1606 | 1.2217 | 1.2828 | 1.3439 | 1.405 | 1.466 | 1.5271 | 1.5882 | 1.6493 | 1.7104 | 1.7715 | 1.8325 | 1.8936 | 1.9547 | 2.0158 | 2.0769 | 2.138 | 2.1991 | 2.2601 | 2.3212 | 2.3823 | 2.4434 | 2.5045 | 2.5656 | 2.6267 | 2.6877 | 2.7488 | 2.8099 | 2.871 | 2.9321 | 2.9932 | 0 | 0 | 0 | 0 | 0 | 0 | 0 | 0 | 0 | 0 | 0
Activity | 0 | 0 | 0.061085 | 0.061085 | 0.061085 | 0.061085 | 0.061085 | 0.061085 | 0.061085 | 0.061085 | 0.061085 | 0.061085 | 0.061085 | 0.061085 | 0.061085 | 0.061085 | 0.061085 | 0.061085 | 0.061085 | 0.061085 | 0.061085 | 0.061085 | 0.061085 | 0.061085 | 0.061085 | 0.061085 | 0.061085 | 0.061085 | 0.061085 | 0.061085 | 0.061085 | 0.061085 | 0.061085 | 0.061085 | 0.061085 | 0.061085 | 0.061085 | 0.061085 | 0.061085 | 0.061085 | 0.061085 | 0.061085 | 0.061085 | 0.061085 | 0.061085 | 0.061085 | 0.061085 | 0.061085 | 0.061085 | 0.061085 | 0.061085 | 0.061085 | 0 | 0 | 0 | 0 | 0 | 0 | 0 | 0 | 0 | 0 | 0 | 3.0542
Book Depreciation Related to Retired PIS | [49 empty] | 0 | 0 | -3.0542 | 0 | 0 | 0 | 0 | 0 | 0 | 0 | 0 | 0 | 0 |  | -3.0542
End of Period | 0 | 0 | 0.061085 | 0.12217 | 0.18325 | 0.24434 | 0.30542 | 0.36651 | 0.42759 | 0.48868 | 0.54976 | 0.61085 | 0.67193 | 0.73302 | 0.7941 | 0.85519 | 0.91627 | 0.97736 | 1.0384 | 1.0995 | 1.1606 | 1.2217 | 1.2828 | 1.3439 | 1.405 | 1.466 | 1.5271 | 1.5882 | 1.6493 | 1.7104 | 1.7715 | 1.8325 | 1.8936 | 1.9547 | 2.0158 | 2.0769 | 2.138 | 2.1991 | 2.2601 | 2.3212 | 2.3823 | 2.4434 | 2.5045 | 2.5656 | 2.6267 | 2.6877 | 2.7488 | 2.8099 | 2.871 | 2.9321 | 2.9932 | 0 | 0 | 0 | 0 | 0 | 0 | 0 | 0 | 0 | 0 | 0 | 0
Average | 0 | 0 | 0.030542 | 0.091627 | 0.15271 | 0.2138 | 0.27488 | 0.33597 | 0.39705 | 0.45814 | 0.51922 | 0.58031 | 0.64139 | 0.70248 | 0.76356 | 0.82465 | 0.88573 | 0.94682 | 1.0079 | 1.069 | 1.1301 | 1.1912 | 1.2522 | 1.3133 | 1.3744 | 1.4355 | 1.4966 | 1.5577 | 1.6188 | 1.6798 | 1.7409 | 1.802 | 1.8631 | 1.9242 | 1.9853 | 2.0463 | 2.1074 | 2.1685 | 2.2296 | 2.2907 | 2.3518 | 2.4129 | 2.4739 | 2.535 | 2.5961 | 2.6572 | 2.7183 | 2.7794 | 2.8405 | 2.9015 | 2.9626 | 1.4966 | 0 | 0 | 0 | 0 | 0 | 0 | 0 | 0 | 0 | 0 | 0
Federal Deferred Tax Balance, Net of Tax
Beginning of Period | 0 | 0 | 0 | 0.019187 | 0.076408 | 0.12769 | 0.17348 | 0.21419 | 0.25021 | 0.28187 | 0.30952 | 0.33652 | 0.36351 | 0.3905 | 0.4175 | 0.44449 | 0.47148 | 0.49848 | 0.52547 | 0.55246 | 0.57946 | 0.60645 | 0.63344 | 0.63598 | 0.61405 | 0.59212 | 0.57019 | 0.54826 | 0.52634 | 0.50441 | 0.48248 | 0.46055 | 0.43862 | 0.4167 | 0.39477 | 0.37284 | 0.35091 | 0.32898 | 0.30706 | 0.28513 | 0.2632 | 0.24127 | 0.21935 | 0.19742 | 0.17549 | 0.15356 | 0.13163 | 0.10971 | 0.087778 | 0.06585 | 0.043922 | 0.021994 | 6.5784e-05 | 6.5784e-05 | 6.5784e-05 | 6.5784e-05 | 6.5784e-05 | 6.5784e-05 | 6.5784e-05 | 6.5784e-05 | 6.5784e-05 | 6.5784e-05 | 6.5784e-05
Activity | 0 | 0 | 0.019187 | 0.057221 | 0.051279 | 0.045797 | 0.040709 | 0.036017 | 0.031664 | 0.027651 | 0.026993 | 0.026993 | 0.026993 | 0.026993 | 0.026993 | 0.026993 | 0.026993 | 0.026993 | 0.026993 | 0.026993 | 0.026993 | 0.026993 | 0.0025327 | -0.021928 | -0.021928 | -0.021928 | -0.021928 | -0.021928 | -0.021928 | -0.021928 | -0.021928 | -0.021928 | -0.021928 | -0.021928 | -0.021928 | -0.021928 | -0.021928 | -0.021928 | -0.021928 | -0.021928 | -0.021928 | -0.021928 | -0.021928 | -0.021928 | -0.021928 | -0.021928 | -0.021928 | -0.021928 | -0.021928 | -0.021928 | -0.021928 | -0.021928 | 0 | 0 | 0 | 0 | 0 | 0 | 0 | 0 | 0 | 0 | 0 | 6.5784e-05
End of Period | 0 | 0 | 0.019187 | 0.076408 | 0.12769 | 0.17348 | 0.21419 | 0.25021 | 0.28187 | 0.30952 | 0.33652 | 0.36351 | 0.3905 | 0.4175 | 0.44449 | 0.47148 | 0.49848 | 0.52547 | 0.55246 | 0.57946 | 0.60645 | 0.63344 | 0.63598 | 0.61405 | 0.59212 | 0.57019 | 0.54826 | 0.52634 | 0.50441 | 0.48248 | 0.46055 | 0.43862 | 0.4167 | 0.39477 | 0.37284 | 0.35091 | 0.32898 | 0.30706 | 0.28513 | 0.2632 | 0.24127 | 0.21935 | 0.19742 | 0.17549 | 0.15356 | 0.13163 | 0.10971 | 0.087778 | 0.06585 | 0.043922 | 0.021994 | 6.5784e-05 | 6.5784e-05 | 6.5784e-05 | 6.5784e-05 | 6.5784e-05 | 6.5784e-05 | 6.5784e-05 | 6.5784e-05 | 6.5784e-05 | 6.5784e-05 | 6.5784e-05 | 6.5784e-05
Average | 0 | 0 | 0.0095935 | 0.047797 | 0.10205 | 0.15058 | 0.19384 | 0.2322 | 0.26604 | 0.2957 | 0.32302 | 0.35001 | 0.37701 | 0.404 | 0.43099 | 0.45799 | 0.48498 | 0.51197 | 0.53897 | 0.56596 | 0.59295 | 0.61995 | 0.63471 | 0.62501 | 0.60308 | 0.58116 | 0.55923 | 0.5373 | 0.51537 | 0.49344 | 0.47152 | 0.44959 | 0.42766 | 0.40573 | 0.3838 | 0.36188 | 0.33995 | 0.31802 | 0.29609 | 0.27417 | 0.25224 | 0.23031 | 0.20838 | 0.18645 | 0.16453 | 0.1426 | 0.12067 | 0.098742 | 0.076814 | 0.054886 | 0.032958 | 0.01103 | 6.5784e-05 | 6.5784e-05 | 6.5784e-05 | 6.5784e-05 | 6.5784e-05 | 6.5784e-05 | 6.5784e-05 | 6.5784e-05 | 6.5784e-05 | 6.5784e-05 | 6.5784e-05
State Deferred Tax Balance
Beginning of Period | 0 | 0 | 0 | 0.0035633 | 0.01419 | 0.023713 | 0.032218 | 0.039779 | 0.046467 | 0.052348 | 0.057483 | 0.062496 | 0.067509 | 0.072522 | 0.077535 | 0.082548 | 0.087561 | 0.092574 | 0.097587 | 0.1026 | 0.10761 | 0.11263 | 0.11764 | 0.11811 | 0.11404 | 0.10997 | 0.10589 | 0.10182 | 0.097748 | 0.093676 | 0.089604 | 0.085531 | 0.081459 | 0.077387 | 0.073314 | 0.069242 | 0.06517 | 0.061097 | 0.057025 | 0.052953 | 0.04888 | 0.044808 | 0.040736 | 0.036663 | 0.032591 | 0.028519 | 0.024446 | 0.020374 | 0.016302 | 0.012229 | 0.0081569 | 0.0040845 | 1.2217e-05 | 1.2217e-05 | 1.2217e-05 | 1.2217e-05 | 1.2217e-05 | 1.2217e-05 | 1.2217e-05 | 1.2217e-05 | 1.2217e-05 | 1.2217e-05 | 1.2217e-05
Activity | 0 | 0 | 0.0035633 | 0.010627 | 0.0095232 | 0.0085051 | 0.0075603 | 0.0066888 | 0.0058804 | 0.0051352 | 0.005013 | 0.005013 | 0.005013 | 0.005013 | 0.005013 | 0.005013 | 0.005013 | 0.005013 | 0.005013 | 0.005013 | 0.005013 | 0.005013 | 0.00047035 | -0.0040723 | -0.0040723 | -0.0040723 | -0.0040723 | -0.0040723 | -0.0040723 | -0.0040723 | -0.0040723 | -0.0040723 | -0.0040723 | -0.0040723 | -0.0040723 | -0.0040723 | -0.0040723 | -0.0040723 | -0.0040723 | -0.0040723 | -0.0040723 | -0.0040723 | -0.0040723 | -0.0040723 | -0.0040723 | -0.0040723 | -0.0040723 | -0.0040723 | -0.0040723 | -0.0040723 | -0.0040723 | -0.0040723 | 0 | 0 | 0 | 0 | 0 | 0 | 0 | 0 | 0 | 0 | 0 | 1.2217e-05
End of Period | 0 | 0 | 0.0035633 | 0.01419 | 0.023713 | 0.032218 | 0.039779 | 0.046467 | 0.052348 | 0.057483 | 0.062496 | 0.067509 | 0.072522 | 0.077535 | 0.082548 | 0.087561 | 0.092574 | 0.097587 | 0.1026 | 0.10761 | 0.11263 | 0.11764 | 0.11811 | 0.11404 | 0.10997 | 0.10589 | 0.10182 | 0.097748 | 0.093676 | 0.089604 | 0.085531 | 0.081459 | 0.077387 | 0.073314 | 0.069242 | 0.06517 | 0.061097 | 0.057025 | 0.052953 | 0.04888 | 0.044808 | 0.040736 | 0.036663 | 0.032591 | 0.028519 | 0.024446 | 0.020374 | 0.016302 | 0.012229 | 0.0081569 | 0.0040845 | 1.2217e-05 | 1.2217e-05 | 1.2217e-05 | 1.2217e-05 | 1.2217e-05 | 1.2217e-05 | 1.2217e-05 | 1.2217e-05 | 1.2217e-05 | 1.2217e-05 | 1.2217e-05 | 1.2217e-05
Average | 0 | 0 | 0.0017816 | 0.0088767 | 0.018952 | 0.027966 | 0.035998 | 0.043123 | 0.049408 | 0.054915 | 0.05999 | 0.065003 | 0.070016 | 0.075029 | 0.080042 | 0.085055 | 0.090068 | 0.095081 | 0.10009 | 0.10511 | 0.11012 | 0.11513 | 0.11787 | 0.11607 | 0.112 | 0.10793 | 0.10386 | 0.099784 | 0.095712 | 0.09164 | 0.087567 | 0.083495 | 0.079423 | 0.07535 | 0.071278 | 0.067206 | 0.063133 | 0.059061 | 0.054989 | 0.050916 | 0.046844 | 0.042772 | 0.038699 | 0.034627 | 0.030555 | 0.026482 | 0.02241 | 0.018338 | 0.014265 | 0.010193 | 0.0061207 | 0.0020484 | 1.2217e-05 | 1.2217e-05 | 1.2217e-05 | 1.2217e-05 | 1.2217e-05 | 1.2217e-05 | 1.2217e-05 | 1.2217e-05 | 1.2217e-05 | 1.2217e-05 | 1.2217e-05
Net Rate Base - Average | 0 | 0 | 1.5244 | 2.9843 | 2.8589 | 2.7402 | 2.6278 | 2.5213 | 2.4201 | 2.3238 | 2.2303 | 2.1372 | 2.0441 | 1.9511 | 1.858 | 1.7649 | 1.6718 | 1.5787 | 1.4856 | 1.3925 | 1.2994 | 1.2063 | 1.1277 | 1.0782 | 1.0431 | 1.008 | 0.9729 | 0.93781 | 0.90273 | 0.86764 | 0.83256 | 0.79747 | 0.76239 | 0.7273 | 0.69222 | 0.65713 | 0.62205 | 0.58696 | 0.55188 | 0.5168 | 0.48171 | 0.44663 | 0.41154 | 0.37646 | 0.34137 | 0.30629 | 0.2712 | 0.23612 | 0.20103 | 0.16595 | 0.13086 | 0.056621 | -7.8001e-05 | -7.8001e-05 | -7.8001e-05 | -7.8001e-05 | -7.8001e-05 | -7.8001e-05 | -7.8001e-05 | -7.8001e-05 | -7.8001e-05 | -7.8001e-05 | -7.8001e-05
EXPENSES
Income Tax - Removal Cost | 0 | 0 | -0.0010573 | -0.0010573 | -0.0010573 | -0.0010573 | -0.0010573 | -0.0010573 | -0.0010573 | -0.0010573 | -0.0010573 | -0.0010573 | -0.0010573 | -0.0010573 | -0.0010573 | -0.0010573 | -0.0010573 | -0.0010573 | -0.0010573 | -0.0010573 | -0.0010573 | -0.0010573 | -0.0010573 | -0.0010573 | -0.0010573 | -0.0010573 | -0.0010573 | -0.0010573 | -0.0010573 | -0.0010573 | -0.0010573 | -0.0010573 | -0.0010573 | -0.0010573 | -0.0010573 | -0.0010573 | -0.0010573 | -0.0010573 | -0.0010573 | -0.0010573 | -0.0010573 | -0.0010573 | -0.0010573 | -0.0010573 | -0.0010573 | -0.0010573 | -0.0010573 | -0.0010573 | -0.0010573 | -0.0010573 | -0.0010573 | -0.0010573 | 0 | 0 | 0 | 0 | 0 | 0 | 0 | 0 | 0 | 0 | 0 | -0.052865
Book Depreciation | 0 | 0 | 0.061085 | 0.061085 | 0.061085 | 0.061085 | 0.061085 | 0.061085 | 0.061085 | 0.061085 | 0.061085 | 0.061085 | 0.061085 | 0.061085 | 0.061085 | 0.061085 | 0.061085 | 0.061085 | 0.061085 | 0.061085 | 0.061085 | 0.061085 | 0.061085 | 0.061085 | 0.061085 | 0.061085 | 0.061085 | 0.061085 | 0.061085 | 0.061085 | 0.061085 | 0.061085 | 0.061085 | 0.061085 | 0.061085 | 0.061085 | 0.061085 | 0.061085 | 0.061085 | 0.061085 | 0.061085 | 0.061085 | 0.061085 | 0.061085 | 0.061085 | 0.061085 | 0.061085 | 0.061085 | 0.061085 | 0.061085 | 0.061085 | 0.061085 | 0 | 0 | 0 | 0 | 0 | 0 | 0 | 0 | 0 | 0 | 0 | 3.0542
Property Taxes | 0 | 0 | 0.15663 | 0.15663 | 0.15663 | 0.15663 | 0.15663 | 0.15663 | 0.15663 | 0.15663 | 0.15663 | 0.15663 | 0.15663 | 0.15663 | 0.15663 | 0.15663 | 0.15663 | 0.15663 | 0.15663 | 0.15663 | 0.15663 | 0.15663 | 0.15663 | 0.15663 | 0.15663 | 0.15663 | 0.15663 | 0.15663 | 0.15663 | 0.15663 | 0.15663 | 0.15663 | 0.15663 | 0.15663 | 0.15663 | 0.15663 | 0.15663 | 0.15663 | 0.15663 | 0.15663 | 0.15663 | 0.15663 | 0.15663 | 0.15663 | 0.15663 | 0.15663 | 0.15663 | 0.15663 | 0.15663 | 0.15663 | 0.15663 | 0 | 0 | 0 | 0 | 0 | 0 | 0 | 0 | 0 | 0 | 0 | 0 | 7.6748
Total Expenses | 0 | 0 | 0.21666 | 0.21666 | 0.21666 | 0.21666 | 0.21666 | 0.21666 | 0.21666 | 0.21666 | 0.21666 | 0.21666 | 0.21666 | 0.21666 | 0.21666 | 0.21666 | 0.21666 | 0.21666 | 0.21666 | 0.21666 | 0.21666 | 0.21666 | 0.21666 | 0.21666 | 0.21666 | 0.21666 | 0.21666 | 0.21666 | 0.21666 | 0.21666 | 0.21666 | 0.21666 | 0.21666 | 0.21666 | 0.21666 | 0.21666 | 0.21666 | 0.21666 | 0.21666 | 0.21666 | 0.21666 | 0.21666 | 0.21666 | 0.21666 | 0.21666 | 0.21666 | 0.21666 | 0.21666 | 0.21666 | 0.21666 | 0.21666 | 0.060028 | 0 | 0 | 0 | 0 | 0 | 0 | 0 | 0 | 0 | 0 | 0 | 10.6762
REVENUE REQUIREMENT
Net Rate Base | 0 | 0 | 1.5244 | 2.9843 | 2.8589 | 2.7402 | 2.6278 | 2.5213 | 2.4201 | 2.3238 | 2.2303 | 2.1372 | 2.0441 | 1.9511 | 1.858 | 1.7649 | 1.6718 | 1.5787 | 1.4856 | 1.3925 | 1.2994 | 1.2063 | 1.1277 | 1.0782 | 1.0431 | 1.008 | 0.9729 | 0.93781 | 0.90273 | 0.86764 | 0.83256 | 0.79747 | 0.76239 | 0.7273 | 0.69222 | 0.65713 | 0.62205 | 0.58696 | 0.55188 | 0.5168 | 0.48171 | 0.44663 | 0.41154 | 0.37646 | 0.34137 | 0.30629 | 0.2712 | 0.23612 | 0.20103 | 0.16595 | 0.13086 | 0.056621 | -7.8001e-05 | -7.8001e-05 | -7.8001e-05 | -7.8001e-05 | -7.8001e-05 | -7.8001e-05 | -7.8001e-05 | -7.8001e-05 | -7.8001e-05 | -7.8001e-05 | -7.8001e-05 | 58.7303
ROR | 9.98% | 9.98% | 9.7% | 9.7% | 9.7% | 9.7% | 9.7% | 9.7% | 9.7% | 9.7% | 9.7% | 9.7% | 9.7% | 9.7% | 9.7% | 9.7% | 9.7% | 9.7% | 9.7% | 9.7% | 9.7% | 9.7% | 9.7% | 9.7% | 9.7% | 9.7% | 9.7% | 9.7% | 9.7% | 9.7% | 9.7% | 9.7% | 9.7% | 9.7% | 9.7% | 9.7% | 9.7% | 9.7% | 9.7% | 9.7% | 9.7% | 9.7% | 9.7% | 9.7% | 9.7% | 9.7% | 9.7% | 9.7% | 9.7% | 9.7% | 9.7% | 9.7% | 9.7% | 9.7% | 9.7% | 9.7% | 9.7% | 9.7% | 9.7% | 9.7% | 9.7% | 9.7% | 9.7%
Earnings Base | 0 | 0 | 0.14786 | 0.28947 | 0.27731 | 0.2658 | 0.2549 | 0.24456 | 0.23475 | 0.22541 | 0.21634 | 0.20731 | 0.19828 | 0.18925 | 0.18022 | 0.17119 | 0.16216 | 0.15313 | 0.1441 | 0.13507 | 0.12604 | 0.11701 | 0.10939 | 0.10458 | 0.10118 | 0.097774 | 0.094371 | 0.090968 | 0.087565 | 0.084161 | 0.080758 | 0.077355 | 0.073952 | 0.070548 | 0.067145 | 0.063742 | 0.060339 | 0.056936 | 0.053532 | 0.050129 | 0.046726 | 0.043323 | 0.039919 | 0.036516 | 0.033113 | 0.02971 | 0.026307 | 0.022903 | 0.0195 | 0.016097 | 0.012694 | 0.0054923 | -7.5661e-06 | -7.5661e-06 | -7.5661e-06 | -7.5661e-06 | -7.5661e-06 | -7.5661e-06 | -7.5661e-06 | -7.5661e-06 | -7.5661e-06 | -7.5661e-06 | -7.5661e-06
Earnings - Expense | 0 | 0 | 0.21666 | 0.21666 | 0.21666 | 0.21666 | 0.21666 | 0.21666 | 0.21666 | 0.21666 | 0.21666 | 0.21666 | 0.21666 | 0.21666 | 0.21666 | 0.21666 | 0.21666 | 0.21666 | 0.21666 | 0.21666 | 0.21666 | 0.21666 | 0.21666 | 0.21666 | 0.21666 | 0.21666 | 0.21666 | 0.21666 | 0.21666 | 0.21666 | 0.21666 | 0.21666 | 0.21666 | 0.21666 | 0.21666 | 0.21666 | 0.21666 | 0.21666 | 0.21666 | 0.21666 | 0.21666 | 0.21666 | 0.21666 | 0.21666 | 0.21666 | 0.21666 | 0.21666 | 0.21666 | 0.21666 | 0.21666 | 0.21666 | 0.060028 | 0 | 0 | 0 | 0 | 0 | 0 | 0 | 0 | 0 | 0 | 0 | 10.6762
Total Earnings Effect | 0 | 0 | 0.36452 | 0.50613 | 0.49396 | 0.48246 | 0.47156 | 0.46122 | 0.4514 | 0.44207 | 0.433 | 0.42397 | 0.41494 | 0.40591 | 0.39688 | 0.38785 | 0.37882 | 0.36979 | 0.36076 | 0.35173 | 0.3427 | 0.33367 | 0.32605 | 0.32124 | 0.31783 | 0.31443 | 0.31103 | 0.30762 | 0.30422 | 0.30082 | 0.29741 | 0.29401 | 0.29061 | 0.2872 | 0.2838 | 0.2804 | 0.27699 | 0.27359 | 0.27019 | 0.26678 | 0.26338 | 0.25998 | 0.25658 | 0.25317 | 0.24977 | 0.24637 | 0.24296 | 0.23956 | 0.23616 | 0.23275 | 0.22935 | 0.06552 | -7.5661e-06 | -7.5661e-06 | -7.5661e-06 | -7.5661e-06 | -7.5661e-06 | -7.5661e-06 | -7.5661e-06 | -7.5661e-06 | -7.5661e-06 | -7.5661e-06 | -7.5661e-06
Gross-Up Factor | 1.0354 | 1.0354 | 1.0354 | 1.0354 | 1.0354 | 1.0354 | 1.0354 | 1.0354 | 1.0354 | 1.0354 | 1.0354 | 1.0354 | 1.0354 | 1.0354 | 1.0354 | 1.0354 | 1.0354 | 1.0354 | 1.0354 | 1.0354 | 1.0354 | 1.0354 | 1.0354 | 1.0354 | 1.0354 | 1.0354 | 1.0354 | 1.0354 | 1.0354 | 1.0354 | 1.0354 | 1.0354 | 1.0354 | 1.0354 | 1.0354 | 1.0354 | 1.0354 | 1.0354 | 1.0354 | 1.0354 | 1.0354 | 1.0354 | 1.0354 | 1.0354 | 1.0354 | 1.0354 | 1.0354 | 1.0354 | 1.0354 | 1.0354 | 1.0354 | 1.0354 | 1.0354 | 1.0354 | 1.0354 | 1.0354 | 1.0354 | 1.0354 | 1.0354 | 1.0354 | 1.0354 | 1.0354 | 1.0354
Revenue requirement | 0 | 0 | 0.37741 | 0.52402 | 0.51143 | 0.49952 | 0.48823 | 0.47753 | 0.46736 | 0.4577 | 0.44831 | 0.43896 | 0.42961 | 0.42026 | 0.41091 | 0.40156 | 0.39221 | 0.38286 | 0.37351 | 0.36417 | 0.35482 | 0.34547 | 0.33757 | 0.33259 | 0.32907 | 0.32555 | 0.32202 | 0.3185 | 0.31498 | 0.31145 | 0.30793 | 0.30441 | 0.30088 | 0.29736 | 0.29384 | 0.29031 | 0.28679 | 0.28326 | 0.27974 | 0.27622 | 0.27269 | 0.26917 | 0.26565 | 0.26212 | 0.2586 | 0.25508 | 0.25155 | 0.24803 | 0.24451 | 0.24098 | 0.23746 | 0.067837 | -7.8336e-06 | -7.8336e-06 | -7.8336e-06 | -7.8336e-06 | -7.8336e-06 | -7.8336e-06 | -7.8336e-06 | -7.8336e-06 | -7.8336e-06 | -7.8336e-06 | -7.8336e-06 | 16.9519
Depreciation Calculations
Tax Depreciation - Federal
Cost of new equipment in service basis | 0 | 0 | 3.1326 | 0 | 0 | 0 | 0 | 0 | 0 | 0 | 0 | 0 | 0 | 0 | 0 | 0 | 0 | 0 | 0 | 0 | 0 | 0 | 0 | 0 | 0 | 0 | 0 | 0 | 0 | 0 | 0 | 0 | 0 | 0 | 0 | 0 | 0 | 0 | 0 | 0 | 0 | 0 | 0 | 0 | 0 | 0 | 0 | 0 | 0 | 0 | 0 | -3.1326 | 0 | 0 | 0 | 0 | 0 | 0 | 0 | 0 | 0
Bonus Depreciation (N/A) | 0 | 0 | 0 | 0 | 0 | 0 | 0 | 0 | 0 | 0 | 0 | 0 | 0 | 0 | 0 | 0 | 0 | 0 | 0 | 0 | 0 | 0 | 0 | 0 | 0 | 0 | 0 | 0 | 0 | 0 | 0 | 0 | 0 | 0 | 0 | 0 | 0 | 0 | 0 | 0 | 0 | 0 | 0 | 0 | 0 | 0 | 0 | 0 | 0 | 0 | 0 | 0 | 0 | 0 | 0 | 0 | 0 | 0 | 0 | 0 | 0
Regular Depreciation basis (Cumulative) | 0 | 0 | 3.1326 | 3.1326 | 3.1326 | 3.1326 | 3.1326 | 3.1326 | 3.1326 | 3.1326 | 3.1326 | 3.1326 | 3.1326 | 3.1326 | 3.1326 | 3.1326 | 3.1326 | 3.1326 | 3.1326 | 3.1326 | 3.1326 | 3.1326 | 3.1326 | 3.1326 | 3.1326 | 3.1326 | 3.1326 | 3.1326 | 3.1326 | 3.1326 | 3.1326 | 3.1326 | 3.1326 | 3.1326 | 3.1326 | 3.1326 | 3.1326 | 3.1326 | 3.1326 | 3.1326 | 3.1326 | 3.1326 | 3.1326 | 3.1326 | 3.1326 | 3.1326 | 3.1326 | 3.1326 | 3.1326 | 3.1326 | 3.1326 | 0 | 0 | 0 | 0 | 0 | 0 | 0 | 0 | 0 | 0 | 0 | 0
RegularDepreciation |  |  | 0.11747 | 0.22614 | 0.20916 | 0.1935 | 0.17896 | 0.16556 | 0.15312 | 0.14165 | 0.13977 | 0.13977 | 0.13977 | 0.13977 | 0.13977 | 0.13977 | 0.13977 | 0.13977 | 0.13977 | 0.13977 | 0.13977 | 0.13977 | 0.069887 | [40 empty] | 3.1328
Total Depreciation for year | 0 | 0 | 0.11747 | 0.22614 | 0.20916 | 0.1935 | 0.17896 | 0.16556 | 0.15312 | 0.14165 | 0.13977 | 0.13977 | 0.13977 | 0.13977 | 0.13977 | 0.13977 | 0.13977 | 0.13977 | 0.13977 | 0.13977 | 0.13977 | 0.13977 | 0.069887 | 0 | 0 | 0 | 0 | 0 | 0 | 0 | 0 | 0 | 0 | 0 | 0 | 0 | 0 | 0 | 0 | 0 | 0 | 0 | 0 | 0 | 0 | 0 | 0 | 0 | 0 | 0 | 0 | 0 | 0 | 0 | 0 | 0 | 0 | 0 | 0 | 0 | 0
Tax Depreciation - State
Cost of new equipment in service basis | 0 | 0 | 3.1326 | 0 | 0 | 0 | 0 | 0 | 0 | 0 | 0 | 0 | 0 | 0 | 0 | 0 | 0 | 0 | 0 | 0 | 0 | 0 | 0 | 0 | 0 | 0 | 0 | 0 | 0 | 0 | 0 | 0 | 0 | 0 | 0 | 0 | 0 | 0 | 0 | 0 | 0 | 0 | 0 | 0 | 0 | 0 | 0 | 0 | 0 | 0 | 0 | -3.1326 | 0 | 0 | 0 | 0 | 0 | 0 | 0 | 0 | 0 | 0 | 0
Bonus Depreciation (N/A) | 0 | 0 | 0 | 0 | 0 | 0 | 0 | 0 | 0 | 0 | 0 | 0 | 0 | 0 | 0 | 0 | 0 | 0 | 0 | 0 | 0 | 0 | 0 | 0 | 0 | 0 | 0 | 0 | 0 | 0 | 0 | 0 | 0 | 0 | 0 | 0 | 0 | 0 | 0 | 0 | 0 | 0 | 0 | 0 | 0 | 0 | 0 | 0 | 0 | 0 | 0 | 0 | 0 | 0 | 0 | 0 | 0 | 0 | 0 | 0 | 0 | 0 | 0
Regular Depreciation basis (Cumulative) | 0 | 0 | 3.1326 | 3.1326 | 3.1326 | 3.1326 | 3.1326 | 3.1326 | 3.1326 | 3.1326 | 3.1326 | 3.1326 | 3.1326 | 3.1326 | 3.1326 | 3.1326 | 3.1326 | 3.1326 | 3.1326 | 3.1326 | 3.1326 | 3.1326 | 3.1326 | 3.1326 | 3.1326 | 3.1326 | 3.1326 | 3.1326 | 3.1326 | 3.1326 | 3.1326 | 3.1326 | 3.1326 | 3.1326 | 3.1326 | 3.1326 | 3.1326 | 3.1326 | 3.1326 | 3.1326 | 3.1326 | 3.1326 | 3.1326 | 3.1326 | 3.1326 | 3.1326 | 3.1326 | 3.1326 | 3.1326 | 3.1326 | 3.1326 | 0 | 0 | 0 | 0 | 0 | 0 | 0 | 0 | 0 | 0 | 0 | 0
RegularDepreciation | 0 | 0 | 0.11747 | 0.22614 | 0.20916 | 0.1935 | 0.17896 | 0.16556 | 0.15312 | 0.14165 | 0.13977 | 0.13977 | 0.13977 | 0.13977 | 0.13977 | 0.13977 | 0.13977 | 0.13977 | 0.13977 | 0.13977 | 0.13977 | 0.13977 | 0.069887 | 0 | 0 | 0 | 0 | 0 | 0 | 0 | 0 | 0 | 0 | 0 | 0 | 0 | 0 | 0 | 0 | 0 | 0 | 0 | 0 | 0 | 0 | 0 | 0 | 0 | 0 | 0 | 0 | 0 | 0 | 0 | 0 | 0 | 0 | 0 | 0 | 0 | 0 | 0 | 0 | 3.1328
Total Depreciation for year | 0 | 0 | 0.11747 | 0.22614 | 0.20916 | 0.1935 | 0.17896 | 0.16556 | 0.15312 | 0.14165 | 0.13977 | 0.13977 | 0.13977 | 0.13977 | 0.13977 | 0.13977 | 0.13977 | 0.13977 | 0.13977 | 0.13977 | 0.13977 | 0.13977 | 0.069887 | 0 | 0 | 0 | 0 | 0 | 0 | 0 | 0 | 0 | 0 | 0 | 0 | 0 | 0 | 0 | 0 | 0 | 0 | 0 | 0 | 0 | 0 | 0 | 0 | 0 | 0 | 0 | 0 | 0 | 0 | 0 | 0 | 0 | 0 | 0 | 0 | 0 | 0 | 0 | 0
Book Depreciation with COR
2014 | 0 | 0 | 0 | 0 | 0 | 0 | 0 | 0 | 0 | 0 | 0 | 0 | 0 | 0 | 0 | 0 | 0 | 0 | 0 | 0 | 0 | 0 | 0 | 0 | 0 | 0 | 0 | 0 | 0 | 0 | 0 | 0 | 0 | 0 | 0 | 0 | 0 | 0 | 0 | 0 | 0 | 0 | 0 | 0 | 0 | 0 | 0 | 0 | 0 | 0 | [13 empty] | 0
2015 |  | 0 | 0 | 0 | 0 | 0 | 0 | 0 | 0 | 0 | 0 | 0 | 0 | 0 | 0 | 0 | 0 | 0 | 0 | 0 | 0 | 0 | 0 | 0 | 0 | 0 | 0 | 0 | 0 | 0 | 0 | 0 | 0 | 0 | 0 | 0 | 0 | 0 | 0 | 0 | 0 | 0 | 0 | 0 | 0 | 0 | 0 | 0 | 0 | 0 | 0 | [12 empty] | 0 | check - total PIS
2016 |  |  | 0.061085 | 0.061085 | 0.061085 | 0.061085 | 0.061085 | 0.061085 | 0.061085 | 0.061085 | 0.061085 | 0.061085 | 0.061085 | 0.061085 | 0.061085 | 0.061085 | 0.061085 | 0.061085 | 0.061085 | 0.061085 | 0.061085 | 0.061085 | 0.061085 | 0.061085 | 0.061085 | 0.061085 | 0.061085 | 0.061085 | 0.061085 | 0.061085 | 0.061085 | 0.061085 | 0.061085 | 0.061085 | 0.061085 | 0.061085 | 0.061085 | 0.061085 | 0.061085 | 0.061085 | 0.061085 | 0.061085 | 0.061085 | 0.061085 | 0.061085 | 0.061085 | 0.061085 | 0.061085 | 0.061085 | 0.061085 | 0.061085 | 0.061085 | [11 empty] | 3.0542 | 3.1326
2017 |  |  |  | 0 | 0 | 0 | 0 | 0 | 0 | 0 | 0 | 0 | 0 | 0 | 0 | 0 | 0 | 0 | 0 | 0 | 0 | 0 | 0 | 0 | 0 | 0 | 0 | 0 | 0 | 0 | 0 | 0 | 0 | 0 | 0 | 0 | 0 | 0 | 0 | 0 | 0 | 0 | 0 | 0 | 0 | 0 | 0 | 0 | 0 | 0 | 0 | 0 | 0 | [10 empty] | 0 | 0
2018 |  |  |  |  | 0 | 0 | 0 | 0 | 0 | 0 | 0 | 0 | 0 | 0 | 0 | 0 | 0 | 0 | 0 | 0 | 0 | 0 | 0 | 0 | 0 | 0 | 0 | 0 | 0 | 0 | 0 | 0 | 0 | 0 | 0 | 0 | 0 | 0 | 0 | 0 | 0 | 0 | 0 | 0 | 0 | 0 | 0 | 0 | 0 | 0 | 0 | 0 | 0 | 0 | [9 empty] | 0
2019 | [5 empty] | 0 | 0 | 0 | 0 | 0 | 0 | 0 | 0 | 0 | 0 | 0 | 0 | 0 | 0 | 0 | 0 | 0 | 0 | 0 | 0 | 0 | 0 | 0 | 0 | 0 | 0 | 0 | 0 | 0 | 0 | 0 | 0 | 0 | 0 | 0 | 0 | 0 | 0 | 0 | 0 | 0 | 0 | 0 | 0 | 0 | 0 | 0 | 0 | 0 | 0 | [8 empty] | 0 | 0
2020 | [6 empty] | 0 | 0 | 0 | 0 | 0 | 0 | 0 | 0 | 0 | 0 | 0 | 0 | 0 | 0 | 0 | 0 | 0 | 0 | 0 | 0 | 0 | 0 | 0 | 0 | 0 | 0 | 0 | 0 | 0 | 0 | 0 | 0 | 0 | 0 | 0 | 0 | 0 | 0 | 0 | 0 | 0 | 0 | 0 | 0 | 0 | 0 | 0 | 0 | 0 | 0 | [7 empty] | 0
2021 | [7 empty] | 0 | 0 | 0 | 0 | 0 | 0 | 0 | 0 | 0 | 0 | 0 | 0 | 0 | 0 | 0 | 0 | 0 | 0 | 0 | 0 | 0 | 0 | 0 | 0 | 0 | 0 | 0 | 0 | 0 | 0 | 0 | 0 | 0 | 0 | 0 | 0 | 0 | 0 | 0 | 0 | 0 | 0 | 0 | 0 | 0 | 0 | 0 | 0 | 0 | 0 | [6 empty] | 0
2022 | [8 empty] | 0 | 0 | 0 | 0 | 0 | 0 | 0 | 0 | 0 | 0 | 0 | 0 | 0 | 0 | 0 | 0 | 0 | 0 | 0 | 0 | 0 | 0 | 0 | 0 | 0 | 0 | 0 | 0 | 0 | 0 | 0 | 0 | 0 | 0 | 0 | 0 | 0 | 0 | 0 | 0 | 0 | 0 | 0 | 0 | 0 | 0 | 0 | 0 | 0 | 0 | [5 empty] | 0
2023 | [9 empty] | 0 | 0 | 0 | 0 | 0 | 0 | 0 | 0 | 0 | 0 | 0 | 0 | 0 | 0 | 0 | 0 | 0 | 0 | 0 | 0 | 0 | 0 | 0 | 0 | 0 | 0 | 0 | 0 | 0 | 0 | 0 | 0 | 0 | 0 | 0 | 0 | 0 | 0 | 0 | 0 | 0 | 0 | 0 | 0 | 0 | 0 | 0 | 0 | 0 | 0 |  |  |  |  | 0
2024 | [10 empty] | 0 | 0 | 0 | 0 | 0 | 0 | 0 | 0 | 0 | 0 | 0 | 0 | 0 | 0 | 0 | 0 | 0 | 0 | 0 | 0 | 0 | 0 | 0 | 0 | 0 | 0 | 0 | 0 | 0 | 0 | 0 | 0 | 0 | 0 | 0 | 0 | 0 | 0 | 0 | 0 | 0 | 0 | 0 | 0 | 0 | 0 | 0 | 0 | 0 | 0 |  |  |  | 0 | 0
2025 | [11 empty] | 0 | 0 | 0 | 0 | 0 | 0 | 0 | 0 | 0 | 0 | 0 | 0 | 0 | 0 | 0 | 0 | 0 | 0 | 0 | 0 | 0 | 0 | 0 | 0 | 0 | 0 | 0 | 0 | 0 | 0 | 0 | 0 | 0 | 0 | 0 | 0 | 0 | 0 | 0 | 0 | 0 | 0 | 0 | 0 | 0 | 0 | 0 | 0 | 0 | 0 |  |  | 0
2026 | [12 empty] | 0 | 0 | 0 | 0 | 0 | 0 | 0 | 0 | 0 | 0 | 0 | 0 | 0 | 0 | 0 | 0 | 0 | 0 | 0 | 0 | 0 | 0 | 0 | 0 | 0 | 0 | 0 | 0 | 0 | 0 | 0 | 0 | 0 | 0 | 0 | 0 | 0 | 0 | 0 | 0 | 0 | 0 | 0 | 0 | 0 | 0 | 0 | 0 | 0 | 0 |  | 0
| 0 | 0 | 0.061085 | 0.061085 | 0.061085 | 0.061085 | 0.061085 | 0.061085 | 0.061085 | 0.061085 | 0.061085 | 0.061085 | 0.061085 | 0.061085 | 0.061085 | 0.061085 | 0.061085 | 0.061085 | 0.061085 | 0.061085 | 0.061085 | 0.061085 | 0.061085 | 0.061085 | 0.061085 | 0.061085 | 0.061085 | 0.061085 | 0.061085 | 0.061085 | 0.061085 | 0.061085 | 0.061085 | 0.061085 | 0.061085 | 0.061085 | 0.061085 | 0.061085 | 0.061085 | 0.061085 | 0.061085 | 0.061085 | 0.061085 | 0.061085 | 0.061085 | 0.061085 | 0.061085 | 0.061085 | 0.061085 | 0.061085 | 0.061085 | 0.061085 | 0 | 0 | 0 | 0 | 0 | 0 | 0 | 0 | 0 | 0 | 0 | 3.0542
Book Depreciation- excl. Salvage
2014 | 0 | 0 | 0 | 0 | 0 | 0 | 0 | 0 | 0 | 0 | 0 | 0 | 0 | 0 | 0 | 0 | 0 | 0 | 0 | 0 | 0 | 0 | 0 | 0 | 0 |  |  | 0 | 0 | 0 | 0 | 0 | 0 | 0 | 0 | 0 | 0 | 0 | 0 | 0 | 0 | 0 | 0 | 0 | 0 | 0 | 0 | 0 | 0 | 0 | 0 | 0 | [11 empty] | 0
2015 |  | 0 | 0 | 0 | 0 | 0 | 0 | 0 | 0 | 0 | 0 | 0 | 0 | 0 | 0 | 0 | 0 | 0 | 0 | 0 | 0 | 0 | 0 | 0 | 0 | 0 |  | 0 | 0 | 0 | 0 | 0 | 0 | 0 | 0 | 0 | 0 | 0 | 0 | 0 | 0 | 0 | 0 | 0 | 0 | 0 | 0 | 0 | 0 | 0 | 0 | 0 | [11 empty] | 0 | check - total PIS
2016 |  |  | 0.062651 | 0.062651 | 0.062651 | 0.062651 | 0.062651 | 0.062651 | 0.062651 | 0.062651 | 0.062651 | 0.062651 | 0.062651 | 0.062651 | 0.062651 | 0.062651 | 0.062651 | 0.062651 | 0.062651 | 0.062651 | 0.062651 | 0.062651 | 0.062651 | 0.062651 | 0.062651 | 0.062651 | 0.062651 | 0.062651 | 0.062651 | 0.062651 | 0.062651 | 0.062651 | 0.062651 | 0.062651 | 0.062651 | 0.062651 | 0.062651 | 0.062651 | 0.062651 | 0.062651 | 0.062651 | 0.062651 | 0.062651 | 0.062651 | 0.062651 | 0.062651 | 0.062651 | 0.062651 | 0.062651 | 0.062651 | 0.062651 | 0.062651 | [11 empty] | 3.1326 | 3.1326
2017 |  |  |  | 0 | 0 | 0 | 0 | 0 | 0 | 0 | 0 | 0 | 0 | 0 | 0 | 0 | 0 | 0 | 0 | 0 | 0 | 0 | 0 | 0 | 0 | 0 | 0 | 0 | 0 | 0 | 0 | 0 | 0 | 0 | 0 | 0 | 0 | 0 | 0 | 0 | 0 | 0 | 0 | 0 | 0 | 0 | 0 | 0 | 0 | 0 | 0 | 0 | 0 | [10 empty] | 0 | 0
2018 |  |  |  |  | 0 | 0 | 0 | 0 | 0 | 0 | 0 | 0 | 0 | 0 | 0 | 0 | 0 | 0 | 0 | 0 | 0 | 0 | 0 | 0 | 0 | 0 | 0 | 0 | 0 | 0 | 0 | 0 | 0 | 0 | 0 | 0 | 0 | 0 | 0 | 0 | 0 | 0 | 0 | 0 | 0 | 0 | 0 | 0 | 0 | 0 | 0 | 0 | 0 | 0 | [9 empty] | 0
2019 | [5 empty] | 0 | 0 | 0 | 0 | 0 | 0 | 0 | 0 | 0 | 0 | 0 | 0 | 0 | 0 | 0 | 0 | 0 | 0 | 0 | 0 | 0 | 0 | 0 | 0 | 0 | 0 | 0 | 0 | 0 | 0 | 0 | 0 | 0 | 0 | 0 | 0 | 0 | 0 | 0 | 0 | 0 | 0 | 0 | 0 | 0 | 0 | 0 | 0 | 0 | 0 | [8 empty] | 0 | 0
2020 | [6 empty] | 0 | 0 | 0 | 0 | 0 | 0 | 0 | 0 | 0 | 0 | 0 | 0 | 0 | 0 | 0 | 0 | 0 | 0 | 0 | 0 | 0 | 0 | 0 | 0 | 0 | 0 | 0 | 0 | 0 | 0 | 0 | 0 | 0 | 0 | 0 | 0 | 0 | 0 | 0 | 0 | 0 | 0 | 0 | 0 | 0 | 0 | 0 | 0 | 0 | 0 | [7 empty] | 0
2021 | [7 empty] | 0 | 0 | 0 | 0 | 0 | 0 | 0 | 0 | 0 | 0 | 0 | 0 | 0 | 0 | 0 | 0 | 0 | 0 | 0 | 0 | 0 | 0 | 0 | 0 | 0 | 0 | 0 | 0 | 0 | 0 | 0 | 0 | 0 | 0 | 0 | 0 | 0 | 0 | 0 | 0 | 0 | 0 | 0 | 0 | 0 | 0 | 0 | 0 | 0 | 0 | [6 empty] | 0
2022 | [8 empty] | 0 | 0 | 0 | 0 | 0 | 0 | 0 | 0 | 0 | 0 | 0 | 0 | 0 | 0 | 0 | 0 | 0 | 0 | 0 | 0 | 0 | 0 | 0 | 0 | 0 | 0 | 0 | 0 | 0 | 0 | 0 | 0 | 0 | 0 | 0 | 0 | 0 | 0 | 0 | 0 | 0 | 0 | 0 | 0 | 0 | 0 | 0 | 0 | 0 | 0 | [5 empty] | 0
2023 | [9 empty] | 0 | 0 | 0 | 0 | 0 | 0 | 0 | 0 | 0 | 0 | 0 | 0 | 0 | 0 | 0 | 0 | 0 | 0 | 0 | 0 | 0 | 0 | 0 | 0 | 0 | 0 | 0 | 0 | 0 | 0 | 0 | 0 | 0 | 0 | 0 | 0 | 0 | 0 | 0 | 0 | 0 | 0 | 0 | 0 | 0 | 0 | 0 | 0 | 0 | 0 |  |  |  |  | 0
2024 | [10 empty] | 0 | 0 | 0 | 0 | 0 | 0 | 0 | 0 | 0 | 0 | 0 | 0 | 0 | 0 | 0 | 0 | 0 | 0 | 0 | 0 | 0 | 0 | 0 | 0 | 0 | 0 | 0 | 0 | 0 | 0 | 0 | 0 | 0 | 0 | 0 | 0 | 0 | 0 | 0 | 0 | 0 | 0 | 0 | 0 | 0 | 0 | 0 | 0 | 0 | 0 |  |  |  | 0 | 0
2025 | [11 empty] | 0 | 0 | 0 | 0 | 0 | 0 | 0 | 0 | 0 | 0 | 0 | 0 | 0 | 0 | 0 | 0 | 0 | 0 | 0 | 0 | 0 | 0 | 0 | 0 | 0 | 0 | 0 | 0 | 0 | 0 | 0 | 0 | 0 | 0 | 0 | 0 | 0 | 0 | 0 | 0 | 0 | 0 | 0 | 0 | 0 | 0 | 0 | 0 | 0 | 0 |  |  | 0
2026 | [12 empty] | 0 | 0 | 0 | 0 | 0 | 0 | 0 | 0 | 0 | 0 | 0 | 0 | 0 | 0 | 0 | 0 | 0 | 0 | 0 | 0 | 0 | 0 | 0 | 0 | 0 | 0 | 0 | 0 | 0 | 0 | 0 | 0 | 0 | 0 | 0 | 0 | 0 | 0 | 0 | 0 | 0 | 0 | 0 | 0 | 0 | 0 | 0 | 0 | 0 | 0 |  | 0 | 0
| 0 | 0 | 0.062651 | 0.062651 | 0.062651 | 0.062651 | 0.062651 | 0.062651 | 0.062651 | 0.062651 | 0.062651 | 0.062651 | 0.062651 | 0.062651 | 0.062651 | 0.062651 | 0.062651 | 0.062651 | 0.062651 | 0.062651 | 0.062651 | 0.062651 | 0.062651 | 0.062651 | 0.062651 | 0.062651 | 0.062651 | 0.062651 | 0.062651 | 0.062651 | 0.062651 | 0.062651 | 0.062651 | 0.062651 | 0.062651 | 0.062651 | 0.062651 | 0.062651 | 0.062651 | 0.062651 | 0.062651 | 0.062651 | 0.062651 | 0.062651 | 0.062651 | 0.062651 | 0.062651 | 0.062651 | 0.062651 | 0.062651 | 0.062651 | 0.062651 | 0 | 0 | 0 | 0 | 0 | 0 | 0 | 0 | 0 | 0 | 0 | 3.1326
Note on A50: Lee, Betty: rate base does not include CWIP b/c the CapEx dollars include an AFUDC component in it already

## 3b-2026
Project No. | 3b
Project Desc. | 4 MWs from Brownsville No. 1 to Glendale + 2MWs in High Tension Vault (formerly 5 MW)
Book Life | 50
Tax Life | 20N
Salvage Rate | 2.5%
| 2014 | 2015 | 2016 | 2017 | 2018 | 2019 | 2020 | 2021 | 2022 | 2023 | 2024 | 2025 | 2026 | 2027 | 2028 | 2029 | 2030 | 2031 | 2032 | 2033 | 2034 | 2035 | 2036 | 2037 | 2038 | 2039 | 2040 | 2041 | 2042 | 2043 | 2044 | 2045 | 2046 | 2047 | 2048 | 2049 | 2050 | 2051 | 2052 | 2053 | 2054 | 2055 | 2056 | 2057 | 2058 | 2059 | 2060 | 2061 | 2062 | 2063 | 2064 | 2065 | 2066 | 2067 | 2068 | 2069 | 2070 | 2071 | 2072 | 2073 | 2074 | 2075 | 2076
Closing to Plant (Y/N) | N | N | Y | N | N | N | N | N | N | N | N | N | N | N | N | N | N | N | N | N | N | N | N | N | N | N | N | N | N | N | N | N | N | N | N | N | N | N | N | N | N | N | N | N | N | N | N | N | N | N | N | N | N | N | N | N | N | N | N | N | N | N | N | Total
CWIP
Beginning of Period | 0 | 0 | 2.4878 | 0 | 0 | 0 | 0 | 0 | 0 | 0 | 0 | 0 | 0 | 0 | 0 | 0 | 0 | 0 | 0 | 0 | 0 | 0 | 0 | 0 | 0 | 0 | 0 | 0 | 0 | 0 | 0 | 0 | 0 | 0 | 0 | 0 | 0 | 0 | 0 | 0 | 0 | 0 | 0 | 0 | 0 | 0 | 0 | 0 | 0 | 0 | 0 | 0 | 0 | 0 | 0 | 0 | 0 | 0 | 0 | 0 | 0 | 0 | 0
Activity
Capex | 0 | 2.4878 | 0.64472 | 0 | 0 | 0 | 0 | 0 | 0 | 0 | 0 | 0 | 0 | [50 empty] | 3.1326
Closings to Plant |  |  | -3.1326 | [9 empty] | 0 | [50 empty] | -3.1326
End of Period | 0 | 2.4878 | 0 | 0 | 0 | 0 | 0 | 0 | 0 | 0 | 0 | 0 | 0 | 0 | 0 | 0 | 0 | 0 | 0 | 0 | 0 | 0 | 0 | 0 | 0 | 0 | 0 | 0 | 0 | 0 | 0 | 0 | 0 | 0 | 0 | 0 | 0 | 0 | 0 | 0 | 0 | 0 | 0 | 0 | 0 | 0 | 0 | 0 | 0 | 0 | 0 | 0 | 0 | 0 | 0 | 0 | 0 | 0 | 0 | 0 | 0 | 0 | 0
Average | 0 | 1.2439 | 1.2439 | 0 | 0 | 0 | 0 | 0 | 0 | 0 | 0 | 0 | 0 | 0 | 0 | 0 | 0 | 0 | 0 | 0 | 0 | 0 | 0 | 0 | 0 | 0 | 0 | 0 | 0 | 0 | 0 | 0 | 0 | 0 | 0 | 0 | 0 | 0 | 0 | 0 | 0 | 0 | 0 | 0 | 0 | 0 | 0 | 0 | 0 | 0 | 0 | 0 | 0 | 0 | 0 | 0 | 0 | 0 | 0 | 0 | 0 | 0 | 0
Plant in Service
Beginning of Period | 0 | 0 | 0 | 3.1326 | 3.1326 | 3.1326 | 3.1326 | 3.1326 | 3.1326 | 3.1326 | 3.1326 | 3.1326 | 3.1326 | 3.1326 | 3.1326 | 3.1326 | 3.1326 | 3.1326 | 3.1326 | 3.1326 | 3.1326 | 3.1326 | 3.1326 | 3.1326 | 3.1326 | 3.1326 | 3.1326 | 3.1326 | 3.1326 | 3.1326 | 3.1326 | 3.1326 | 3.1326 | 3.1326 | 3.1326 | 3.1326 | 3.1326 | 3.1326 | 3.1326 | 3.1326 | 3.1326 | 3.1326 | 3.1326 | 3.1326 | 3.1326 | 3.1326 | 3.1326 | 3.1326 | 3.1326 | 3.1326 | 3.1326 | 3.1326 | 0 | 0 | 0 | 0 | 0 | 0 | 0 | 0 | 0 | 0 | 0
Activity | 0 | 0 | 3.1326 | 0 | 0 | 0 | 0 | 0 | 0 | 0 | 0 | 0 | 0 | 0 | 0 | 0 | 0 | 0 | 0 | 0 | 0 | 0 | 0 | 0 | 0 | 0 | 0 | 0 | 0 | 0 | 0 | 0 | 0 | 0 | 0 | 0 | 0 | 0 | 0 | 0 | 0 | 0 | 0 | 0 | 0 | 0 | 0 | 0 | 0 | 0 | 0 | -3.1326 | 0 | 0 | 0 | 0 | 0 | 0 | 0 | 0 | 0 | 0 | 0 | 0
End of Period | 0 | 0 | 3.1326 | 3.1326 | 3.1326 | 3.1326 | 3.1326 | 3.1326 | 3.1326 | 3.1326 | 3.1326 | 3.1326 | 3.1326 | 3.1326 | 3.1326 | 3.1326 | 3.1326 | 3.1326 | 3.1326 | 3.1326 | 3.1326 | 3.1326 | 3.1326 | 3.1326 | 3.1326 | 3.1326 | 3.1326 | 3.1326 | 3.1326 | 3.1326 | 3.1326 | 3.1326 | 3.1326 | 3.1326 | 3.1326 | 3.1326 | 3.1326 | 3.1326 | 3.1326 | 3.1326 | 3.1326 | 3.1326 | 3.1326 | 3.1326 | 3.1326 | 3.1326 | 3.1326 | 3.1326 | 3.1326 | 3.1326 | 3.1326 | 0 | 0 | 0 | 0 | 0 | 0 | 0 | 0 | 0 | 0 | 0 | 0
Average | 0 | 0 | 1.5663 | 3.1326 | 3.1326 | 3.1326 | 3.1326 | 3.1326 | 3.1326 | 3.1326 | 3.1326 | 3.1326 | 3.1326 | 3.1326 | 3.1326 | 3.1326 | 3.1326 | 3.1326 | 3.1326 | 3.1326 | 3.1326 | 3.1326 | 3.1326 | 3.1326 | 3.1326 | 3.1326 | 3.1326 | 3.1326 | 3.1326 | 3.1326 | 3.1326 | 3.1326 | 3.1326 | 3.1326 | 3.1326 | 3.1326 | 3.1326 | 3.1326 | 3.1326 | 3.1326 | 3.1326 | 3.1326 | 3.1326 | 3.1326 | 3.1326 | 3.1326 | 3.1326 | 3.1326 | 3.1326 | 3.1326 | 3.1326 | 1.5663 | 0 | 0 | 0 | 0 | 0 | 0 | 0 | 0 | 0 | 0 | 0
Tax Depreciation
Beginning of Period | 0 | 0 | 0 | 0.23494 | 0.68722 | 1.1055 | 1.4925 | 1.8505 | 2.1816 | 2.4878 | 2.7711 | 3.0507 | 3.3302 | 3.6098 | 3.8893 | 4.1689 | 4.4484 | 4.728 | 5.0075 | 5.2871 | 5.5666 | 5.8462 | 6.1257 | 6.2655 | 6.2655 | 6.2655 | 6.2655 | 6.2655 | 6.2655 | 6.2655 | 6.2655 | 6.2655 | 6.2655 | 6.2655 | 6.2655 | 6.2655 | 6.2655 | 6.2655 | 6.2655 | 6.2655 | 6.2655 | 6.2655 | 6.2655 | 6.2655 | 6.2655 | 6.2655 | 6.2655 | 6.2655 | 6.2655 | 6.2655 | 6.2655 | 6.2655 | 6.2655 | 6.2655 | 6.2655 | 6.2655 | 6.2655 | 6.2655 | 6.2655 | 6.2655 | 6.2655 | 6.2655 | 6.2655
Federal | 0 | 0 | 0.11747 | 0.22614 | 0.20916 | 0.1935 | 0.17896 | 0.16556 | 0.15312 | 0.14165 | 0.13977 | 0.13977 | 0.13977 | 0.13977 | 0.13977 | 0.13977 | 0.13977 | 0.13977 | 0.13977 | 0.13977 | 0.13977 | 0.13977 | 0.069887 | 0 | 0 | 0 | 0 | 0 | 0 | 0 | 0 | 0 | 0 | 0 | 0 | 0 | 0 | 0 | 0 | 0 | 0 | 0 | 0 | 0 | 0 | 0 | 0 | 0 | 0 | 0 | 0 | 0 | 0 | 0 | 0 | 0 | 0 | 0 | 0 | 0 | 0 | 0 | 0 | 3.1328
State | 0 | 0 | 0.11747 | 0.22614 | 0.20916 | 0.1935 | 0.17896 | 0.16556 | 0.15312 | 0.14165 | 0.13977 | 0.13977 | 0.13977 | 0.13977 | 0.13977 | 0.13977 | 0.13977 | 0.13977 | 0.13977 | 0.13977 | 0.13977 | 0.13977 | 0.069887 | 0 | 0 | 0 | 0 | 0 | 0 | 0 | 0 | 0 | 0 | 0 | 0 | 0 | 0 | 0 | 0 | 0 | 0 | 0 | 0 | 0 | 0 | 0 | 0 | 0 | 0 | 0 | 0 | 0 | 0 | 0 | 0 | 0 | 0 | 0 | 0 | 0 | 0 | 0 | 0 | 3.1328
End of Period | 0 | 0 | 0.23494 | 0.68722 | 1.1055 | 1.4925 | 1.8505 | 2.1816 | 2.4878 | 2.7711 | 3.0507 | 3.3302 | 3.6098 | 3.8893 | 4.1689 | 4.4484 | 4.728 | 5.0075 | 5.2871 | 5.5666 | 5.8462 | 6.1257 | 6.2655 | 6.2655 | 6.2655 | 6.2655 | 6.2655 | 6.2655 | 6.2655 | 6.2655 | 6.2655 | 6.2655 | 6.2655 | 6.2655 | 6.2655 | 6.2655 | 6.2655 | 6.2655 | 6.2655 | 6.2655 | 6.2655 | 6.2655 | 6.2655 | 6.2655 | 6.2655 | 6.2655 | 6.2655 | 6.2655 | 6.2655 | 6.2655 | 6.2655 | 6.2655 | 6.2655 | 6.2655 | 6.2655 | 6.2655 | 6.2655 | 6.2655 | 6.2655 | 6.2655 | 6.2655 | 6.2655 | 6.2655
Average | 0 | 0 | 0.11747 | 0.46108 | 0.89638 | 1.299 | 1.6715 | 2.016 | 2.3347 | 2.6295 | 2.9109 | 3.1905 | 3.47 | 3.7496 | 4.0291 | 4.3087 | 4.5882 | 4.8678 | 5.1473 | 5.4269 | 5.7064 | 5.986 | 6.1956 | 6.2655 | 6.2655 | 6.2655 | 6.2655 | 6.2655 | 6.2655 | 6.2655 | 6.2655 | 6.2655 | 6.2655 | 6.2655 | 6.2655 | 6.2655 | 6.2655 | 6.2655 | 6.2655 | 6.2655 | 6.2655 | 6.2655 | 6.2655 | 6.2655 | 6.2655 | 6.2655 | 6.2655 | 6.2655 | 6.2655 | 6.2655 | 6.2655 | 6.2655 | 6.2655 | 6.2655 | 6.2655 | 6.2655 | 6.2655 | 6.2655 | 6.2655 | 6.2655 | 6.2655 | 6.2655 | 6.2655
Book Depreciation with COR
Beginning of Period | 0 | 0 | 0 | 0.061085 | 0.12217 | 0.18325 | 0.24434 | 0.30542 | 0.36651 | 0.42759 | 0.48868 | 0.54976 | 0.61085 | 0.67193 | 0.73302 | 0.7941 | 0.85519 | 0.91627 | 0.97736 | 1.0384 | 1.0995 | 1.1606 | 1.2217 | 1.2828 | 1.3439 | 1.405 | 1.466 | 1.5271 | 1.5882 | 1.6493 | 1.7104 | 1.7715 | 1.8325 | 1.8936 | 1.9547 | 2.0158 | 2.0769 | 2.138 | 2.1991 | 2.2601 | 2.3212 | 2.3823 | 2.4434 | 2.5045 | 2.5656 | 2.6267 | 2.6877 | 2.7488 | 2.8099 | 2.871 | 2.9321 | 2.9932 | 0 | 0 | 0 | 0 | 0 | 0 | 0 | 0 | 0 | 0 | 0
Activity | 0 | 0 | 0.061085 | 0.061085 | 0.061085 | 0.061085 | 0.061085 | 0.061085 | 0.061085 | 0.061085 | 0.061085 | 0.061085 | 0.061085 | 0.061085 | 0.061085 | 0.061085 | 0.061085 | 0.061085 | 0.061085 | 0.061085 | 0.061085 | 0.061085 | 0.061085 | 0.061085 | 0.061085 | 0.061085 | 0.061085 | 0.061085 | 0.061085 | 0.061085 | 0.061085 | 0.061085 | 0.061085 | 0.061085 | 0.061085 | 0.061085 | 0.061085 | 0.061085 | 0.061085 | 0.061085 | 0.061085 | 0.061085 | 0.061085 | 0.061085 | 0.061085 | 0.061085 | 0.061085 | 0.061085 | 0.061085 | 0.061085 | 0.061085 | 0.061085 | 0 | 0 | 0 | 0 | 0 | 0 | 0 | 0 | 0 | 0 | 0 | 3.0542
Book Depreciation Related to Retired PIS | [49 empty] | 0 | 0 | -3.0542 | 0 | 0 | 0 | 0 | 0 | 0 | 0 | 0 | 0 | 0 |  | -3.0542
End of Period | 0 | 0 | 0.061085 | 0.12217 | 0.18325 | 0.24434 | 0.30542 | 0.36651 | 0.42759 | 0.48868 | 0.54976 | 0.61085 | 0.67193 | 0.73302 | 0.7941 | 0.85519 | 0.91627 | 0.97736 | 1.0384 | 1.0995 | 1.1606 | 1.2217 | 1.2828 | 1.3439 | 1.405 | 1.466 | 1.5271 | 1.5882 | 1.6493 | 1.7104 | 1.7715 | 1.8325 | 1.8936 | 1.9547 | 2.0158 | 2.0769 | 2.138 | 2.1991 | 2.2601 | 2.3212 | 2.3823 | 2.4434 | 2.5045 | 2.5656 | 2.6267 | 2.6877 | 2.7488 | 2.8099 | 2.871 | 2.9321 | 2.9932 | 0 | 0 | 0 | 0 | 0 | 0 | 0 | 0 | 0 | 0 | 0 | 0
Average | 0 | 0 | 0.030542 | 0.091627 | 0.15271 | 0.2138 | 0.27488 | 0.33597 | 0.39705 | 0.45814 | 0.51922 | 0.58031 | 0.64139 | 0.70248 | 0.76356 | 0.82465 | 0.88573 | 0.94682 | 1.0079 | 1.069 | 1.1301 | 1.1912 | 1.2522 | 1.3133 | 1.3744 | 1.4355 | 1.4966 | 1.5577 | 1.6188 | 1.6798 | 1.7409 | 1.802 | 1.8631 | 1.9242 | 1.9853 | 2.0463 | 2.1074 | 2.1685 | 2.2296 | 2.2907 | 2.3518 | 2.4129 | 2.4739 | 2.535 | 2.5961 | 2.6572 | 2.7183 | 2.7794 | 2.8405 | 2.9015 | 2.9626 | 1.4966 | 0 | 0 | 0 | 0 | 0 | 0 | 0 | 0 | 0 | 0 | 0
Federal Deferred Tax Balance, Net of Tax
Beginning of Period | 0 | 0 | 0 | 0.019187 | 0.076408 | 0.12769 | 0.17348 | 0.21419 | 0.25021 | 0.28187 | 0.30952 | 0.33652 | 0.36351 | 0.3905 | 0.4175 | 0.44449 | 0.47148 | 0.49848 | 0.52547 | 0.55246 | 0.57946 | 0.60645 | 0.63344 | 0.63598 | 0.61405 | 0.59212 | 0.57019 | 0.54826 | 0.52634 | 0.50441 | 0.48248 | 0.46055 | 0.43862 | 0.4167 | 0.39477 | 0.37284 | 0.35091 | 0.32898 | 0.30706 | 0.28513 | 0.2632 | 0.24127 | 0.21935 | 0.19742 | 0.17549 | 0.15356 | 0.13163 | 0.10971 | 0.087778 | 0.06585 | 0.043922 | 0.021994 | 6.5784e-05 | 6.5784e-05 | 6.5784e-05 | 6.5784e-05 | 6.5784e-05 | 6.5784e-05 | 6.5784e-05 | 6.5784e-05 | 6.5784e-05 | 6.5784e-05 | 6.5784e-05
Activity | 0 | 0 | 0.019187 | 0.057221 | 0.051279 | 0.045797 | 0.040709 | 0.036017 | 0.031664 | 0.027651 | 0.026993 | 0.026993 | 0.026993 | 0.026993 | 0.026993 | 0.026993 | 0.026993 | 0.026993 | 0.026993 | 0.026993 | 0.026993 | 0.026993 | 0.0025327 | -0.021928 | -0.021928 | -0.021928 | -0.021928 | -0.021928 | -0.021928 | -0.021928 | -0.021928 | -0.021928 | -0.021928 | -0.021928 | -0.021928 | -0.021928 | -0.021928 | -0.021928 | -0.021928 | -0.021928 | -0.021928 | -0.021928 | -0.021928 | -0.021928 | -0.021928 | -0.021928 | -0.021928 | -0.021928 | -0.021928 | -0.021928 | -0.021928 | -0.021928 | 0 | 0 | 0 | 0 | 0 | 0 | 0 | 0 | 0 | 0 | 0 | 6.5784e-05
End of Period | 0 | 0 | 0.019187 | 0.076408 | 0.12769 | 0.17348 | 0.21419 | 0.25021 | 0.28187 | 0.30952 | 0.33652 | 0.36351 | 0.3905 | 0.4175 | 0.44449 | 0.47148 | 0.49848 | 0.52547 | 0.55246 | 0.57946 | 0.60645 | 0.63344 | 0.63598 | 0.61405 | 0.59212 | 0.57019 | 0.54826 | 0.52634 | 0.50441 | 0.48248 | 0.46055 | 0.43862 | 0.4167 | 0.39477 | 0.37284 | 0.35091 | 0.32898 | 0.30706 | 0.28513 | 0.2632 | 0.24127 | 0.21935 | 0.19742 | 0.17549 | 0.15356 | 0.13163 | 0.10971 | 0.087778 | 0.06585 | 0.043922 | 0.021994 | 6.5784e-05 | 6.5784e-05 | 6.5784e-05 | 6.5784e-05 | 6.5784e-05 | 6.5784e-05 | 6.5784e-05 | 6.5784e-05 | 6.5784e-05 | 6.5784e-05 | 6.5784e-05 | 6.5784e-05
Average | 0 | 0 | 0.0095935 | 0.047797 | 0.10205 | 0.15058 | 0.19384 | 0.2322 | 0.26604 | 0.2957 | 0.32302 | 0.35001 | 0.37701 | 0.404 | 0.43099 | 0.45799 | 0.48498 | 0.51197 | 0.53897 | 0.56596 | 0.59295 | 0.61995 | 0.63471 | 0.62501 | 0.60308 | 0.58116 | 0.55923 | 0.5373 | 0.51537 | 0.49344 | 0.47152 | 0.44959 | 0.42766 | 0.40573 | 0.3838 | 0.36188 | 0.33995 | 0.31802 | 0.29609 | 0.27417 | 0.25224 | 0.23031 | 0.20838 | 0.18645 | 0.16453 | 0.1426 | 0.12067 | 0.098742 | 0.076814 | 0.054886 | 0.032958 | 0.01103 | 6.5784e-05 | 6.5784e-05 | 6.5784e-05 | 6.5784e-05 | 6.5784e-05 | 6.5784e-05 | 6.5784e-05 | 6.5784e-05 | 6.5784e-05 | 6.5784e-05 | 6.5784e-05
State Deferred Tax Balance
Beginning of Period | 0 | 0 | 0 | 0.0035633 | 0.01419 | 0.023713 | 0.032218 | 0.039779 | 0.046467 | 0.052348 | 0.057483 | 0.062496 | 0.067509 | 0.072522 | 0.077535 | 0.082548 | 0.087561 | 0.092574 | 0.097587 | 0.1026 | 0.10761 | 0.11263 | 0.11764 | 0.11811 | 0.11404 | 0.10997 | 0.10589 | 0.10182 | 0.097748 | 0.093676 | 0.089604 | 0.085531 | 0.081459 | 0.077387 | 0.073314 | 0.069242 | 0.06517 | 0.061097 | 0.057025 | 0.052953 | 0.04888 | 0.044808 | 0.040736 | 0.036663 | 0.032591 | 0.028519 | 0.024446 | 0.020374 | 0.016302 | 0.012229 | 0.0081569 | 0.0040845 | 1.2217e-05 | 1.2217e-05 | 1.2217e-05 | 1.2217e-05 | 1.2217e-05 | 1.2217e-05 | 1.2217e-05 | 1.2217e-05 | 1.2217e-05 | 1.2217e-05 | 1.2217e-05
Activity | 0 | 0 | 0.0035633 | 0.010627 | 0.0095232 | 0.0085051 | 0.0075603 | 0.0066888 | 0.0058804 | 0.0051352 | 0.005013 | 0.005013 | 0.005013 | 0.005013 | 0.005013 | 0.005013 | 0.005013 | 0.005013 | 0.005013 | 0.005013 | 0.005013 | 0.005013 | 0.00047035 | -0.0040723 | -0.0040723 | -0.0040723 | -0.0040723 | -0.0040723 | -0.0040723 | -0.0040723 | -0.0040723 | -0.0040723 | -0.0040723 | -0.0040723 | -0.0040723 | -0.0040723 | -0.0040723 | -0.0040723 | -0.0040723 | -0.0040723 | -0.0040723 | -0.0040723 | -0.0040723 | -0.0040723 | -0.0040723 | -0.0040723 | -0.0040723 | -0.0040723 | -0.0040723 | -0.0040723 | -0.0040723 | -0.0040723 | 0 | 0 | 0 | 0 | 0 | 0 | 0 | 0 | 0 | 0 | 0 | 1.2217e-05
End of Period | 0 | 0 | 0.0035633 | 0.01419 | 0.023713 | 0.032218 | 0.039779 | 0.046467 | 0.052348 | 0.057483 | 0.062496 | 0.067509 | 0.072522 | 0.077535 | 0.082548 | 0.087561 | 0.092574 | 0.097587 | 0.1026 | 0.10761 | 0.11263 | 0.11764 | 0.11811 | 0.11404 | 0.10997 | 0.10589 | 0.10182 | 0.097748 | 0.093676 | 0.089604 | 0.085531 | 0.081459 | 0.077387 | 0.073314 | 0.069242 | 0.06517 | 0.061097 | 0.057025 | 0.052953 | 0.04888 | 0.044808 | 0.040736 | 0.036663 | 0.032591 | 0.028519 | 0.024446 | 0.020374 | 0.016302 | 0.012229 | 0.0081569 | 0.0040845 | 1.2217e-05 | 1.2217e-05 | 1.2217e-05 | 1.2217e-05 | 1.2217e-05 | 1.2217e-05 | 1.2217e-05 | 1.2217e-05 | 1.2217e-05 | 1.2217e-05 | 1.2217e-05 | 1.2217e-05
Average | 0 | 0 | 0.0017816 | 0.0088767 | 0.018952 | 0.027966 | 0.035998 | 0.043123 | 0.049408 | 0.054915 | 0.05999 | 0.065003 | 0.070016 | 0.075029 | 0.080042 | 0.085055 | 0.090068 | 0.095081 | 0.10009 | 0.10511 | 0.11012 | 0.11513 | 0.11787 | 0.11607 | 0.112 | 0.10793 | 0.10386 | 0.099784 | 0.095712 | 0.09164 | 0.087567 | 0.083495 | 0.079423 | 0.07535 | 0.071278 | 0.067206 | 0.063133 | 0.059061 | 0.054989 | 0.050916 | 0.046844 | 0.042772 | 0.038699 | 0.034627 | 0.030555 | 0.026482 | 0.02241 | 0.018338 | 0.014265 | 0.010193 | 0.0061207 | 0.0020484 | 1.2217e-05 | 1.2217e-05 | 1.2217e-05 | 1.2217e-05 | 1.2217e-05 | 1.2217e-05 | 1.2217e-05 | 1.2217e-05 | 1.2217e-05 | 1.2217e-05 | 1.2217e-05
Net Rate Base - Average | 0 | 0 | 1.5244 | 2.9843 | 2.8589 | 2.7402 | 2.6278 | 2.5213 | 2.4201 | 2.3238 | 2.2303 | 2.1372 | 2.0441 | 1.9511 | 1.858 | 1.7649 | 1.6718 | 1.5787 | 1.4856 | 1.3925 | 1.2994 | 1.2063 | 1.1277 | 1.0782 | 1.0431 | 1.008 | 0.9729 | 0.93781 | 0.90273 | 0.86764 | 0.83256 | 0.79747 | 0.76239 | 0.7273 | 0.69222 | 0.65713 | 0.62205 | 0.58696 | 0.55188 | 0.5168 | 0.48171 | 0.44663 | 0.41154 | 0.37646 | 0.34137 | 0.30629 | 0.2712 | 0.23612 | 0.20103 | 0.16595 | 0.13086 | 0.056621 | -7.8001e-05 | -7.8001e-05 | -7.8001e-05 | -7.8001e-05 | -7.8001e-05 | -7.8001e-05 | -7.8001e-05 | -7.8001e-05 | -7.8001e-05 | -7.8001e-05 | -7.8001e-05
EXPENSES
Income Tax - Removal Cost | 0 | 0 | -0.0010573 | -0.0010573 | -0.0010573 | -0.0010573 | -0.0010573 | -0.0010573 | -0.0010573 | -0.0010573 | -0.0010573 | -0.0010573 | -0.0010573 | -0.0010573 | -0.0010573 | -0.0010573 | -0.0010573 | -0.0010573 | -0.0010573 | -0.0010573 | -0.0010573 | -0.0010573 | -0.0010573 | -0.0010573 | -0.0010573 | -0.0010573 | -0.0010573 | -0.0010573 | -0.0010573 | -0.0010573 | -0.0010573 | -0.0010573 | -0.0010573 | -0.0010573 | -0.0010573 | -0.0010573 | -0.0010573 | -0.0010573 | -0.0010573 | -0.0010573 | -0.0010573 | -0.0010573 | -0.0010573 | -0.0010573 | -0.0010573 | -0.0010573 | -0.0010573 | -0.0010573 | -0.0010573 | -0.0010573 | -0.0010573 | -0.0010573 | 0 | 0 | 0 | 0 | 0 | 0 | 0 | 0 | 0 | 0 | 0 | -0.052865
Book Depreciation | 0 | 0 | 0.061085 | 0.061085 | 0.061085 | 0.061085 | 0.061085 | 0.061085 | 0.061085 | 0.061085 | 0.061085 | 0.061085 | 0.061085 | 0.061085 | 0.061085 | 0.061085 | 0.061085 | 0.061085 | 0.061085 | 0.061085 | 0.061085 | 0.061085 | 0.061085 | 0.061085 | 0.061085 | 0.061085 | 0.061085 | 0.061085 | 0.061085 | 0.061085 | 0.061085 | 0.061085 | 0.061085 | 0.061085 | 0.061085 | 0.061085 | 0.061085 | 0.061085 | 0.061085 | 0.061085 | 0.061085 | 0.061085 | 0.061085 | 0.061085 | 0.061085 | 0.061085 | 0.061085 | 0.061085 | 0.061085 | 0.061085 | 0.061085 | 0.061085 | 0 | 0 | 0 | 0 | 0 | 0 | 0 | 0 | 0 | 0 | 0 | 3.0542
Property Taxes | 0 | 0 | 0.15663 | 0.15663 | 0.15663 | 0.15663 | 0.15663 | 0.15663 | 0.15663 | 0.15663 | 0.15663 | 0.15663 | 0.15663 | 0.15663 | 0.15663 | 0.15663 | 0.15663 | 0.15663 | 0.15663 | 0.15663 | 0.15663 | 0.15663 | 0.15663 | 0.15663 | 0.15663 | 0.15663 | 0.15663 | 0.15663 | 0.15663 | 0.15663 | 0.15663 | 0.15663 | 0.15663 | 0.15663 | 0.15663 | 0.15663 | 0.15663 | 0.15663 | 0.15663 | 0.15663 | 0.15663 | 0.15663 | 0.15663 | 0.15663 | 0.15663 | 0.15663 | 0.15663 | 0.15663 | 0.15663 | 0.15663 | 0.15663 | 0 | 0 | 0 | 0 | 0 | 0 | 0 | 0 | 0 | 0 | 0 | 0 | 7.6748
Total Expenses | 0 | 0 | 0.21666 | 0.21666 | 0.21666 | 0.21666 | 0.21666 | 0.21666 | 0.21666 | 0.21666 | 0.21666 | 0.21666 | 0.21666 | 0.21666 | 0.21666 | 0.21666 | 0.21666 | 0.21666 | 0.21666 | 0.21666 | 0.21666 | 0.21666 | 0.21666 | 0.21666 | 0.21666 | 0.21666 | 0.21666 | 0.21666 | 0.21666 | 0.21666 | 0.21666 | 0.21666 | 0.21666 | 0.21666 | 0.21666 | 0.21666 | 0.21666 | 0.21666 | 0.21666 | 0.21666 | 0.21666 | 0.21666 | 0.21666 | 0.21666 | 0.21666 | 0.21666 | 0.21666 | 0.21666 | 0.21666 | 0.21666 | 0.21666 | 0.060028 | 0 | 0 | 0 | 0 | 0 | 0 | 0 | 0 | 0 | 0 | 0 | 10.6762
REVENUE REQUIREMENT
Net Rate Base | 0 | 0 | 1.5244 | 2.9843 | 2.8589 | 2.7402 | 2.6278 | 2.5213 | 2.4201 | 2.3238 | 2.2303 | 2.1372 | 2.0441 | 1.9511 | 1.858 | 1.7649 | 1.6718 | 1.5787 | 1.4856 | 1.3925 | 1.2994 | 1.2063 | 1.1277 | 1.0782 | 1.0431 | 1.008 | 0.9729 | 0.93781 | 0.90273 | 0.86764 | 0.83256 | 0.79747 | 0.76239 | 0.7273 | 0.69222 | 0.65713 | 0.62205 | 0.58696 | 0.55188 | 0.5168 | 0.48171 | 0.44663 | 0.41154 | 0.37646 | 0.34137 | 0.30629 | 0.2712 | 0.23612 | 0.20103 | 0.16595 | 0.13086 | 0.056621 | -7.8001e-05 | -7.8001e-05 | -7.8001e-05 | -7.8001e-05 | -7.8001e-05 | -7.8001e-05 | -7.8001e-05 | -7.8001e-05 | -7.8001e-05 | -7.8001e-05 | -7.8001e-05 | 58.7303
ROR | 9.98% | 9.98% | 9.7% | 9.7% | 9.7% | 9.7% | 9.7% | 9.7% | 9.7% | 9.7% | 9.7% | 9.7% | 9.7% | 9.7% | 9.7% | 9.7% | 9.7% | 9.7% | 9.7% | 9.7% | 9.7% | 9.7% | 9.7% | 9.7% | 9.7% | 9.7% | 9.7% | 9.7% | 9.7% | 9.7% | 9.7% | 9.7% | 9.7% | 9.7% | 9.7% | 9.7% | 9.7% | 9.7% | 9.7% | 9.7% | 9.7% | 9.7% | 9.7% | 9.7% | 9.7% | 9.7% | 9.7% | 9.7% | 9.7% | 9.7% | 9.7% | 9.7% | 9.7% | 9.7% | 9.7% | 9.7% | 9.7% | 9.7% | 9.7% | 9.7% | 9.7% | 9.7% | 9.7%
Earnings Base | 0 | 0 | 0.14786 | 0.28947 | 0.27731 | 0.2658 | 0.2549 | 0.24456 | 0.23475 | 0.22541 | 0.21634 | 0.20731 | 0.19828 | 0.18925 | 0.18022 | 0.17119 | 0.16216 | 0.15313 | 0.1441 | 0.13507 | 0.12604 | 0.11701 | 0.10939 | 0.10458 | 0.10118 | 0.097774 | 0.094371 | 0.090968 | 0.087565 | 0.084161 | 0.080758 | 0.077355 | 0.073952 | 0.070548 | 0.067145 | 0.063742 | 0.060339 | 0.056936 | 0.053532 | 0.050129 | 0.046726 | 0.043323 | 0.039919 | 0.036516 | 0.033113 | 0.02971 | 0.026307 | 0.022903 | 0.0195 | 0.016097 | 0.012694 | 0.0054923 | -7.5661e-06 | -7.5661e-06 | -7.5661e-06 | -7.5661e-06 | -7.5661e-06 | -7.5661e-06 | -7.5661e-06 | -7.5661e-06 | -7.5661e-06 | -7.5661e-06 | -7.5661e-06
Earnings - Expense | 0 | 0 | 0.21666 | 0.21666 | 0.21666 | 0.21666 | 0.21666 | 0.21666 | 0.21666 | 0.21666 | 0.21666 | 0.21666 | 0.21666 | 0.21666 | 0.21666 | 0.21666 | 0.21666 | 0.21666 | 0.21666 | 0.21666 | 0.21666 | 0.21666 | 0.21666 | 0.21666 | 0.21666 | 0.21666 | 0.21666 | 0.21666 | 0.21666 | 0.21666 | 0.21666 | 0.21666 | 0.21666 | 0.21666 | 0.21666 | 0.21666 | 0.21666 | 0.21666 | 0.21666 | 0.21666 | 0.21666 | 0.21666 | 0.21666 | 0.21666 | 0.21666 | 0.21666 | 0.21666 | 0.21666 | 0.21666 | 0.21666 | 0.21666 | 0.060028 | 0 | 0 | 0 | 0 | 0 | 0 | 0 | 0 | 0 | 0 | 0 | 10.6762
Total Earnings Effect | 0 | 0 | 0.36452 | 0.50613 | 0.49396 | 0.48246 | 0.47156 | 0.46122 | 0.4514 | 0.44207 | 0.433 | 0.42397 | 0.41494 | 0.40591 | 0.39688 | 0.38785 | 0.37882 | 0.36979 | 0.36076 | 0.35173 | 0.3427 | 0.33367 | 0.32605 | 0.32124 | 0.31783 | 0.31443 | 0.31103 | 0.30762 | 0.30422 | 0.30082 | 0.29741 | 0.29401 | 0.29061 | 0.2872 | 0.2838 | 0.2804 | 0.27699 | 0.27359 | 0.27019 | 0.26678 | 0.26338 | 0.25998 | 0.25658 | 0.25317 | 0.24977 | 0.24637 | 0.24296 | 0.23956 | 0.23616 | 0.23275 | 0.22935 | 0.06552 | -7.5661e-06 | -7.5661e-06 | -7.5661e-06 | -7.5661e-06 | -7.5661e-06 | -7.5661e-06 | -7.5661e-06 | -7.5661e-06 | -7.5661e-06 | -7.5661e-06 | -7.5661e-06
Gross-Up Factor | 1.0354 | 1.0354 | 1.0354 | 1.0354 | 1.0354 | 1.0354 | 1.0354 | 1.0354 | 1.0354 | 1.0354 | 1.0354 | 1.0354 | 1.0354 | 1.0354 | 1.0354 | 1.0354 | 1.0354 | 1.0354 | 1.0354 | 1.0354 | 1.0354 | 1.0354 | 1.0354 | 1.0354 | 1.0354 | 1.0354 | 1.0354 | 1.0354 | 1.0354 | 1.0354 | 1.0354 | 1.0354 | 1.0354 | 1.0354 | 1.0354 | 1.0354 | 1.0354 | 1.0354 | 1.0354 | 1.0354 | 1.0354 | 1.0354 | 1.0354 | 1.0354 | 1.0354 | 1.0354 | 1.0354 | 1.0354 | 1.0354 | 1.0354 | 1.0354 | 1.0354 | 1.0354 | 1.0354 | 1.0354 | 1.0354 | 1.0354 | 1.0354 | 1.0354 | 1.0354 | 1.0354 | 1.0354 | 1.0354
Revenue requirement | 0 | 0 | 0.37741 | 0.52402 | 0.51143 | 0.49952 | 0.48823 | 0.47753 | 0.46736 | 0.4577 | 0.44831 | 0.43896 | 0.42961 | 0.42026 | 0.41091 | 0.40156 | 0.39221 | 0.38286 | 0.37351 | 0.36417 | 0.35482 | 0.34547 | 0.33757 | 0.33259 | 0.32907 | 0.32555 | 0.32202 | 0.3185 | 0.31498 | 0.31145 | 0.30793 | 0.30441 | 0.30088 | 0.29736 | 0.29384 | 0.29031 | 0.28679 | 0.28326 | 0.27974 | 0.27622 | 0.27269 | 0.26917 | 0.26565 | 0.26212 | 0.2586 | 0.25508 | 0.25155 | 0.24803 | 0.24451 | 0.24098 | 0.23746 | 0.067837 | -7.8336e-06 | -7.8336e-06 | -7.8336e-06 | -7.8336e-06 | -7.8336e-06 | -7.8336e-06 | -7.8336e-06 | -7.8336e-06 | -7.8336e-06 | -7.8336e-06 | -7.8336e-06 | 16.9519
Depreciation Calculations
Tax Depreciation - Federal
Cost of new equipment in service basis | 0 | 0 | 3.1326 | 0 | 0 | 0 | 0 | 0 | 0 | 0 | 0 | 0 | 0 | 0 | 0 | 0 | 0 | 0 | 0 | 0 | 0 | 0 | 0 | 0 | 0 | 0 | 0 | 0 | 0 | 0 | 0 | 0 | 0 | 0 | 0 | 0 | 0 | 0 | 0 | 0 | 0 | 0 | 0 | 0 | 0 | 0 | 0 | 0 | 0 | 0 | 0 | -3.1326 | 0 | 0 | 0 | 0 | 0 | 0 | 0 | 0 | 0
Bonus Depreciation (N/A) | 0 | 0 | 0 | 0 | 0 | 0 | 0 | 0 | 0 | 0 | 0 | 0 | 0 | 0 | 0 | 0 | 0 | 0 | 0 | 0 | 0 | 0 | 0 | 0 | 0 | 0 | 0 | 0 | 0 | 0 | 0 | 0 | 0 | 0 | 0 | 0 | 0 | 0 | 0 | 0 | 0 | 0 | 0 | 0 | 0 | 0 | 0 | 0 | 0 | 0 | 0 | 0 | 0 | 0 | 0 | 0 | 0 | 0 | 0 | 0 | 0
Regular Depreciation basis (Cumulative) | 0 | 0 | 3.1326 | 3.1326 | 3.1326 | 3.1326 | 3.1326 | 3.1326 | 3.1326 | 3.1326 | 3.1326 | 3.1326 | 3.1326 | 3.1326 | 3.1326 | 3.1326 | 3.1326 | 3.1326 | 3.1326 | 3.1326 | 3.1326 | 3.1326 | 3.1326 | 3.1326 | 3.1326 | 3.1326 | 3.1326 | 3.1326 | 3.1326 | 3.1326 | 3.1326 | 3.1326 | 3.1326 | 3.1326 | 3.1326 | 3.1326 | 3.1326 | 3.1326 | 3.1326 | 3.1326 | 3.1326 | 3.1326 | 3.1326 | 3.1326 | 3.1326 | 3.1326 | 3.1326 | 3.1326 | 3.1326 | 3.1326 | 3.1326 | 0 | 0 | 0 | 0 | 0 | 0 | 0 | 0 | 0 | 0 | 0 | 0
RegularDepreciation |  |  | 0.11747 | 0.22614 | 0.20916 | 0.1935 | 0.17896 | 0.16556 | 0.15312 | 0.14165 | 0.13977 | 0.13977 | 0.13977 | 0.13977 | 0.13977 | 0.13977 | 0.13977 | 0.13977 | 0.13977 | 0.13977 | 0.13977 | 0.13977 | 0.069887 | [40 empty] | 3.1328
Total Depreciation for year | 0 | 0 | 0.11747 | 0.22614 | 0.20916 | 0.1935 | 0.17896 | 0.16556 | 0.15312 | 0.14165 | 0.13977 | 0.13977 | 0.13977 | 0.13977 | 0.13977 | 0.13977 | 0.13977 | 0.13977 | 0.13977 | 0.13977 | 0.13977 | 0.13977 | 0.069887 | 0 | 0 | 0 | 0 | 0 | 0 | 0 | 0 | 0 | 0 | 0 | 0 | 0 | 0 | 0 | 0 | 0 | 0 | 0 | 0 | 0 | 0 | 0 | 0 | 0 | 0 | 0 | 0 | 0 | 0 | 0 | 0 | 0 | 0 | 0 | 0 | 0 | 0
Tax Depreciation - State
Cost of new equipment in service basis | 0 | 0 | 3.1326 | 0 | 0 | 0 | 0 | 0 | 0 | 0 | 0 | 0 | 0 | 0 | 0 | 0 | 0 | 0 | 0 | 0 | 0 | 0 | 0 | 0 | 0 | 0 | 0 | 0 | 0 | 0 | 0 | 0 | 0 | 0 | 0 | 0 | 0 | 0 | 0 | 0 | 0 | 0 | 0 | 0 | 0 | 0 | 0 | 0 | 0 | 0 | 0 | -3.1326 | 0 | 0 | 0 | 0 | 0 | 0 | 0 | 0 | 0 | 0 | 0
Bonus Depreciation (N/A) | 0 | 0 | 0 | 0 | 0 | 0 | 0 | 0 | 0 | 0 | 0 | 0 | 0 | 0 | 0 | 0 | 0 | 0 | 0 | 0 | 0 | 0 | 0 | 0 | 0 | 0 | 0 | 0 | 0 | 0 | 0 | 0 | 0 | 0 | 0 | 0 | 0 | 0 | 0 | 0 | 0 | 0 | 0 | 0 | 0 | 0 | 0 | 0 | 0 | 0 | 0 | 0 | 0 | 0 | 0 | 0 | 0 | 0 | 0 | 0 | 0 | 0 | 0
Regular Depreciation basis (Cumulative) | 0 | 0 | 3.1326 | 3.1326 | 3.1326 | 3.1326 | 3.1326 | 3.1326 | 3.1326 | 3.1326 | 3.1326 | 3.1326 | 3.1326 | 3.1326 | 3.1326 | 3.1326 | 3.1326 | 3.1326 | 3.1326 | 3.1326 | 3.1326 | 3.1326 | 3.1326 | 3.1326 | 3.1326 | 3.1326 | 3.1326 | 3.1326 | 3.1326 | 3.1326 | 3.1326 | 3.1326 | 3.1326 | 3.1326 | 3.1326 | 3.1326 | 3.1326 | 3.1326 | 3.1326 | 3.1326 | 3.1326 | 3.1326 | 3.1326 | 3.1326 | 3.1326 | 3.1326 | 3.1326 | 3.1326 | 3.1326 | 3.1326 | 3.1326 | 0 | 0 | 0 | 0 | 0 | 0 | 0 | 0 | 0 | 0 | 0 | 0
RegularDepreciation | 0 | 0 | 0.11747 | 0.22614 | 0.20916 | 0.1935 | 0.17896 | 0.16556 | 0.15312 | 0.14165 | 0.13977 | 0.13977 | 0.13977 | 0.13977 | 0.13977 | 0.13977 | 0.13977 | 0.13977 | 0.13977 | 0.13977 | 0.13977 | 0.13977 | 0.069887 | 0 | 0 | 0 | 0 | 0 | 0 | 0 | 0 | 0 | 0 | 0 | 0 | 0 | 0 | 0 | 0 | 0 | 0 | 0 | 0 | 0 | 0 | 0 | 0 | 0 | 0 | 0 | 0 | 0 | 0 | 0 | 0 | 0 | 0 | 0 | 0 | 0 | 0 | 0 | 0 | 3.1328
Total Depreciation for year | 0 | 0 | 0.11747 | 0.22614 | 0.20916 | 0.1935 | 0.17896 | 0.16556 | 0.15312 | 0.14165 | 0.13977 | 0.13977 | 0.13977 | 0.13977 | 0.13977 | 0.13977 | 0.13977 | 0.13977 | 0.13977 | 0.13977 | 0.13977 | 0.13977 | 0.069887 | 0 | 0 | 0 | 0 | 0 | 0 | 0 | 0 | 0 | 0 | 0 | 0 | 0 | 0 | 0 | 0 | 0 | 0 | 0 | 0 | 0 | 0 | 0 | 0 | 0 | 0 | 0 | 0 | 0 | 0 | 0 | 0 | 0 | 0 | 0 | 0 | 0 | 0 | 0 | 0
Book Depreciation with COR
2014 | 0 | 0 | 0 | 0 | 0 | 0 | 0 | 0 | 0 | 0 | 0 | 0 | 0 | 0 | 0 | 0 | 0 | 0 | 0 | 0 | 0 | 0 | 0 | 0 | 0 | 0 | 0 | 0 | 0 | 0 | 0 | 0 | 0 | 0 | 0 | 0 | 0 | 0 | 0 | 0 | 0 | 0 | 0 | 0 | 0 | 0 | 0 | 0 | 0 | 0 | [13 empty] | 0
2015 |  | 0 | 0 | 0 | 0 | 0 | 0 | 0 | 0 | 0 | 0 | 0 | 0 | 0 | 0 | 0 | 0 | 0 | 0 | 0 | 0 | 0 | 0 | 0 | 0 | 0 | 0 | 0 | 0 | 0 | 0 | 0 | 0 | 0 | 0 | 0 | 0 | 0 | 0 | 0 | 0 | 0 | 0 | 0 | 0 | 0 | 0 | 0 | 0 | 0 | 0 | [12 empty] | 0 | check - total PIS
2016 |  |  | 0.061085 | 0.061085 | 0.061085 | 0.061085 | 0.061085 | 0.061085 | 0.061085 | 0.061085 | 0.061085 | 0.061085 | 0.061085 | 0.061085 | 0.061085 | 0.061085 | 0.061085 | 0.061085 | 0.061085 | 0.061085 | 0.061085 | 0.061085 | 0.061085 | 0.061085 | 0.061085 | 0.061085 | 0.061085 | 0.061085 | 0.061085 | 0.061085 | 0.061085 | 0.061085 | 0.061085 | 0.061085 | 0.061085 | 0.061085 | 0.061085 | 0.061085 | 0.061085 | 0.061085 | 0.061085 | 0.061085 | 0.061085 | 0.061085 | 0.061085 | 0.061085 | 0.061085 | 0.061085 | 0.061085 | 0.061085 | 0.061085 | 0.061085 | [11 empty] | 3.0542 | 3.1326
2017 |  |  |  | 0 | 0 | 0 | 0 | 0 | 0 | 0 | 0 | 0 | 0 | 0 | 0 | 0 | 0 | 0 | 0 | 0 | 0 | 0 | 0 | 0 | 0 | 0 | 0 | 0 | 0 | 0 | 0 | 0 | 0 | 0 | 0 | 0 | 0 | 0 | 0 | 0 | 0 | 0 | 0 | 0 | 0 | 0 | 0 | 0 | 0 | 0 | 0 | 0 | 0 | [10 empty] | 0 | 0
2018 |  |  |  |  | 0 | 0 | 0 | 0 | 0 | 0 | 0 | 0 | 0 | 0 | 0 | 0 | 0 | 0 | 0 | 0 | 0 | 0 | 0 | 0 | 0 | 0 | 0 | 0 | 0 | 0 | 0 | 0 | 0 | 0 | 0 | 0 | 0 | 0 | 0 | 0 | 0 | 0 | 0 | 0 | 0 | 0 | 0 | 0 | 0 | 0 | 0 | 0 | 0 | 0 | [9 empty] | 0
2019 | [5 empty] | 0 | 0 | 0 | 0 | 0 | 0 | 0 | 0 | 0 | 0 | 0 | 0 | 0 | 0 | 0 | 0 | 0 | 0 | 0 | 0 | 0 | 0 | 0 | 0 | 0 | 0 | 0 | 0 | 0 | 0 | 0 | 0 | 0 | 0 | 0 | 0 | 0 | 0 | 0 | 0 | 0 | 0 | 0 | 0 | 0 | 0 | 0 | 0 | 0 | 0 | [8 empty] | 0 | 0
2020 | [6 empty] | 0 | 0 | 0 | 0 | 0 | 0 | 0 | 0 | 0 | 0 | 0 | 0 | 0 | 0 | 0 | 0 | 0 | 0 | 0 | 0 | 0 | 0 | 0 | 0 | 0 | 0 | 0 | 0 | 0 | 0 | 0 | 0 | 0 | 0 | 0 | 0 | 0 | 0 | 0 | 0 | 0 | 0 | 0 | 0 | 0 | 0 | 0 | 0 | 0 | 0 | [7 empty] | 0
2021 | [7 empty] | 0 | 0 | 0 | 0 | 0 | 0 | 0 | 0 | 0 | 0 | 0 | 0 | 0 | 0 | 0 | 0 | 0 | 0 | 0 | 0 | 0 | 0 | 0 | 0 | 0 | 0 | 0 | 0 | 0 | 0 | 0 | 0 | 0 | 0 | 0 | 0 | 0 | 0 | 0 | 0 | 0 | 0 | 0 | 0 | 0 | 0 | 0 | 0 | 0 | 0 | [6 empty] | 0
2022 | [8 empty] | 0 | 0 | 0 | 0 | 0 | 0 | 0 | 0 | 0 | 0 | 0 | 0 | 0 | 0 | 0 | 0 | 0 | 0 | 0 | 0 | 0 | 0 | 0 | 0 | 0 | 0 | 0 | 0 | 0 | 0 | 0 | 0 | 0 | 0 | 0 | 0 | 0 | 0 | 0 | 0 | 0 | 0 | 0 | 0 | 0 | 0 | 0 | 0 | 0 | 0 | [5 empty] | 0
2023 | [9 empty] | 0 | 0 | 0 | 0 | 0 | 0 | 0 | 0 | 0 | 0 | 0 | 0 | 0 | 0 | 0 | 0 | 0 | 0 | 0 | 0 | 0 | 0 | 0 | 0 | 0 | 0 | 0 | 0 | 0 | 0 | 0 | 0 | 0 | 0 | 0 | 0 | 0 | 0 | 0 | 0 | 0 | 0 | 0 | 0 | 0 | 0 | 0 | 0 | 0 | 0 |  |  |  |  | 0
2024 | [10 empty] | 0 | 0 | 0 | 0 | 0 | 0 | 0 | 0 | 0 | 0 | 0 | 0 | 0 | 0 | 0 | 0 | 0 | 0 | 0 | 0 | 0 | 0 | 0 | 0 | 0 | 0 | 0 | 0 | 0 | 0 | 0 | 0 | 0 | 0 | 0 | 0 | 0 | 0 | 0 | 0 | 0 | 0 | 0 | 0 | 0 | 0 | 0 | 0 | 0 | 0 |  |  |  | 0 | 0
2025 | [11 empty] | 0 | 0 | 0 | 0 | 0 | 0 | 0 | 0 | 0 | 0 | 0 | 0 | 0 | 0 | 0 | 0 | 0 | 0 | 0 | 0 | 0 | 0 | 0 | 0 | 0 | 0 | 0 | 0 | 0 | 0 | 0 | 0 | 0 | 0 | 0 | 0 | 0 | 0 | 0 | 0 | 0 | 0 | 0 | 0 | 0 | 0 | 0 | 0 | 0 | 0 |  |  | 0
2026 | [12 empty] | 0 | 0 | 0 | 0 | 0 | 0 | 0 | 0 | 0 | 0 | 0 | 0 | 0 | 0 | 0 | 0 | 0 | 0 | 0 | 0 | 0 | 0 | 0 | 0 | 0 | 0 | 0 | 0 | 0 | 0 | 0 | 0 | 0 | 0 | 0 | 0 | 0 | 0 | 0 | 0 | 0 | 0 | 0 | 0 | 0 | 0 | 0 | 0 | 0 | 0 |  | 0
| 0 | 0 | 0.061085 | 0.061085 | 0.061085 | 0.061085 | 0.061085 | 0.061085 | 0.061085 | 0.061085 | 0.061085 | 0.061085 | 0.061085 | 0.061085 | 0.061085 | 0.061085 | 0.061085 | 0.061085 | 0.061085 | 0.061085 | 0.061085 | 0.061085 | 0.061085 | 0.061085 | 0.061085 | 0.061085 | 0.061085 | 0.061085 | 0.061085 | 0.061085 | 0.061085 | 0.061085 | 0.061085 | 0.061085 | 0.061085 | 0.061085 | 0.061085 | 0.061085 | 0.061085 | 0.061085 | 0.061085 | 0.061085 | 0.061085 | 0.061085 | 0.061085 | 0.061085 | 0.061085 | 0.061085 | 0.061085 | 0.061085 | 0.061085 | 0.061085 | 0 | 0 | 0 | 0 | 0 | 0 | 0 | 0 | 0 | 0 | 0 | 3.0542
Book Depreciation- excl. Salvage
2014 | 0 | 0 | 0 | 0 | 0 | 0 | 0 | 0 | 0 | 0 | 0 | 0 | 0 | 0 | 0 | 0 | 0 | 0 | 0 | 0 | 0 | 0 | 0 | 0 | 0 |  |  | 0 | 0 | 0 | 0 | 0 | 0 | 0 | 0 | 0 | 0 | 0 | 0 | 0 | 0 | 0 | 0 | 0 | 0 | 0 | 0 | 0 | 0 | 0 | 0 | 0 | [11 empty] | 0
2015 |  | 0 | 0 | 0 | 0 | 0 | 0 | 0 | 0 | 0 | 0 | 0 | 0 | 0 | 0 | 0 | 0 | 0 | 0 | 0 | 0 | 0 | 0 | 0 | 0 | 0 |  | 0 | 0 | 0 | 0 | 0 | 0 | 0 | 0 | 0 | 0 | 0 | 0 | 0 | 0 | 0 | 0 | 0 | 0 | 0 | 0 | 0 | 0 | 0 | 0 | 0 | [11 empty] | 0 | check - total PIS
2016 |  |  | 0.062651 | 0.062651 | 0.062651 | 0.062651 | 0.062651 | 0.062651 | 0.062651 | 0.062651 | 0.062651 | 0.062651 | 0.062651 | 0.062651 | 0.062651 | 0.062651 | 0.062651 | 0.062651 | 0.062651 | 0.062651 | 0.062651 | 0.062651 | 0.062651 | 0.062651 | 0.062651 | 0.062651 | 0.062651 | 0.062651 | 0.062651 | 0.062651 | 0.062651 | 0.062651 | 0.062651 | 0.062651 | 0.062651 | 0.062651 | 0.062651 | 0.062651 | 0.062651 | 0.062651 | 0.062651 | 0.062651 | 0.062651 | 0.062651 | 0.062651 | 0.062651 | 0.062651 | 0.062651 | 0.062651 | 0.062651 | 0.062651 | 0.062651 | [11 empty] | 3.1326 | 3.1326
2017 |  |  |  | 0 | 0 | 0 | 0 | 0 | 0 | 0 | 0 | 0 | 0 | 0 | 0 | 0 | 0 | 0 | 0 | 0 | 0 | 0 | 0 | 0 | 0 | 0 | 0 | 0 | 0 | 0 | 0 | 0 | 0 | 0 | 0 | 0 | 0 | 0 | 0 | 0 | 0 | 0 | 0 | 0 | 0 | 0 | 0 | 0 | 0 | 0 | 0 | 0 | 0 | [10 empty] | 0 | 0
2018 |  |  |  |  | 0 | 0 | 0 | 0 | 0 | 0 | 0 | 0 | 0 | 0 | 0 | 0 | 0 | 0 | 0 | 0 | 0 | 0 | 0 | 0 | 0 | 0 | 0 | 0 | 0 | 0 | 0 | 0 | 0 | 0 | 0 | 0 | 0 | 0 | 0 | 0 | 0 | 0 | 0 | 0 | 0 | 0 | 0 | 0 | 0 | 0 | 0 | 0 | 0 | 0 | [9 empty] | 0
2019 | [5 empty] | 0 | 0 | 0 | 0 | 0 | 0 | 0 | 0 | 0 | 0 | 0 | 0 | 0 | 0 | 0 | 0 | 0 | 0 | 0 | 0 | 0 | 0 | 0 | 0 | 0 | 0 | 0 | 0 | 0 | 0 | 0 | 0 | 0 | 0 | 0 | 0 | 0 | 0 | 0 | 0 | 0 | 0 | 0 | 0 | 0 | 0 | 0 | 0 | 0 | 0 | [8 empty] | 0 | 0
2020 | [6 empty] | 0 | 0 | 0 | 0 | 0 | 0 | 0 | 0 | 0 | 0 | 0 | 0 | 0 | 0 | 0 | 0 | 0 | 0 | 0 | 0 | 0 | 0 | 0 | 0 | 0 | 0 | 0 | 0 | 0 | 0 | 0 | 0 | 0 | 0 | 0 | 0 | 0 | 0 | 0 | 0 | 0 | 0 | 0 | 0 | 0 | 0 | 0 | 0 | 0 | 0 | [7 empty] | 0
2021 | [7 empty] | 0 | 0 | 0 | 0 | 0 | 0 | 0 | 0 | 0 | 0 | 0 | 0 | 0 | 0 | 0 | 0 | 0 | 0 | 0 | 0 | 0 | 0 | 0 | 0 | 0 | 0 | 0 | 0 | 0 | 0 | 0 | 0 | 0 | 0 | 0 | 0 | 0 | 0 | 0 | 0 | 0 | 0 | 0 | 0 | 0 | 0 | 0 | 0 | 0 | 0 | [6 empty] | 0
2022 | [8 empty] | 0 | 0 | 0 | 0 | 0 | 0 | 0 | 0 | 0 | 0 | 0 | 0 | 0 | 0 | 0 | 0 | 0 | 0 | 0 | 0 | 0 | 0 | 0 | 0 | 0 | 0 | 0 | 0 | 0 | 0 | 0 | 0 | 0 | 0 | 0 | 0 | 0 | 0 | 0 | 0 | 0 | 0 | 0 | 0 | 0 | 0 | 0 | 0 | 0 | 0 | [5 empty] | 0
2023 | [9 empty] | 0 | 0 | 0 | 0 | 0 | 0 | 0 | 0 | 0 | 0 | 0 | 0 | 0 | 0 | 0 | 0 | 0 | 0 | 0 | 0 | 0 | 0 | 0 | 0 | 0 | 0 | 0 | 0 | 0 | 0 | 0 | 0 | 0 | 0 | 0 | 0 | 0 | 0 | 0 | 0 | 0 | 0 | 0 | 0 | 0 | 0 | 0 | 0 | 0 | 0 |  |  |  |  | 0
2024 | [10 empty] | 0 | 0 | 0 | 0 | 0 | 0 | 0 | 0 | 0 | 0 | 0 | 0 | 0 | 0 | 0 | 0 | 0 | 0 | 0 | 0 | 0 | 0 | 0 | 0 | 0 | 0 | 0 | 0 | 0 | 0 | 0 | 0 | 0 | 0 | 0 | 0 | 0 | 0 | 0 | 0 | 0 | 0 | 0 | 0 | 0 | 0 | 0 | 0 | 0 | 0 |  |  |  | 0 | 0
2025 | [11 empty] | 0 | 0 | 0 | 0 | 0 | 0 | 0 | 0 | 0 | 0 | 0 | 0 | 0 | 0 | 0 | 0 | 0 | 0 | 0 | 0 | 0 | 0 | 0 | 0 | 0 | 0 | 0 | 0 | 0 | 0 | 0 | 0 | 0 | 0 | 0 | 0 | 0 | 0 | 0 | 0 | 0 | 0 | 0 | 0 | 0 | 0 | 0 | 0 | 0 | 0 |  |  | 0
2026 | [12 empty] | 0 | 0 | 0 | 0 | 0 | 0 | 0 | 0 | 0 | 0 | 0 | 0 | 0 | 0 | 0 | 0 | 0 | 0 | 0 | 0 | 0 | 0 | 0 | 0 | 0 | 0 | 0 | 0 | 0 | 0 | 0 | 0 | 0 | 0 | 0 | 0 | 0 | 0 | 0 | 0 | 0 | 0 | 0 | 0 | 0 | 0 | 0 | 0 | 0 | 0 |  | 0 | 0
| 0 | 0 | 0.062651 | 0.062651 | 0.062651 | 0.062651 | 0.062651 | 0.062651 | 0.062651 | 0.062651 | 0.062651 | 0.062651 | 0.062651 | 0.062651 | 0.062651 | 0.062651 | 0.062651 | 0.062651 | 0.062651 | 0.062651 | 0.062651 | 0.062651 | 0.062651 | 0.062651 | 0.062651 | 0.062651 | 0.062651 | 0.062651 | 0.062651 | 0.062651 | 0.062651 | 0.062651 | 0.062651 | 0.062651 | 0.062651 | 0.062651 | 0.062651 | 0.062651 | 0.062651 | 0.062651 | 0.062651 | 0.062651 | 0.062651 | 0.062651 | 0.062651 | 0.062651 | 0.062651 | 0.062651 | 0.062651 | 0.062651 | 0.062651 | 0.062651 | 0 | 0 | 0 | 0 | 0 | 0 | 0 | 0 | 0 | 0 | 0 | 3.1326
Note on A50: Lee, Betty: rate base does not include CWIP b/c the CapEx dollars include an AFUDC component in it already

## 3c-2017
Project No. | 3c
Project Desc. | 6 MW from Brownsville No. 1 to Water St.
Book Life | 50
Tax Life | 20N
Salvage Rate | 2.5%
| 2014 | 2015 | 2016 | 2017 | 2018 | 2019 | 2020 | 2021 | 2022 | 2023 | 2024 | 2025 | 2026 | 2027 | 2028 | 2029 | 2030 | 2031 | 2032 | 2033 | 2034 | 2035 | 2036 | 2037 | 2038 | 2039 | 2040 | 2041 | 2042 | 2043 | 2044 | 2045 | 2046 | 2047 | 2048 | 2049 | 2050 | 2051 | 2052 | 2053 | 2054 | 2055 | 2056 | 2057 | 2058 | 2059 | 2060 | 2061 | 2062 | 2063 | 2064 | 2065 | 2066 | 2067 | 2068 | 2069 | 2070 | 2071 | 2072 | 2073 | 2074 | 2075 | 2076
Closing to Plant (Y/N) | N | N | Y | N | N | N | N | N | N | N | N | N | N | N | N | N | N | N | N | N | N | N | N | N | N | N | N | N | N | N | N | N | N | N | N | N | N | N | N | N | N | N | N | N | N | N | N | N | N | N | N | N | N | N | N | N | N | N | N | N | N | N | N | Total
CWIP
Beginning of Period | 0 | 0 | 1.8659 | 0 | 0 | 0 | 0 | 0 | 0 | 0 | 0 | 0 | 0 | 0 | 0 | 0 | 0 | 0 | 0 | 0 | 0 | 0 | 0 | 0 | 0 | 0 | 0 | 0 | 0 | 0 | 0 | 0 | 0 | 0 | 0 | 0 | 0 | 0 | 0 | 0 | 0 | 0 | 0 | 0 | 0 | 0 | 0 | 0 | 0 | 0 | 0 | 0 | 0 | 0 | 0 | 0 | 0 | 0 | 0 | 0 | 0 | 0 | 0
Activity
Capex | 0 | 1.8659 | 0.64472 | 0 | 0 | 0 | 0 | 0 | 0 | 0 | 0 | 0 | 0 | [50 empty] | 2.5106
Closings to Plant |  |  | -2.5106 | [9 empty] | 0 | [50 empty] | -2.5106
End of Period | 0 | 1.8659 | 0 | 0 | 0 | 0 | 0 | 0 | 0 | 0 | 0 | 0 | 0 | 0 | 0 | 0 | 0 | 0 | 0 | 0 | 0 | 0 | 0 | 0 | 0 | 0 | 0 | 0 | 0 | 0 | 0 | 0 | 0 | 0 | 0 | 0 | 0 | 0 | 0 | 0 | 0 | 0 | 0 | 0 | 0 | 0 | 0 | 0 | 0 | 0 | 0 | 0 | 0 | 0 | 0 | 0 | 0 | 0 | 0 | 0 | 0 | 0 | 0
Average | 0 | 0.93294 | 0.93294 | 0 | 0 | 0 | 0 | 0 | 0 | 0 | 0 | 0 | 0 | 0 | 0 | 0 | 0 | 0 | 0 | 0 | 0 | 0 | 0 | 0 | 0 | 0 | 0 | 0 | 0 | 0 | 0 | 0 | 0 | 0 | 0 | 0 | 0 | 0 | 0 | 0 | 0 | 0 | 0 | 0 | 0 | 0 | 0 | 0 | 0 | 0 | 0 | 0 | 0 | 0 | 0 | 0 | 0 | 0 | 0 | 0 | 0 | 0 | 0
Plant in Service
Beginning of Period | 0 | 0 | 0 | 2.5106 | 2.5106 | 2.5106 | 2.5106 | 2.5106 | 2.5106 | 2.5106 | 2.5106 | 2.5106 | 2.5106 | 2.5106 | 2.5106 | 2.5106 | 2.5106 | 2.5106 | 2.5106 | 2.5106 | 2.5106 | 2.5106 | 2.5106 | 2.5106 | 2.5106 | 2.5106 | 2.5106 | 2.5106 | 2.5106 | 2.5106 | 2.5106 | 2.5106 | 2.5106 | 2.5106 | 2.5106 | 2.5106 | 2.5106 | 2.5106 | 2.5106 | 2.5106 | 2.5106 | 2.5106 | 2.5106 | 2.5106 | 2.5106 | 2.5106 | 2.5106 | 2.5106 | 2.5106 | 2.5106 | 2.5106 | 2.5106 | 0 | 0 | 0 | 0 | 0 | 0 | 0 | 0 | 0 | 0 | 0
Activity | 0 | 0 | 2.5106 | 0 | 0 | 0 | 0 | 0 | 0 | 0 | 0 | 0 | 0 | 0 | 0 | 0 | 0 | 0 | 0 | 0 | 0 | 0 | 0 | 0 | 0 | 0 | 0 | 0 | 0 | 0 | 0 | 0 | 0 | 0 | 0 | 0 | 0 | 0 | 0 | 0 | 0 | 0 | 0 | 0 | 0 | 0 | 0 | 0 | 0 | 0 | 0 | -2.5106 | 0 | 0 | 0 | 0 | 0 | 0 | 0 | 0 | 0 | 0 | 0 | 0
End of Period | 0 | 0 | 2.5106 | 2.5106 | 2.5106 | 2.5106 | 2.5106 | 2.5106 | 2.5106 | 2.5106 | 2.5106 | 2.5106 | 2.5106 | 2.5106 | 2.5106 | 2.5106 | 2.5106 | 2.5106 | 2.5106 | 2.5106 | 2.5106 | 2.5106 | 2.5106 | 2.5106 | 2.5106 | 2.5106 | 2.5106 | 2.5106 | 2.5106 | 2.5106 | 2.5106 | 2.5106 | 2.5106 | 2.5106 | 2.5106 | 2.5106 | 2.5106 | 2.5106 | 2.5106 | 2.5106 | 2.5106 | 2.5106 | 2.5106 | 2.5106 | 2.5106 | 2.5106 | 2.5106 | 2.5106 | 2.5106 | 2.5106 | 2.5106 | 0 | 0 | 0 | 0 | 0 | 0 | 0 | 0 | 0 | 0 | 0 | 0
Average | 0 | 0 | 1.2553 | 2.5106 | 2.5106 | 2.5106 | 2.5106 | 2.5106 | 2.5106 | 2.5106 | 2.5106 | 2.5106 | 2.5106 | 2.5106 | 2.5106 | 2.5106 | 2.5106 | 2.5106 | 2.5106 | 2.5106 | 2.5106 | 2.5106 | 2.5106 | 2.5106 | 2.5106 | 2.5106 | 2.5106 | 2.5106 | 2.5106 | 2.5106 | 2.5106 | 2.5106 | 2.5106 | 2.5106 | 2.5106 | 2.5106 | 2.5106 | 2.5106 | 2.5106 | 2.5106 | 2.5106 | 2.5106 | 2.5106 | 2.5106 | 2.5106 | 2.5106 | 2.5106 | 2.5106 | 2.5106 | 2.5106 | 2.5106 | 1.2553 | 0 | 0 | 0 | 0 | 0 | 0 | 0 | 0 | 0 | 0 | 0
Tax Depreciation
Beginning of Period | 0 | 0 | 0 | 0.1883 | 0.55078 | 0.88604 | 1.1962 | 1.4831 | 1.7484 | 1.9939 | 2.2209 | 2.445 | 2.669 | 2.8931 | 3.1171 | 3.3412 | 3.5652 | 3.7893 | 4.0133 | 4.2373 | 4.4614 | 4.6854 | 4.9095 | 5.0215 | 5.0215 | 5.0215 | 5.0215 | 5.0215 | 5.0215 | 5.0215 | 5.0215 | 5.0215 | 5.0215 | 5.0215 | 5.0215 | 5.0215 | 5.0215 | 5.0215 | 5.0215 | 5.0215 | 5.0215 | 5.0215 | 5.0215 | 5.0215 | 5.0215 | 5.0215 | 5.0215 | 5.0215 | 5.0215 | 5.0215 | 5.0215 | 5.0215 | 5.0215 | 5.0215 | 5.0215 | 5.0215 | 5.0215 | 5.0215 | 5.0215 | 5.0215 | 5.0215 | 5.0215 | 5.0215
Federal | 0 | 0 | 0.094148 | 0.18124 | 0.16763 | 0.15508 | 0.14343 | 0.13269 | 0.12272 | 0.11353 | 0.11202 | 0.11202 | 0.11202 | 0.11202 | 0.11202 | 0.11202 | 0.11202 | 0.11202 | 0.11202 | 0.11202 | 0.11202 | 0.11202 | 0.056012 | 0 | 0 | 0 | 0 | 0 | 0 | 0 | 0 | 0 | 0 | 0 | 0 | 0 | 0 | 0 | 0 | 0 | 0 | 0 | 0 | 0 | 0 | 0 | 0 | 0 | 0 | 0 | 0 | 0 | 0 | 0 | 0 | 0 | 0 | 0 | 0 | 0 | 0 | 0 | 0 | 2.5108
State | 0 | 0 | 0.094148 | 0.18124 | 0.16763 | 0.15508 | 0.14343 | 0.13269 | 0.12272 | 0.11353 | 0.11202 | 0.11202 | 0.11202 | 0.11202 | 0.11202 | 0.11202 | 0.11202 | 0.11202 | 0.11202 | 0.11202 | 0.11202 | 0.11202 | 0.056012 | 0 | 0 | 0 | 0 | 0 | 0 | 0 | 0 | 0 | 0 | 0 | 0 | 0 | 0 | 0 | 0 | 0 | 0 | 0 | 0 | 0 | 0 | 0 | 0 | 0 | 0 | 0 | 0 | 0 | 0 | 0 | 0 | 0 | 0 | 0 | 0 | 0 | 0 | 0 | 0 | 2.5108
End of Period | 0 | 0 | 0.1883 | 0.55078 | 0.88604 | 1.1962 | 1.4831 | 1.7484 | 1.9939 | 2.2209 | 2.445 | 2.669 | 2.8931 | 3.1171 | 3.3412 | 3.5652 | 3.7893 | 4.0133 | 4.2373 | 4.4614 | 4.6854 | 4.9095 | 5.0215 | 5.0215 | 5.0215 | 5.0215 | 5.0215 | 5.0215 | 5.0215 | 5.0215 | 5.0215 | 5.0215 | 5.0215 | 5.0215 | 5.0215 | 5.0215 | 5.0215 | 5.0215 | 5.0215 | 5.0215 | 5.0215 | 5.0215 | 5.0215 | 5.0215 | 5.0215 | 5.0215 | 5.0215 | 5.0215 | 5.0215 | 5.0215 | 5.0215 | 5.0215 | 5.0215 | 5.0215 | 5.0215 | 5.0215 | 5.0215 | 5.0215 | 5.0215 | 5.0215 | 5.0215 | 5.0215 | 5.0215
Average | 0 | 0 | 0.094148 | 0.36954 | 0.71841 | 1.0411 | 1.3396 | 1.6157 | 1.8712 | 2.1074 | 2.333 | 2.557 | 2.781 | 3.0051 | 3.2291 | 3.4532 | 3.6772 | 3.9013 | 4.1253 | 4.3494 | 4.5734 | 4.7975 | 4.9655 | 5.0215 | 5.0215 | 5.0215 | 5.0215 | 5.0215 | 5.0215 | 5.0215 | 5.0215 | 5.0215 | 5.0215 | 5.0215 | 5.0215 | 5.0215 | 5.0215 | 5.0215 | 5.0215 | 5.0215 | 5.0215 | 5.0215 | 5.0215 | 5.0215 | 5.0215 | 5.0215 | 5.0215 | 5.0215 | 5.0215 | 5.0215 | 5.0215 | 5.0215 | 5.0215 | 5.0215 | 5.0215 | 5.0215 | 5.0215 | 5.0215 | 5.0215 | 5.0215 | 5.0215 | 5.0215 | 5.0215
Book Depreciation with COR
Beginning of Period | 0 | 0 | 0 | 0.048957 | 0.097914 | 0.14687 | 0.19583 | 0.24478 | 0.29374 | 0.3427 | 0.39165 | 0.44061 | 0.48957 | 0.53852 | 0.58748 | 0.63644 | 0.68539 | 0.73435 | 0.78331 | 0.83227 | 0.88122 | 0.93018 | 0.97914 | 1.0281 | 1.077 | 1.126 | 1.175 | 1.2239 | 1.2729 | 1.3218 | 1.3708 | 1.4197 | 1.4687 | 1.5177 | 1.5666 | 1.6156 | 1.6645 | 1.7135 | 1.7624 | 1.8114 | 1.8604 | 1.9093 | 1.9583 | 2.0072 | 2.0562 | 2.1051 | 2.1541 | 2.2031 | 2.252 | 2.301 | 2.3499 | 2.3989 | 0 | 0 | 0 | 0 | 0 | 0 | 0 | 0 | 0 | 0 | 0
Activity | 0 | 0 | 0.048957 | 0.048957 | 0.048957 | 0.048957 | 0.048957 | 0.048957 | 0.048957 | 0.048957 | 0.048957 | 0.048957 | 0.048957 | 0.048957 | 0.048957 | 0.048957 | 0.048957 | 0.048957 | 0.048957 | 0.048957 | 0.048957 | 0.048957 | 0.048957 | 0.048957 | 0.048957 | 0.048957 | 0.048957 | 0.048957 | 0.048957 | 0.048957 | 0.048957 | 0.048957 | 0.048957 | 0.048957 | 0.048957 | 0.048957 | 0.048957 | 0.048957 | 0.048957 | 0.048957 | 0.048957 | 0.048957 | 0.048957 | 0.048957 | 0.048957 | 0.048957 | 0.048957 | 0.048957 | 0.048957 | 0.048957 | 0.048957 | 0.048957 | 0 | 0 | 0 | 0 | 0 | 0 | 0 | 0 | 0 | 0 | 0 | 2.4478
Book Depreciation Related to Retired PIS | [49 empty] | 0 | 0 | -2.4478 | 0 | 0 | 0 | 0 | 0 | 0 | 0 | 0 | 0 | 0 |  | -2.4478
End of Period | 0 | 0 | 0.048957 | 0.097914 | 0.14687 | 0.19583 | 0.24478 | 0.29374 | 0.3427 | 0.39165 | 0.44061 | 0.48957 | 0.53852 | 0.58748 | 0.63644 | 0.68539 | 0.73435 | 0.78331 | 0.83227 | 0.88122 | 0.93018 | 0.97914 | 1.0281 | 1.077 | 1.126 | 1.175 | 1.2239 | 1.2729 | 1.3218 | 1.3708 | 1.4197 | 1.4687 | 1.5177 | 1.5666 | 1.6156 | 1.6645 | 1.7135 | 1.7624 | 1.8114 | 1.8604 | 1.9093 | 1.9583 | 2.0072 | 2.0562 | 2.1051 | 2.1541 | 2.2031 | 2.252 | 2.301 | 2.3499 | 2.3989 | 0 | 0 | 0 | 0 | 0 | 0 | 0 | 0 | 0 | 0 | 0 | 0
Average | 0 | 0 | 0.024478 | 0.073435 | 0.12239 | 0.17135 | 0.22031 | 0.26926 | 0.31822 | 0.36718 | 0.41613 | 0.46509 | 0.51405 | 0.563 | 0.61196 | 0.66092 | 0.70987 | 0.75883 | 0.80779 | 0.85674 | 0.9057 | 0.95466 | 1.0036 | 1.0526 | 1.1015 | 1.1505 | 1.1994 | 1.2484 | 1.2974 | 1.3463 | 1.3953 | 1.4442 | 1.4932 | 1.5421 | 1.5911 | 1.6401 | 1.689 | 1.738 | 1.7869 | 1.8359 | 1.8848 | 1.9338 | 1.9827 | 2.0317 | 2.0807 | 2.1296 | 2.1786 | 2.2275 | 2.2765 | 2.3254 | 2.3744 | 1.1994 | 0 | 0 | 0 | 0 | 0 | 0 | 0 | 0 | 0 | 0 | 0
Federal Deferred Tax Balance, Net of Tax
Beginning of Period | 0 | 0 | 0 | 0.015377 | 0.061237 | 0.10233 | 0.13904 | 0.17167 | 0.20053 | 0.22591 | 0.24807 | 0.2697 | 0.29134 | 0.31297 | 0.3346 | 0.35624 | 0.37787 | 0.39951 | 0.42114 | 0.44277 | 0.46441 | 0.48604 | 0.50768 | 0.50971 | 0.49213 | 0.47456 | 0.45698 | 0.43941 | 0.42183 | 0.40426 | 0.38669 | 0.36911 | 0.35154 | 0.33396 | 0.31639 | 0.29881 | 0.28124 | 0.26367 | 0.24609 | 0.22852 | 0.21094 | 0.19337 | 0.17579 | 0.15822 | 0.14065 | 0.12307 | 0.1055 | 0.087924 | 0.07035 | 0.052775 | 0.035201 | 0.017627 | 5.2723e-05 | 5.2723e-05 | 5.2723e-05 | 5.2723e-05 | 5.2723e-05 | 5.2723e-05 | 5.2723e-05 | 5.2723e-05 | 5.2723e-05 | 5.2723e-05 | 5.2723e-05
Activity | 0 | 0 | 0.015377 | 0.04586 | 0.041097 | 0.036704 | 0.032627 | 0.028866 | 0.025377 | 0.022161 | 0.021634 | 0.021634 | 0.021634 | 0.021634 | 0.021634 | 0.021634 | 0.021634 | 0.021634 | 0.021634 | 0.021634 | 0.021634 | 0.021634 | 0.0020298 | -0.017574 | -0.017574 | -0.017574 | -0.017574 | -0.017574 | -0.017574 | -0.017574 | -0.017574 | -0.017574 | -0.017574 | -0.017574 | -0.017574 | -0.017574 | -0.017574 | -0.017574 | -0.017574 | -0.017574 | -0.017574 | -0.017574 | -0.017574 | -0.017574 | -0.017574 | -0.017574 | -0.017574 | -0.017574 | -0.017574 | -0.017574 | -0.017574 | -0.017574 | 0 | 0 | 0 | 0 | 0 | 0 | 0 | 0 | 0 | 0 | 0 | 5.2723e-05
End of Period | 0 | 0 | 0.015377 | 0.061237 | 0.10233 | 0.13904 | 0.17167 | 0.20053 | 0.22591 | 0.24807 | 0.2697 | 0.29134 | 0.31297 | 0.3346 | 0.35624 | 0.37787 | 0.39951 | 0.42114 | 0.44277 | 0.46441 | 0.48604 | 0.50768 | 0.50971 | 0.49213 | 0.47456 | 0.45698 | 0.43941 | 0.42183 | 0.40426 | 0.38669 | 0.36911 | 0.35154 | 0.33396 | 0.31639 | 0.29881 | 0.28124 | 0.26367 | 0.24609 | 0.22852 | 0.21094 | 0.19337 | 0.17579 | 0.15822 | 0.14065 | 0.12307 | 0.1055 | 0.087924 | 0.07035 | 0.052775 | 0.035201 | 0.017627 | 5.2723e-05 | 5.2723e-05 | 5.2723e-05 | 5.2723e-05 | 5.2723e-05 | 5.2723e-05 | 5.2723e-05 | 5.2723e-05 | 5.2723e-05 | 5.2723e-05 | 5.2723e-05 | 5.2723e-05
Average | 0 | 0 | 0.0076887 | 0.038307 | 0.081786 | 0.12069 | 0.15535 | 0.1861 | 0.21322 | 0.23699 | 0.25889 | 0.28052 | 0.30215 | 0.32379 | 0.34542 | 0.36706 | 0.38869 | 0.41032 | 0.43196 | 0.45359 | 0.47522 | 0.49686 | 0.50869 | 0.50092 | 0.48334 | 0.46577 | 0.4482 | 0.43062 | 0.41305 | 0.39547 | 0.3779 | 0.36032 | 0.34275 | 0.32518 | 0.3076 | 0.29003 | 0.27245 | 0.25488 | 0.2373 | 0.21973 | 0.20216 | 0.18458 | 0.16701 | 0.14943 | 0.13186 | 0.11429 | 0.096711 | 0.079137 | 0.061563 | 0.043988 | 0.026414 | 0.0088398 | 5.2723e-05 | 5.2723e-05 | 5.2723e-05 | 5.2723e-05 | 5.2723e-05 | 5.2723e-05 | 5.2723e-05 | 5.2723e-05 | 5.2723e-05 | 5.2723e-05 | 5.2723e-05
State Deferred Tax Balance
Beginning of Period | 0 | 0 | 0 | 0.0028558 | 0.011373 | 0.019005 | 0.025821 | 0.031881 | 0.037241 | 0.041954 | 0.04607 | 0.050088 | 0.054105 | 0.058123 | 0.062141 | 0.066159 | 0.070176 | 0.074194 | 0.078212 | 0.082229 | 0.086247 | 0.090265 | 0.094283 | 0.09466 | 0.091396 | 0.088132 | 0.084868 | 0.081604 | 0.078341 | 0.075077 | 0.071813 | 0.068549 | 0.065285 | 0.062022 | 0.058758 | 0.055494 | 0.05223 | 0.048967 | 0.045703 | 0.042439 | 0.039175 | 0.035911 | 0.032648 | 0.029384 | 0.02612 | 0.022856 | 0.019593 | 0.016329 | 0.013065 | 0.0098011 | 0.0065374 | 0.0032736 | 9.7914e-06 | 9.7914e-06 | 9.7914e-06 | 9.7914e-06 | 9.7914e-06 | 9.7914e-06 | 9.7914e-06 | 9.7914e-06 | 9.7914e-06 | 9.7914e-06 | 9.7914e-06
Activity | 0 | 0 | 0.0028558 | 0.0085168 | 0.0076324 | 0.0068164 | 0.0060592 | 0.0053608 | 0.0047129 | 0.0041156 | 0.0040177 | 0.0040177 | 0.0040177 | 0.0040177 | 0.0040177 | 0.0040177 | 0.0040177 | 0.0040177 | 0.0040177 | 0.0040177 | 0.0040177 | 0.0040177 | 0.00037697 | -0.0032638 | -0.0032638 | -0.0032638 | -0.0032638 | -0.0032638 | -0.0032638 | -0.0032638 | -0.0032638 | -0.0032638 | -0.0032638 | -0.0032638 | -0.0032638 | -0.0032638 | -0.0032638 | -0.0032638 | -0.0032638 | -0.0032638 | -0.0032638 | -0.0032638 | -0.0032638 | -0.0032638 | -0.0032638 | -0.0032638 | -0.0032638 | -0.0032638 | -0.0032638 | -0.0032638 | -0.0032638 | -0.0032638 | 0 | 0 | 0 | 0 | 0 | 0 | 0 | 0 | 0 | 0 | 0 | 9.7914e-06
End of Period | 0 | 0 | 0.0028558 | 0.011373 | 0.019005 | 0.025821 | 0.031881 | 0.037241 | 0.041954 | 0.04607 | 0.050088 | 0.054105 | 0.058123 | 0.062141 | 0.066159 | 0.070176 | 0.074194 | 0.078212 | 0.082229 | 0.086247 | 0.090265 | 0.094283 | 0.09466 | 0.091396 | 0.088132 | 0.084868 | 0.081604 | 0.078341 | 0.075077 | 0.071813 | 0.068549 | 0.065285 | 0.062022 | 0.058758 | 0.055494 | 0.05223 | 0.048967 | 0.045703 | 0.042439 | 0.039175 | 0.035911 | 0.032648 | 0.029384 | 0.02612 | 0.022856 | 0.019593 | 0.016329 | 0.013065 | 0.0098011 | 0.0065374 | 0.0032736 | 9.7914e-06 | 9.7914e-06 | 9.7914e-06 | 9.7914e-06 | 9.7914e-06 | 9.7914e-06 | 9.7914e-06 | 9.7914e-06 | 9.7914e-06 | 9.7914e-06 | 9.7914e-06 | 9.7914e-06
Average | 0 | 0 | 0.0014279 | 0.0071142 | 0.015189 | 0.022413 | 0.028851 | 0.034561 | 0.039598 | 0.044012 | 0.048079 | 0.052097 | 0.056114 | 0.060132 | 0.06415 | 0.068167 | 0.072185 | 0.076203 | 0.080221 | 0.084238 | 0.088256 | 0.092274 | 0.094471 | 0.093028 | 0.089764 | 0.0865 | 0.083236 | 0.079973 | 0.076709 | 0.073445 | 0.070181 | 0.066917 | 0.063654 | 0.06039 | 0.057126 | 0.053862 | 0.050598 | 0.047335 | 0.044071 | 0.040807 | 0.037543 | 0.03428 | 0.031016 | 0.027752 | 0.024488 | 0.021224 | 0.017961 | 0.014697 | 0.011433 | 0.0081693 | 0.0049055 | 0.0016417 | 9.7914e-06 | 9.7914e-06 | 9.7914e-06 | 9.7914e-06 | 9.7914e-06 | 9.7914e-06 | 9.7914e-06 | 9.7914e-06 | 9.7914e-06 | 9.7914e-06 | 9.7914e-06
Net Rate Base - Average | 0 | 0 | 1.2217 | 2.3917 | 2.2912 | 2.1962 | 2.1061 | 2.0207 | 1.9396 | 1.8624 | 1.7875 | 1.7129 | 1.6383 | 1.5637 | 1.4891 | 1.4145 | 1.3399 | 1.2652 | 1.1906 | 1.116 | 1.0414 | 0.96681 | 0.90383 | 0.86409 | 0.83597 | 0.80785 | 0.77973 | 0.75161 | 0.72349 | 0.69537 | 0.66726 | 0.63914 | 0.61102 | 0.5829 | 0.55478 | 0.52666 | 0.49854 | 0.47042 | 0.44231 | 0.41419 | 0.38607 | 0.35795 | 0.32983 | 0.30171 | 0.27359 | 0.24547 | 0.21736 | 0.18924 | 0.16112 | 0.133 | 0.10488 | 0.045379 | -6.2514e-05 | -6.2514e-05 | -6.2514e-05 | -6.2514e-05 | -6.2514e-05 | -6.2514e-05 | -6.2514e-05 | -6.2514e-05 | -6.2514e-05 | -6.2514e-05 | -6.2514e-05
EXPENSES
Income Tax - Removal Cost | 0 | 0 | -0.00084738 | -0.00084738 | -0.00084738 | -0.00084738 | -0.00084738 | -0.00084738 | -0.00084738 | -0.00084738 | -0.00084738 | -0.00084738 | -0.00084738 | -0.00084738 | -0.00084738 | -0.00084738 | -0.00084738 | -0.00084738 | -0.00084738 | -0.00084738 | -0.00084738 | -0.00084738 | -0.00084738 | -0.00084738 | -0.00084738 | -0.00084738 | -0.00084738 | -0.00084738 | -0.00084738 | -0.00084738 | -0.00084738 | -0.00084738 | -0.00084738 | -0.00084738 | -0.00084738 | -0.00084738 | -0.00084738 | -0.00084738 | -0.00084738 | -0.00084738 | -0.00084738 | -0.00084738 | -0.00084738 | -0.00084738 | -0.00084738 | -0.00084738 | -0.00084738 | -0.00084738 | -0.00084738 | -0.00084738 | -0.00084738 | -0.00084738 | 0 | 0 | 0 | 0 | 0 | 0 | 0 | 0 | 0 | 0 | 0 | -0.042369
Book Depreciation | 0 | 0 | 0.048957 | 0.048957 | 0.048957 | 0.048957 | 0.048957 | 0.048957 | 0.048957 | 0.048957 | 0.048957 | 0.048957 | 0.048957 | 0.048957 | 0.048957 | 0.048957 | 0.048957 | 0.048957 | 0.048957 | 0.048957 | 0.048957 | 0.048957 | 0.048957 | 0.048957 | 0.048957 | 0.048957 | 0.048957 | 0.048957 | 0.048957 | 0.048957 | 0.048957 | 0.048957 | 0.048957 | 0.048957 | 0.048957 | 0.048957 | 0.048957 | 0.048957 | 0.048957 | 0.048957 | 0.048957 | 0.048957 | 0.048957 | 0.048957 | 0.048957 | 0.048957 | 0.048957 | 0.048957 | 0.048957 | 0.048957 | 0.048957 | 0.048957 | 0 | 0 | 0 | 0 | 0 | 0 | 0 | 0 | 0 | 0 | 0 | 2.4478
Property Taxes | 0 | 0 | 0.12553 | 0.12553 | 0.12553 | 0.12553 | 0.12553 | 0.12553 | 0.12553 | 0.12553 | 0.12553 | 0.12553 | 0.12553 | 0.12553 | 0.12553 | 0.12553 | 0.12553 | 0.12553 | 0.12553 | 0.12553 | 0.12553 | 0.12553 | 0.12553 | 0.12553 | 0.12553 | 0.12553 | 0.12553 | 0.12553 | 0.12553 | 0.12553 | 0.12553 | 0.12553 | 0.12553 | 0.12553 | 0.12553 | 0.12553 | 0.12553 | 0.12553 | 0.12553 | 0.12553 | 0.12553 | 0.12553 | 0.12553 | 0.12553 | 0.12553 | 0.12553 | 0.12553 | 0.12553 | 0.12553 | 0.12553 | 0.12553 | 0 | 0 | 0 | 0 | 0 | 0 | 0 | 0 | 0 | 0 | 0 | 0 | 6.151
Total Expenses | 0 | 0 | 0.17364 | 0.17364 | 0.17364 | 0.17364 | 0.17364 | 0.17364 | 0.17364 | 0.17364 | 0.17364 | 0.17364 | 0.17364 | 0.17364 | 0.17364 | 0.17364 | 0.17364 | 0.17364 | 0.17364 | 0.17364 | 0.17364 | 0.17364 | 0.17364 | 0.17364 | 0.17364 | 0.17364 | 0.17364 | 0.17364 | 0.17364 | 0.17364 | 0.17364 | 0.17364 | 0.17364 | 0.17364 | 0.17364 | 0.17364 | 0.17364 | 0.17364 | 0.17364 | 0.17364 | 0.17364 | 0.17364 | 0.17364 | 0.17364 | 0.17364 | 0.17364 | 0.17364 | 0.17364 | 0.17364 | 0.17364 | 0.17364 | 0.048109 | 0 | 0 | 0 | 0 | 0 | 0 | 0 | 0 | 0 | 0 | 0 | 8.5564
REVENUE REQUIREMENT
Net Rate Base | 0 | 0 | 1.2217 | 2.3917 | 2.2912 | 2.1962 | 2.1061 | 2.0207 | 1.9396 | 1.8624 | 1.7875 | 1.7129 | 1.6383 | 1.5637 | 1.4891 | 1.4145 | 1.3399 | 1.2652 | 1.1906 | 1.116 | 1.0414 | 0.96681 | 0.90383 | 0.86409 | 0.83597 | 0.80785 | 0.77973 | 0.75161 | 0.72349 | 0.69537 | 0.66726 | 0.63914 | 0.61102 | 0.5829 | 0.55478 | 0.52666 | 0.49854 | 0.47042 | 0.44231 | 0.41419 | 0.38607 | 0.35795 | 0.32983 | 0.30171 | 0.27359 | 0.24547 | 0.21736 | 0.18924 | 0.16112 | 0.133 | 0.10488 | 0.045379 | -6.2514e-05 | -6.2514e-05 | -6.2514e-05 | -6.2514e-05 | -6.2514e-05 | -6.2514e-05 | -6.2514e-05 | -6.2514e-05 | -6.2514e-05 | -6.2514e-05 | -6.2514e-05 | 47.0696
ROR | 9.98% | 9.98% | 9.7% | 9.7% | 9.7% | 9.7% | 9.7% | 9.7% | 9.7% | 9.7% | 9.7% | 9.7% | 9.7% | 9.7% | 9.7% | 9.7% | 9.7% | 9.7% | 9.7% | 9.7% | 9.7% | 9.7% | 9.7% | 9.7% | 9.7% | 9.7% | 9.7% | 9.7% | 9.7% | 9.7% | 9.7% | 9.7% | 9.7% | 9.7% | 9.7% | 9.7% | 9.7% | 9.7% | 9.7% | 9.7% | 9.7% | 9.7% | 9.7% | 9.7% | 9.7% | 9.7% | 9.7% | 9.7% | 9.7% | 9.7% | 9.7% | 9.7% | 9.7% | 9.7% | 9.7% | 9.7% | 9.7% | 9.7% | 9.7% | 9.7% | 9.7% | 9.7% | 9.7%
Earnings Base | 0 | 0 | 0.11851 | 0.232 | 0.22225 | 0.21303 | 0.20429 | 0.19601 | 0.18814 | 0.18066 | 0.17339 | 0.16615 | 0.15891 | 0.15168 | 0.14444 | 0.1372 | 0.12997 | 0.12273 | 0.11549 | 0.10826 | 0.10102 | 0.093781 | 0.087671 | 0.083816 | 0.081089 | 0.078361 | 0.075634 | 0.072906 | 0.070179 | 0.067451 | 0.064724 | 0.061996 | 0.059269 | 0.056541 | 0.053814 | 0.051086 | 0.048359 | 0.045631 | 0.042904 | 0.040176 | 0.037449 | 0.034721 | 0.031994 | 0.029266 | 0.026539 | 0.023811 | 0.021084 | 0.018356 | 0.015628 | 0.012901 | 0.010173 | 0.0044018 | -6.0639e-06 | -6.0639e-06 | -6.0639e-06 | -6.0639e-06 | -6.0639e-06 | -6.0639e-06 | -6.0639e-06 | -6.0639e-06 | -6.0639e-06 | -6.0639e-06 | -6.0639e-06
Earnings - Expense | 0 | 0 | 0.17364 | 0.17364 | 0.17364 | 0.17364 | 0.17364 | 0.17364 | 0.17364 | 0.17364 | 0.17364 | 0.17364 | 0.17364 | 0.17364 | 0.17364 | 0.17364 | 0.17364 | 0.17364 | 0.17364 | 0.17364 | 0.17364 | 0.17364 | 0.17364 | 0.17364 | 0.17364 | 0.17364 | 0.17364 | 0.17364 | 0.17364 | 0.17364 | 0.17364 | 0.17364 | 0.17364 | 0.17364 | 0.17364 | 0.17364 | 0.17364 | 0.17364 | 0.17364 | 0.17364 | 0.17364 | 0.17364 | 0.17364 | 0.17364 | 0.17364 | 0.17364 | 0.17364 | 0.17364 | 0.17364 | 0.17364 | 0.17364 | 0.048109 | 0 | 0 | 0 | 0 | 0 | 0 | 0 | 0 | 0 | 0 | 0 | 8.5564
Total Earnings Effect | 0 | 0 | 0.29215 | 0.40564 | 0.39589 | 0.38667 | 0.37793 | 0.36965 | 0.36178 | 0.3543 | 0.34703 | 0.33979 | 0.33255 | 0.32532 | 0.31808 | 0.31084 | 0.30361 | 0.29637 | 0.28913 | 0.28189 | 0.27466 | 0.26742 | 0.26131 | 0.25746 | 0.25473 | 0.252 | 0.24927 | 0.24655 | 0.24382 | 0.24109 | 0.23836 | 0.23564 | 0.23291 | 0.23018 | 0.22745 | 0.22473 | 0.222 | 0.21927 | 0.21654 | 0.21382 | 0.21109 | 0.20836 | 0.20563 | 0.20291 | 0.20018 | 0.19745 | 0.19472 | 0.192 | 0.18927 | 0.18654 | 0.18381 | 0.052511 | -6.0639e-06 | -6.0639e-06 | -6.0639e-06 | -6.0639e-06 | -6.0639e-06 | -6.0639e-06 | -6.0639e-06 | -6.0639e-06 | -6.0639e-06 | -6.0639e-06 | -6.0639e-06
Gross-Up Factor | 1.0354 | 1.0354 | 1.0354 | 1.0354 | 1.0354 | 1.0354 | 1.0354 | 1.0354 | 1.0354 | 1.0354 | 1.0354 | 1.0354 | 1.0354 | 1.0354 | 1.0354 | 1.0354 | 1.0354 | 1.0354 | 1.0354 | 1.0354 | 1.0354 | 1.0354 | 1.0354 | 1.0354 | 1.0354 | 1.0354 | 1.0354 | 1.0354 | 1.0354 | 1.0354 | 1.0354 | 1.0354 | 1.0354 | 1.0354 | 1.0354 | 1.0354 | 1.0354 | 1.0354 | 1.0354 | 1.0354 | 1.0354 | 1.0354 | 1.0354 | 1.0354 | 1.0354 | 1.0354 | 1.0354 | 1.0354 | 1.0354 | 1.0354 | 1.0354 | 1.0354 | 1.0354 | 1.0354 | 1.0354 | 1.0354 | 1.0354 | 1.0354 | 1.0354 | 1.0354 | 1.0354 | 1.0354 | 1.0354
Revenue requirement | 0 | 0 | 0.30247 | 0.41998 | 0.40989 | 0.40034 | 0.39129 | 0.38272 | 0.37457 | 0.36682 | 0.3593 | 0.3518 | 0.34431 | 0.33682 | 0.32933 | 0.32183 | 0.31434 | 0.30685 | 0.29935 | 0.29186 | 0.28437 | 0.27688 | 0.27055 | 0.26656 | 0.26374 | 0.26091 | 0.25809 | 0.25526 | 0.25244 | 0.24962 | 0.24679 | 0.24397 | 0.24114 | 0.23832 | 0.2355 | 0.23267 | 0.22985 | 0.22702 | 0.2242 | 0.22138 | 0.21855 | 0.21573 | 0.2129 | 0.21008 | 0.20726 | 0.20443 | 0.20161 | 0.19878 | 0.19596 | 0.19314 | 0.19031 | 0.054368 | -6.2783e-06 | -6.2783e-06 | -6.2783e-06 | -6.2783e-06 | -6.2783e-06 | -6.2783e-06 | -6.2783e-06 | -6.2783e-06 | -6.2783e-06 | -6.2783e-06 | -6.2783e-06 | 13.5862
Depreciation Calculations
Tax Depreciation - Federal
Cost of new equipment in service basis | 0 | 0 | 2.5106 | 0 | 0 | 0 | 0 | 0 | 0 | 0 | 0 | 0 | 0 | 0 | 0 | 0 | 0 | 0 | 0 | 0 | 0 | 0 | 0 | 0 | 0 | 0 | 0 | 0 | 0 | 0 | 0 | 0 | 0 | 0 | 0 | 0 | 0 | 0 | 0 | 0 | 0 | 0 | 0 | 0 | 0 | 0 | 0 | 0 | 0 | 0 | 0 | -2.5106 | 0 | 0 | 0 | 0 | 0 | 0 | 0 | 0 | 0
Bonus Depreciation (N/A) | 0 | 0 | 0 | 0 | 0 | 0 | 0 | 0 | 0 | 0 | 0 | 0 | 0 | 0 | 0 | 0 | 0 | 0 | 0 | 0 | 0 | 0 | 0 | 0 | 0 | 0 | 0 | 0 | 0 | 0 | 0 | 0 | 0 | 0 | 0 | 0 | 0 | 0 | 0 | 0 | 0 | 0 | 0 | 0 | 0 | 0 | 0 | 0 | 0 | 0 | 0 | 0 | 0 | 0 | 0 | 0 | 0 | 0 | 0 | 0 | 0
Regular Depreciation basis (Cumulative) | 0 | 0 | 2.5106 | 2.5106 | 2.5106 | 2.5106 | 2.5106 | 2.5106 | 2.5106 | 2.5106 | 2.5106 | 2.5106 | 2.5106 | 2.5106 | 2.5106 | 2.5106 | 2.5106 | 2.5106 | 2.5106 | 2.5106 | 2.5106 | 2.5106 | 2.5106 | 2.5106 | 2.5106 | 2.5106 | 2.5106 | 2.5106 | 2.5106 | 2.5106 | 2.5106 | 2.5106 | 2.5106 | 2.5106 | 2.5106 | 2.5106 | 2.5106 | 2.5106 | 2.5106 | 2.5106 | 2.5106 | 2.5106 | 2.5106 | 2.5106 | 2.5106 | 2.5106 | 2.5106 | 2.5106 | 2.5106 | 2.5106 | 2.5106 | 0 | 0 | 0 | 0 | 0 | 0 | 0 | 0 | 0 | 0 | 0 | 0
RegularDepreciation |  |  | 0.094148 | 0.18124 | 0.16763 | 0.15508 | 0.14343 | 0.13269 | 0.12272 | 0.11353 | 0.11202 | 0.11202 | 0.11202 | 0.11202 | 0.11202 | 0.11202 | 0.11202 | 0.11202 | 0.11202 | 0.11202 | 0.11202 | 0.11202 | 0.056012 | [40 empty] | 2.5108
Total Depreciation for year | 0 | 0 | 0.094148 | 0.18124 | 0.16763 | 0.15508 | 0.14343 | 0.13269 | 0.12272 | 0.11353 | 0.11202 | 0.11202 | 0.11202 | 0.11202 | 0.11202 | 0.11202 | 0.11202 | 0.11202 | 0.11202 | 0.11202 | 0.11202 | 0.11202 | 0.056012 | 0 | 0 | 0 | 0 | 0 | 0 | 0 | 0 | 0 | 0 | 0 | 0 | 0 | 0 | 0 | 0 | 0 | 0 | 0 | 0 | 0 | 0 | 0 | 0 | 0 | 0 | 0 | 0 | 0 | 0 | 0 | 0 | 0 | 0 | 0 | 0 | 0 | 0
Tax Depreciation - State
Cost of new equipment in service basis | 0 | 0 | 2.5106 | 0 | 0 | 0 | 0 | 0 | 0 | 0 | 0 | 0 | 0 | 0 | 0 | 0 | 0 | 0 | 0 | 0 | 0 | 0 | 0 | 0 | 0 | 0 | 0 | 0 | 0 | 0 | 0 | 0 | 0 | 0 | 0 | 0 | 0 | 0 | 0 | 0 | 0 | 0 | 0 | 0 | 0 | 0 | 0 | 0 | 0 | 0 | 0 | -2.5106 | 0 | 0 | 0 | 0 | 0 | 0 | 0 | 0 | 0 | 0 | 0
Bonus Depreciation (N/A) | 0 | 0 | 0 | 0 | 0 | 0 | 0 | 0 | 0 | 0 | 0 | 0 | 0 | 0 | 0 | 0 | 0 | 0 | 0 | 0 | 0 | 0 | 0 | 0 | 0 | 0 | 0 | 0 | 0 | 0 | 0 | 0 | 0 | 0 | 0 | 0 | 0 | 0 | 0 | 0 | 0 | 0 | 0 | 0 | 0 | 0 | 0 | 0 | 0 | 0 | 0 | 0 | 0 | 0 | 0 | 0 | 0 | 0 | 0 | 0 | 0 | 0 | 0
Regular Depreciation basis (Cumulative) | 0 | 0 | 2.5106 | 2.5106 | 2.5106 | 2.5106 | 2.5106 | 2.5106 | 2.5106 | 2.5106 | 2.5106 | 2.5106 | 2.5106 | 2.5106 | 2.5106 | 2.5106 | 2.5106 | 2.5106 | 2.5106 | 2.5106 | 2.5106 | 2.5106 | 2.5106 | 2.5106 | 2.5106 | 2.5106 | 2.5106 | 2.5106 | 2.5106 | 2.5106 | 2.5106 | 2.5106 | 2.5106 | 2.5106 | 2.5106 | 2.5106 | 2.5106 | 2.5106 | 2.5106 | 2.5106 | 2.5106 | 2.5106 | 2.5106 | 2.5106 | 2.5106 | 2.5106 | 2.5106 | 2.5106 | 2.5106 | 2.5106 | 2.5106 | 0 | 0 | 0 | 0 | 0 | 0 | 0 | 0 | 0 | 0 | 0 | 0
RegularDepreciation | 0 | 0 | 0.094148 | 0.18124 | 0.16763 | 0.15508 | 0.14343 | 0.13269 | 0.12272 | 0.11353 | 0.11202 | 0.11202 | 0.11202 | 0.11202 | 0.11202 | 0.11202 | 0.11202 | 0.11202 | 0.11202 | 0.11202 | 0.11202 | 0.11202 | 0.056012 | 0 | 0 | 0 | 0 | 0 | 0 | 0 | 0 | 0 | 0 | 0 | 0 | 0 | 0 | 0 | 0 | 0 | 0 | 0 | 0 | 0 | 0 | 0 | 0 | 0 | 0 | 0 | 0 | 0 | 0 | 0 | 0 | 0 | 0 | 0 | 0 | 0 | 0 | 0 | 0 | 2.5108
Total Depreciation for year | 0 | 0 | 0.094148 | 0.18124 | 0.16763 | 0.15508 | 0.14343 | 0.13269 | 0.12272 | 0.11353 | 0.11202 | 0.11202 | 0.11202 | 0.11202 | 0.11202 | 0.11202 | 0.11202 | 0.11202 | 0.11202 | 0.11202 | 0.11202 | 0.11202 | 0.056012 | 0 | 0 | 0 | 0 | 0 | 0 | 0 | 0 | 0 | 0 | 0 | 0 | 0 | 0 | 0 | 0 | 0 | 0 | 0 | 0 | 0 | 0 | 0 | 0 | 0 | 0 | 0 | 0 | 0 | 0 | 0 | 0 | 0 | 0 | 0 | 0 | 0 | 0 | 0 | 0
Book Depreciation with COR
2014 | 0 | 0 | 0 | 0 | 0 | 0 | 0 | 0 | 0 | 0 | 0 | 0 | 0 | 0 | 0 | 0 | 0 | 0 | 0 | 0 | 0 | 0 | 0 | 0 | 0 | 0 | 0 | 0 | 0 | 0 | 0 | 0 | 0 | 0 | 0 | 0 | 0 | 0 | 0 | 0 | 0 | 0 | 0 | 0 | 0 | 0 | 0 | 0 | 0 | 0 | [13 empty] | 0
2015 |  | 0 | 0 | 0 | 0 | 0 | 0 | 0 | 0 | 0 | 0 | 0 | 0 | 0 | 0 | 0 | 0 | 0 | 0 | 0 | 0 | 0 | 0 | 0 | 0 | 0 | 0 | 0 | 0 | 0 | 0 | 0 | 0 | 0 | 0 | 0 | 0 | 0 | 0 | 0 | 0 | 0 | 0 | 0 | 0 | 0 | 0 | 0 | 0 | 0 | 0 | [12 empty] | 0 | check - total PIS
2016 |  |  | 0.048957 | 0.048957 | 0.048957 | 0.048957 | 0.048957 | 0.048957 | 0.048957 | 0.048957 | 0.048957 | 0.048957 | 0.048957 | 0.048957 | 0.048957 | 0.048957 | 0.048957 | 0.048957 | 0.048957 | 0.048957 | 0.048957 | 0.048957 | 0.048957 | 0.048957 | 0.048957 | 0.048957 | 0.048957 | 0.048957 | 0.048957 | 0.048957 | 0.048957 | 0.048957 | 0.048957 | 0.048957 | 0.048957 | 0.048957 | 0.048957 | 0.048957 | 0.048957 | 0.048957 | 0.048957 | 0.048957 | 0.048957 | 0.048957 | 0.048957 | 0.048957 | 0.048957 | 0.048957 | 0.048957 | 0.048957 | 0.048957 | 0.048957 | [11 empty] | 2.4478 | 2.5106
2017 |  |  |  | 0 | 0 | 0 | 0 | 0 | 0 | 0 | 0 | 0 | 0 | 0 | 0 | 0 | 0 | 0 | 0 | 0 | 0 | 0 | 0 | 0 | 0 | 0 | 0 | 0 | 0 | 0 | 0 | 0 | 0 | 0 | 0 | 0 | 0 | 0 | 0 | 0 | 0 | 0 | 0 | 0 | 0 | 0 | 0 | 0 | 0 | 0 | 0 | 0 | 0 | [10 empty] | 0 | 0
2018 |  |  |  |  | 0 | 0 | 0 | 0 | 0 | 0 | 0 | 0 | 0 | 0 | 0 | 0 | 0 | 0 | 0 | 0 | 0 | 0 | 0 | 0 | 0 | 0 | 0 | 0 | 0 | 0 | 0 | 0 | 0 | 0 | 0 | 0 | 0 | 0 | 0 | 0 | 0 | 0 | 0 | 0 | 0 | 0 | 0 | 0 | 0 | 0 | 0 | 0 | 0 | 0 | [9 empty] | 0
2019 | [5 empty] | 0 | 0 | 0 | 0 | 0 | 0 | 0 | 0 | 0 | 0 | 0 | 0 | 0 | 0 | 0 | 0 | 0 | 0 | 0 | 0 | 0 | 0 | 0 | 0 | 0 | 0 | 0 | 0 | 0 | 0 | 0 | 0 | 0 | 0 | 0 | 0 | 0 | 0 | 0 | 0 | 0 | 0 | 0 | 0 | 0 | 0 | 0 | 0 | 0 | 0 | [8 empty] | 0 | 0
2020 | [6 empty] | 0 | 0 | 0 | 0 | 0 | 0 | 0 | 0 | 0 | 0 | 0 | 0 | 0 | 0 | 0 | 0 | 0 | 0 | 0 | 0 | 0 | 0 | 0 | 0 | 0 | 0 | 0 | 0 | 0 | 0 | 0 | 0 | 0 | 0 | 0 | 0 | 0 | 0 | 0 | 0 | 0 | 0 | 0 | 0 | 0 | 0 | 0 | 0 | 0 | 0 | [7 empty] | 0
2021 | [7 empty] | 0 | 0 | 0 | 0 | 0 | 0 | 0 | 0 | 0 | 0 | 0 | 0 | 0 | 0 | 0 | 0 | 0 | 0 | 0 | 0 | 0 | 0 | 0 | 0 | 0 | 0 | 0 | 0 | 0 | 0 | 0 | 0 | 0 | 0 | 0 | 0 | 0 | 0 | 0 | 0 | 0 | 0 | 0 | 0 | 0 | 0 | 0 | 0 | 0 | 0 | [6 empty] | 0
2022 | [8 empty] | 0 | 0 | 0 | 0 | 0 | 0 | 0 | 0 | 0 | 0 | 0 | 0 | 0 | 0 | 0 | 0 | 0 | 0 | 0 | 0 | 0 | 0 | 0 | 0 | 0 | 0 | 0 | 0 | 0 | 0 | 0 | 0 | 0 | 0 | 0 | 0 | 0 | 0 | 0 | 0 | 0 | 0 | 0 | 0 | 0 | 0 | 0 | 0 | 0 | 0 | [5 empty] | 0
2023 | [9 empty] | 0 | 0 | 0 | 0 | 0 | 0 | 0 | 0 | 0 | 0 | 0 | 0 | 0 | 0 | 0 | 0 | 0 | 0 | 0 | 0 | 0 | 0 | 0 | 0 | 0 | 0 | 0 | 0 | 0 | 0 | 0 | 0 | 0 | 0 | 0 | 0 | 0 | 0 | 0 | 0 | 0 | 0 | 0 | 0 | 0 | 0 | 0 | 0 | 0 | 0 |  |  |  |  | 0
2024 | [10 empty] | 0 | 0 | 0 | 0 | 0 | 0 | 0 | 0 | 0 | 0 | 0 | 0 | 0 | 0 | 0 | 0 | 0 | 0 | 0 | 0 | 0 | 0 | 0 | 0 | 0 | 0 | 0 | 0 | 0 | 0 | 0 | 0 | 0 | 0 | 0 | 0 | 0 | 0 | 0 | 0 | 0 | 0 | 0 | 0 | 0 | 0 | 0 | 0 | 0 | 0 |  |  |  | 0 | 0
2025 | [11 empty] | 0 | 0 | 0 | 0 | 0 | 0 | 0 | 0 | 0 | 0 | 0 | 0 | 0 | 0 | 0 | 0 | 0 | 0 | 0 | 0 | 0 | 0 | 0 | 0 | 0 | 0 | 0 | 0 | 0 | 0 | 0 | 0 | 0 | 0 | 0 | 0 | 0 | 0 | 0 | 0 | 0 | 0 | 0 | 0 | 0 | 0 | 0 | 0 | 0 | 0 |  |  | 0
2026 | [12 empty] | 0 | 0 | 0 | 0 | 0 | 0 | 0 | 0 | 0 | 0 | 0 | 0 | 0 | 0 | 0 | 0 | 0 | 0 | 0 | 0 | 0 | 0 | 0 | 0 | 0 | 0 | 0 | 0 | 0 | 0 | 0 | 0 | 0 | 0 | 0 | 0 | 0 | 0 | 0 | 0 | 0 | 0 | 0 | 0 | 0 | 0 | 0 | 0 | 0 | 0 |  | 0
| 0 | 0 | 0.048957 | 0.048957 | 0.048957 | 0.048957 | 0.048957 | 0.048957 | 0.048957 | 0.048957 | 0.048957 | 0.048957 | 0.048957 | 0.048957 | 0.048957 | 0.048957 | 0.048957 | 0.048957 | 0.048957 | 0.048957 | 0.048957 | 0.048957 | 0.048957 | 0.048957 | 0.048957 | 0.048957 | 0.048957 | 0.048957 | 0.048957 | 0.048957 | 0.048957 | 0.048957 | 0.048957 | 0.048957 | 0.048957 | 0.048957 | 0.048957 | 0.048957 | 0.048957 | 0.048957 | 0.048957 | 0.048957 | 0.048957 | 0.048957 | 0.048957 | 0.048957 | 0.048957 | 0.048957 | 0.048957 | 0.048957 | 0.048957 | 0.048957 | 0 | 0 | 0 | 0 | 0 | 0 | 0 | 0 | 0 | 0 | 0 | 2.4478
Book Depreciation- excl. Salvage
2014 | 0 | 0 | 0 | 0 | 0 | 0 | 0 | 0 | 0 | 0 | 0 | 0 | 0 | 0 | 0 | 0 | 0 | 0 | 0 | 0 | 0 | 0 | 0 | 0 | 0 |  |  | 0 | 0 | 0 | 0 | 0 | 0 | 0 | 0 | 0 | 0 | 0 | 0 | 0 | 0 | 0 | 0 | 0 | 0 | 0 | 0 | 0 | 0 | 0 | 0 | 0 | [11 empty] | 0
2015 |  | 0 | 0 | 0 | 0 | 0 | 0 | 0 | 0 | 0 | 0 | 0 | 0 | 0 | 0 | 0 | 0 | 0 | 0 | 0 | 0 | 0 | 0 | 0 | 0 | 0 |  | 0 | 0 | 0 | 0 | 0 | 0 | 0 | 0 | 0 | 0 | 0 | 0 | 0 | 0 | 0 | 0 | 0 | 0 | 0 | 0 | 0 | 0 | 0 | 0 | 0 | [11 empty] | 0 | check - total PIS
2016 |  |  | 0.050212 | 0.050212 | 0.050212 | 0.050212 | 0.050212 | 0.050212 | 0.050212 | 0.050212 | 0.050212 | 0.050212 | 0.050212 | 0.050212 | 0.050212 | 0.050212 | 0.050212 | 0.050212 | 0.050212 | 0.050212 | 0.050212 | 0.050212 | 0.050212 | 0.050212 | 0.050212 | 0.050212 | 0.050212 | 0.050212 | 0.050212 | 0.050212 | 0.050212 | 0.050212 | 0.050212 | 0.050212 | 0.050212 | 0.050212 | 0.050212 | 0.050212 | 0.050212 | 0.050212 | 0.050212 | 0.050212 | 0.050212 | 0.050212 | 0.050212 | 0.050212 | 0.050212 | 0.050212 | 0.050212 | 0.050212 | 0.050212 | 0.050212 | [11 empty] | 2.5106 | 2.5106
2017 |  |  |  | 0 | 0 | 0 | 0 | 0 | 0 | 0 | 0 | 0 | 0 | 0 | 0 | 0 | 0 | 0 | 0 | 0 | 0 | 0 | 0 | 0 | 0 | 0 | 0 | 0 | 0 | 0 | 0 | 0 | 0 | 0 | 0 | 0 | 0 | 0 | 0 | 0 | 0 | 0 | 0 | 0 | 0 | 0 | 0 | 0 | 0 | 0 | 0 | 0 | 0 | [10 empty] | 0 | 0
2018 |  |  |  |  | 0 | 0 | 0 | 0 | 0 | 0 | 0 | 0 | 0 | 0 | 0 | 0 | 0 | 0 | 0 | 0 | 0 | 0 | 0 | 0 | 0 | 0 | 0 | 0 | 0 | 0 | 0 | 0 | 0 | 0 | 0 | 0 | 0 | 0 | 0 | 0 | 0 | 0 | 0 | 0 | 0 | 0 | 0 | 0 | 0 | 0 | 0 | 0 | 0 | 0 | [9 empty] | 0
2019 | [5 empty] | 0 | 0 | 0 | 0 | 0 | 0 | 0 | 0 | 0 | 0 | 0 | 0 | 0 | 0 | 0 | 0 | 0 | 0 | 0 | 0 | 0 | 0 | 0 | 0 | 0 | 0 | 0 | 0 | 0 | 0 | 0 | 0 | 0 | 0 | 0 | 0 | 0 | 0 | 0 | 0 | 0 | 0 | 0 | 0 | 0 | 0 | 0 | 0 | 0 | 0 | [8 empty] | 0 | 0
2020 | [6 empty] | 0 | 0 | 0 | 0 | 0 | 0 | 0 | 0 | 0 | 0 | 0 | 0 | 0 | 0 | 0 | 0 | 0 | 0 | 0 | 0 | 0 | 0 | 0 | 0 | 0 | 0 | 0 | 0 | 0 | 0 | 0 | 0 | 0 | 0 | 0 | 0 | 0 | 0 | 0 | 0 | 0 | 0 | 0 | 0 | 0 | 0 | 0 | 0 | 0 | 0 | [7 empty] | 0
2021 | [7 empty] | 0 | 0 | 0 | 0 | 0 | 0 | 0 | 0 | 0 | 0 | 0 | 0 | 0 | 0 | 0 | 0 | 0 | 0 | 0 | 0 | 0 | 0 | 0 | 0 | 0 | 0 | 0 | 0 | 0 | 0 | 0 | 0 | 0 | 0 | 0 | 0 | 0 | 0 | 0 | 0 | 0 | 0 | 0 | 0 | 0 | 0 | 0 | 0 | 0 | 0 | [6 empty] | 0
2022 | [8 empty] | 0 | 0 | 0 | 0 | 0 | 0 | 0 | 0 | 0 | 0 | 0 | 0 | 0 | 0 | 0 | 0 | 0 | 0 | 0 | 0 | 0 | 0 | 0 | 0 | 0 | 0 | 0 | 0 | 0 | 0 | 0 | 0 | 0 | 0 | 0 | 0 | 0 | 0 | 0 | 0 | 0 | 0 | 0 | 0 | 0 | 0 | 0 | 0 | 0 | 0 | [5 empty] | 0
2023 | [9 empty] | 0 | 0 | 0 | 0 | 0 | 0 | 0 | 0 | 0 | 0 | 0 | 0 | 0 | 0 | 0 | 0 | 0 | 0 | 0 | 0 | 0 | 0 | 0 | 0 | 0 | 0 | 0 | 0 | 0 | 0 | 0 | 0 | 0 | 0 | 0 | 0 | 0 | 0 | 0 | 0 | 0 | 0 | 0 | 0 | 0 | 0 | 0 | 0 | 0 | 0 |  |  |  |  | 0
2024 | [10 empty] | 0 | 0 | 0 | 0 | 0 | 0 | 0 | 0 | 0 | 0 | 0 | 0 | 0 | 0 | 0 | 0 | 0 | 0 | 0 | 0 | 0 | 0 | 0 | 0 | 0 | 0 | 0 | 0 | 0 | 0 | 0 | 0 | 0 | 0 | 0 | 0 | 0 | 0 | 0 | 0 | 0 | 0 | 0 | 0 | 0 | 0 | 0 | 0 | 0 | 0 |  |  |  | 0 | 0
2025 | [11 empty] | 0 | 0 | 0 | 0 | 0 | 0 | 0 | 0 | 0 | 0 | 0 | 0 | 0 | 0 | 0 | 0 | 0 | 0 | 0 | 0 | 0 | 0 | 0 | 0 | 0 | 0 | 0 | 0 | 0 | 0 | 0 | 0 | 0 | 0 | 0 | 0 | 0 | 0 | 0 | 0 | 0 | 0 | 0 | 0 | 0 | 0 | 0 | 0 | 0 | 0 |  |  | 0
2026 | [12 empty] | 0 | 0 | 0 | 0 | 0 | 0 | 0 | 0 | 0 | 0 | 0 | 0 | 0 | 0 | 0 | 0 | 0 | 0 | 0 | 0 | 0 | 0 | 0 | 0 | 0 | 0 | 0 | 0 | 0 | 0 | 0 | 0 | 0 | 0 | 0 | 0 | 0 | 0 | 0 | 0 | 0 | 0 | 0 | 0 | 0 | 0 | 0 | 0 | 0 | 0 |  | 0 | 0
| 0 | 0 | 0.050212 | 0.050212 | 0.050212 | 0.050212 | 0.050212 | 0.050212 | 0.050212 | 0.050212 | 0.050212 | 0.050212 | 0.050212 | 0.050212 | 0.050212 | 0.050212 | 0.050212 | 0.050212 | 0.050212 | 0.050212 | 0.050212 | 0.050212 | 0.050212 | 0.050212 | 0.050212 | 0.050212 | 0.050212 | 0.050212 | 0.050212 | 0.050212 | 0.050212 | 0.050212 | 0.050212 | 0.050212 | 0.050212 | 0.050212 | 0.050212 | 0.050212 | 0.050212 | 0.050212 | 0.050212 | 0.050212 | 0.050212 | 0.050212 | 0.050212 | 0.050212 | 0.050212 | 0.050212 | 0.050212 | 0.050212 | 0.050212 | 0.050212 | 0 | 0 | 0 | 0 | 0 | 0 | 0 | 0 | 0 | 0 | 0 | 2.5106
Note on A50: Lee, Betty: rate base does not include CWIP b/c the CapEx dollars include an AFUDC component in it already

## 3c-2026
Project No. | 3c
Project Desc. | 6 MW from Brownsville No. 1 to Water St.
Book Life | 50
Tax Life | 20N
Salvage Rate | 2.5%
| 2014 | 2015 | 2016 | 2017 | 2018 | 2019 | 2020 | 2021 | 2022 | 2023 | 2024 | 2025 | 2026 | 2027 | 2028 | 2029 | 2030 | 2031 | 2032 | 2033 | 2034 | 2035 | 2036 | 2037 | 2038 | 2039 | 2040 | 2041 | 2042 | 2043 | 2044 | 2045 | 2046 | 2047 | 2048 | 2049 | 2050 | 2051 | 2052 | 2053 | 2054 | 2055 | 2056 | 2057 | 2058 | 2059 | 2060 | 2061 | 2062 | 2063 | 2064 | 2065 | 2066 | 2067 | 2068 | 2069 | 2070 | 2071 | 2072 | 2073 | 2074 | 2075 | 2076
Closing to Plant (Y/N) | N | N | Y | N | N | N | N | N | N | N | N | N | N | N | N | N | N | N | N | N | N | N | N | N | N | N | N | N | N | N | N | N | N | N | N | N | N | N | N | N | N | N | N | N | N | N | N | N | N | N | N | N | N | N | N | N | N | N | N | N | N | N | N | Total
CWIP
Beginning of Period | 0 | 0 | 1.8659 | 0 | 0 | 0 | 0 | 0 | 0 | 0 | 0 | 0 | 0 | 0 | 0 | 0 | 0 | 0 | 0 | 0 | 0 | 0 | 0 | 0 | 0 | 0 | 0 | 0 | 0 | 0 | 0 | 0 | 0 | 0 | 0 | 0 | 0 | 0 | 0 | 0 | 0 | 0 | 0 | 0 | 0 | 0 | 0 | 0 | 0 | 0 | 0 | 0 | 0 | 0 | 0 | 0 | 0 | 0 | 0 | 0 | 0 | 0 | 0
Activity
Capex | 0 | 1.8659 | 0.64472 | 0 | 0 | 0 | 0 | 0 | 0 | 0 | 0 | 0 | 0 | [50 empty] | 2.5106
Closings to Plant |  |  | -2.5106 | [9 empty] | 0 | [50 empty] | -2.5106
End of Period | 0 | 1.8659 | 0 | 0 | 0 | 0 | 0 | 0 | 0 | 0 | 0 | 0 | 0 | 0 | 0 | 0 | 0 | 0 | 0 | 0 | 0 | 0 | 0 | 0 | 0 | 0 | 0 | 0 | 0 | 0 | 0 | 0 | 0 | 0 | 0 | 0 | 0 | 0 | 0 | 0 | 0 | 0 | 0 | 0 | 0 | 0 | 0 | 0 | 0 | 0 | 0 | 0 | 0 | 0 | 0 | 0 | 0 | 0 | 0 | 0 | 0 | 0 | 0
Average | 0 | 0.93294 | 0.93294 | 0 | 0 | 0 | 0 | 0 | 0 | 0 | 0 | 0 | 0 | 0 | 0 | 0 | 0 | 0 | 0 | 0 | 0 | 0 | 0 | 0 | 0 | 0 | 0 | 0 | 0 | 0 | 0 | 0 | 0 | 0 | 0 | 0 | 0 | 0 | 0 | 0 | 0 | 0 | 0 | 0 | 0 | 0 | 0 | 0 | 0 | 0 | 0 | 0 | 0 | 0 | 0 | 0 | 0 | 0 | 0 | 0 | 0 | 0 | 0
Plant in Service
Beginning of Period | 0 | 0 | 0 | 2.5106 | 2.5106 | 2.5106 | 2.5106 | 2.5106 | 2.5106 | 2.5106 | 2.5106 | 2.5106 | 2.5106 | 2.5106 | 2.5106 | 2.5106 | 2.5106 | 2.5106 | 2.5106 | 2.5106 | 2.5106 | 2.5106 | 2.5106 | 2.5106 | 2.5106 | 2.5106 | 2.5106 | 2.5106 | 2.5106 | 2.5106 | 2.5106 | 2.5106 | 2.5106 | 2.5106 | 2.5106 | 2.5106 | 2.5106 | 2.5106 | 2.5106 | 2.5106 | 2.5106 | 2.5106 | 2.5106 | 2.5106 | 2.5106 | 2.5106 | 2.5106 | 2.5106 | 2.5106 | 2.5106 | 2.5106 | 2.5106 | 0 | 0 | 0 | 0 | 0 | 0 | 0 | 0 | 0 | 0 | 0
Activity | 0 | 0 | 2.5106 | 0 | 0 | 0 | 0 | 0 | 0 | 0 | 0 | 0 | 0 | 0 | 0 | 0 | 0 | 0 | 0 | 0 | 0 | 0 | 0 | 0 | 0 | 0 | 0 | 0 | 0 | 0 | 0 | 0 | 0 | 0 | 0 | 0 | 0 | 0 | 0 | 0 | 0 | 0 | 0 | 0 | 0 | 0 | 0 | 0 | 0 | 0 | 0 | -2.5106 | 0 | 0 | 0 | 0 | 0 | 0 | 0 | 0 | 0 | 0 | 0 | 0
End of Period | 0 | 0 | 2.5106 | 2.5106 | 2.5106 | 2.5106 | 2.5106 | 2.5106 | 2.5106 | 2.5106 | 2.5106 | 2.5106 | 2.5106 | 2.5106 | 2.5106 | 2.5106 | 2.5106 | 2.5106 | 2.5106 | 2.5106 | 2.5106 | 2.5106 | 2.5106 | 2.5106 | 2.5106 | 2.5106 | 2.5106 | 2.5106 | 2.5106 | 2.5106 | 2.5106 | 2.5106 | 2.5106 | 2.5106 | 2.5106 | 2.5106 | 2.5106 | 2.5106 | 2.5106 | 2.5106 | 2.5106 | 2.5106 | 2.5106 | 2.5106 | 2.5106 | 2.5106 | 2.5106 | 2.5106 | 2.5106 | 2.5106 | 2.5106 | 0 | 0 | 0 | 0 | 0 | 0 | 0 | 0 | 0 | 0 | 0 | 0
Average | 0 | 0 | 1.2553 | 2.5106 | 2.5106 | 2.5106 | 2.5106 | 2.5106 | 2.5106 | 2.5106 | 2.5106 | 2.5106 | 2.5106 | 2.5106 | 2.5106 | 2.5106 | 2.5106 | 2.5106 | 2.5106 | 2.5106 | 2.5106 | 2.5106 | 2.5106 | 2.5106 | 2.5106 | 2.5106 | 2.5106 | 2.5106 | 2.5106 | 2.5106 | 2.5106 | 2.5106 | 2.5106 | 2.5106 | 2.5106 | 2.5106 | 2.5106 | 2.5106 | 2.5106 | 2.5106 | 2.5106 | 2.5106 | 2.5106 | 2.5106 | 2.5106 | 2.5106 | 2.5106 | 2.5106 | 2.5106 | 2.5106 | 2.5106 | 1.2553 | 0 | 0 | 0 | 0 | 0 | 0 | 0 | 0 | 0 | 0 | 0
Tax Depreciation
Beginning of Period | 0 | 0 | 0 | 0.1883 | 0.55078 | 0.88604 | 1.1962 | 1.4831 | 1.7484 | 1.9939 | 2.2209 | 2.445 | 2.669 | 2.8931 | 3.1171 | 3.3412 | 3.5652 | 3.7893 | 4.0133 | 4.2373 | 4.4614 | 4.6854 | 4.9095 | 5.0215 | 5.0215 | 5.0215 | 5.0215 | 5.0215 | 5.0215 | 5.0215 | 5.0215 | 5.0215 | 5.0215 | 5.0215 | 5.0215 | 5.0215 | 5.0215 | 5.0215 | 5.0215 | 5.0215 | 5.0215 | 5.0215 | 5.0215 | 5.0215 | 5.0215 | 5.0215 | 5.0215 | 5.0215 | 5.0215 | 5.0215 | 5.0215 | 5.0215 | 5.0215 | 5.0215 | 5.0215 | 5.0215 | 5.0215 | 5.0215 | 5.0215 | 5.0215 | 5.0215 | 5.0215 | 5.0215
Federal | 0 | 0 | 0.094148 | 0.18124 | 0.16763 | 0.15508 | 0.14343 | 0.13269 | 0.12272 | 0.11353 | 0.11202 | 0.11202 | 0.11202 | 0.11202 | 0.11202 | 0.11202 | 0.11202 | 0.11202 | 0.11202 | 0.11202 | 0.11202 | 0.11202 | 0.056012 | 0 | 0 | 0 | 0 | 0 | 0 | 0 | 0 | 0 | 0 | 0 | 0 | 0 | 0 | 0 | 0 | 0 | 0 | 0 | 0 | 0 | 0 | 0 | 0 | 0 | 0 | 0 | 0 | 0 | 0 | 0 | 0 | 0 | 0 | 0 | 0 | 0 | 0 | 0 | 0 | 2.5108
State | 0 | 0 | 0.094148 | 0.18124 | 0.16763 | 0.15508 | 0.14343 | 0.13269 | 0.12272 | 0.11353 | 0.11202 | 0.11202 | 0.11202 | 0.11202 | 0.11202 | 0.11202 | 0.11202 | 0.11202 | 0.11202 | 0.11202 | 0.11202 | 0.11202 | 0.056012 | 0 | 0 | 0 | 0 | 0 | 0 | 0 | 0 | 0 | 0 | 0 | 0 | 0 | 0 | 0 | 0 | 0 | 0 | 0 | 0 | 0 | 0 | 0 | 0 | 0 | 0 | 0 | 0 | 0 | 0 | 0 | 0 | 0 | 0 | 0 | 0 | 0 | 0 | 0 | 0 | 2.5108
End of Period | 0 | 0 | 0.1883 | 0.55078 | 0.88604 | 1.1962 | 1.4831 | 1.7484 | 1.9939 | 2.2209 | 2.445 | 2.669 | 2.8931 | 3.1171 | 3.3412 | 3.5652 | 3.7893 | 4.0133 | 4.2373 | 4.4614 | 4.6854 | 4.9095 | 5.0215 | 5.0215 | 5.0215 | 5.0215 | 5.0215 | 5.0215 | 5.0215 | 5.0215 | 5.0215 | 5.0215 | 5.0215 | 5.0215 | 5.0215 | 5.0215 | 5.0215 | 5.0215 | 5.0215 | 5.0215 | 5.0215 | 5.0215 | 5.0215 | 5.0215 | 5.0215 | 5.0215 | 5.0215 | 5.0215 | 5.0215 | 5.0215 | 5.0215 | 5.0215 | 5.0215 | 5.0215 | 5.0215 | 5.0215 | 5.0215 | 5.0215 | 5.0215 | 5.0215 | 5.0215 | 5.0215 | 5.0215
Average | 0 | 0 | 0.094148 | 0.36954 | 0.71841 | 1.0411 | 1.3396 | 1.6157 | 1.8712 | 2.1074 | 2.333 | 2.557 | 2.781 | 3.0051 | 3.2291 | 3.4532 | 3.6772 | 3.9013 | 4.1253 | 4.3494 | 4.5734 | 4.7975 | 4.9655 | 5.0215 | 5.0215 | 5.0215 | 5.0215 | 5.0215 | 5.0215 | 5.0215 | 5.0215 | 5.0215 | 5.0215 | 5.0215 | 5.0215 | 5.0215 | 5.0215 | 5.0215 | 5.0215 | 5.0215 | 5.0215 | 5.0215 | 5.0215 | 5.0215 | 5.0215 | 5.0215 | 5.0215 | 5.0215 | 5.0215 | 5.0215 | 5.0215 | 5.0215 | 5.0215 | 5.0215 | 5.0215 | 5.0215 | 5.0215 | 5.0215 | 5.0215 | 5.0215 | 5.0215 | 5.0215 | 5.0215
Book Depreciation with COR
Beginning of Period | 0 | 0 | 0 | 0.048957 | 0.097914 | 0.14687 | 0.19583 | 0.24478 | 0.29374 | 0.3427 | 0.39165 | 0.44061 | 0.48957 | 0.53852 | 0.58748 | 0.63644 | 0.68539 | 0.73435 | 0.78331 | 0.83227 | 0.88122 | 0.93018 | 0.97914 | 1.0281 | 1.077 | 1.126 | 1.175 | 1.2239 | 1.2729 | 1.3218 | 1.3708 | 1.4197 | 1.4687 | 1.5177 | 1.5666 | 1.6156 | 1.6645 | 1.7135 | 1.7624 | 1.8114 | 1.8604 | 1.9093 | 1.9583 | 2.0072 | 2.0562 | 2.1051 | 2.1541 | 2.2031 | 2.252 | 2.301 | 2.3499 | 2.3989 | 0 | 0 | 0 | 0 | 0 | 0 | 0 | 0 | 0 | 0 | 0
Activity | 0 | 0 | 0.048957 | 0.048957 | 0.048957 | 0.048957 | 0.048957 | 0.048957 | 0.048957 | 0.048957 | 0.048957 | 0.048957 | 0.048957 | 0.048957 | 0.048957 | 0.048957 | 0.048957 | 0.048957 | 0.048957 | 0.048957 | 0.048957 | 0.048957 | 0.048957 | 0.048957 | 0.048957 | 0.048957 | 0.048957 | 0.048957 | 0.048957 | 0.048957 | 0.048957 | 0.048957 | 0.048957 | 0.048957 | 0.048957 | 0.048957 | 0.048957 | 0.048957 | 0.048957 | 0.048957 | 0.048957 | 0.048957 | 0.048957 | 0.048957 | 0.048957 | 0.048957 | 0.048957 | 0.048957 | 0.048957 | 0.048957 | 0.048957 | 0.048957 | 0 | 0 | 0 | 0 | 0 | 0 | 0 | 0 | 0 | 0 | 0 | 2.4478
Book Depreciation Related to Retired PIS | [49 empty] | 0 | 0 | -2.4478 | 0 | 0 | 0 | 0 | 0 | 0 | 0 | 0 | 0 | 0 |  | -2.4478
End of Period | 0 | 0 | 0.048957 | 0.097914 | 0.14687 | 0.19583 | 0.24478 | 0.29374 | 0.3427 | 0.39165 | 0.44061 | 0.48957 | 0.53852 | 0.58748 | 0.63644 | 0.68539 | 0.73435 | 0.78331 | 0.83227 | 0.88122 | 0.93018 | 0.97914 | 1.0281 | 1.077 | 1.126 | 1.175 | 1.2239 | 1.2729 | 1.3218 | 1.3708 | 1.4197 | 1.4687 | 1.5177 | 1.5666 | 1.6156 | 1.6645 | 1.7135 | 1.7624 | 1.8114 | 1.8604 | 1.9093 | 1.9583 | 2.0072 | 2.0562 | 2.1051 | 2.1541 | 2.2031 | 2.252 | 2.301 | 2.3499 | 2.3989 | 0 | 0 | 0 | 0 | 0 | 0 | 0 | 0 | 0 | 0 | 0 | 0
Average | 0 | 0 | 0.024478 | 0.073435 | 0.12239 | 0.17135 | 0.22031 | 0.26926 | 0.31822 | 0.36718 | 0.41613 | 0.46509 | 0.51405 | 0.563 | 0.61196 | 0.66092 | 0.70987 | 0.75883 | 0.80779 | 0.85674 | 0.9057 | 0.95466 | 1.0036 | 1.0526 | 1.1015 | 1.1505 | 1.1994 | 1.2484 | 1.2974 | 1.3463 | 1.3953 | 1.4442 | 1.4932 | 1.5421 | 1.5911 | 1.6401 | 1.689 | 1.738 | 1.7869 | 1.8359 | 1.8848 | 1.9338 | 1.9827 | 2.0317 | 2.0807 | 2.1296 | 2.1786 | 2.2275 | 2.2765 | 2.3254 | 2.3744 | 1.1994 | 0 | 0 | 0 | 0 | 0 | 0 | 0 | 0 | 0 | 0 | 0
Federal Deferred Tax Balance, Net of Tax
Beginning of Period | 0 | 0 | 0 | 0.015377 | 0.061237 | 0.10233 | 0.13904 | 0.17167 | 0.20053 | 0.22591 | 0.24807 | 0.2697 | 0.29134 | 0.31297 | 0.3346 | 0.35624 | 0.37787 | 0.39951 | 0.42114 | 0.44277 | 0.46441 | 0.48604 | 0.50768 | 0.50971 | 0.49213 | 0.47456 | 0.45698 | 0.43941 | 0.42183 | 0.40426 | 0.38669 | 0.36911 | 0.35154 | 0.33396 | 0.31639 | 0.29881 | 0.28124 | 0.26367 | 0.24609 | 0.22852 | 0.21094 | 0.19337 | 0.17579 | 0.15822 | 0.14065 | 0.12307 | 0.1055 | 0.087924 | 0.07035 | 0.052775 | 0.035201 | 0.017627 | 5.2723e-05 | 5.2723e-05 | 5.2723e-05 | 5.2723e-05 | 5.2723e-05 | 5.2723e-05 | 5.2723e-05 | 5.2723e-05 | 5.2723e-05 | 5.2723e-05 | 5.2723e-05
Activity | 0 | 0 | 0.015377 | 0.04586 | 0.041097 | 0.036704 | 0.032627 | 0.028866 | 0.025377 | 0.022161 | 0.021634 | 0.021634 | 0.021634 | 0.021634 | 0.021634 | 0.021634 | 0.021634 | 0.021634 | 0.021634 | 0.021634 | 0.021634 | 0.021634 | 0.0020298 | -0.017574 | -0.017574 | -0.017574 | -0.017574 | -0.017574 | -0.017574 | -0.017574 | -0.017574 | -0.017574 | -0.017574 | -0.017574 | -0.017574 | -0.017574 | -0.017574 | -0.017574 | -0.017574 | -0.017574 | -0.017574 | -0.017574 | -0.017574 | -0.017574 | -0.017574 | -0.017574 | -0.017574 | -0.017574 | -0.017574 | -0.017574 | -0.017574 | -0.017574 | 0 | 0 | 0 | 0 | 0 | 0 | 0 | 0 | 0 | 0 | 0 | 5.2723e-05
End of Period | 0 | 0 | 0.015377 | 0.061237 | 0.10233 | 0.13904 | 0.17167 | 0.20053 | 0.22591 | 0.24807 | 0.2697 | 0.29134 | 0.31297 | 0.3346 | 0.35624 | 0.37787 | 0.39951 | 0.42114 | 0.44277 | 0.46441 | 0.48604 | 0.50768 | 0.50971 | 0.49213 | 0.47456 | 0.45698 | 0.43941 | 0.42183 | 0.40426 | 0.38669 | 0.36911 | 0.35154 | 0.33396 | 0.31639 | 0.29881 | 0.28124 | 0.26367 | 0.24609 | 0.22852 | 0.21094 | 0.19337 | 0.17579 | 0.15822 | 0.14065 | 0.12307 | 0.1055 | 0.087924 | 0.07035 | 0.052775 | 0.035201 | 0.017627 | 5.2723e-05 | 5.2723e-05 | 5.2723e-05 | 5.2723e-05 | 5.2723e-05 | 5.2723e-05 | 5.2723e-05 | 5.2723e-05 | 5.2723e-05 | 5.2723e-05 | 5.2723e-05 | 5.2723e-05
Average | 0 | 0 | 0.0076887 | 0.038307 | 0.081786 | 0.12069 | 0.15535 | 0.1861 | 0.21322 | 0.23699 | 0.25889 | 0.28052 | 0.30215 | 0.32379 | 0.34542 | 0.36706 | 0.38869 | 0.41032 | 0.43196 | 0.45359 | 0.47522 | 0.49686 | 0.50869 | 0.50092 | 0.48334 | 0.46577 | 0.4482 | 0.43062 | 0.41305 | 0.39547 | 0.3779 | 0.36032 | 0.34275 | 0.32518 | 0.3076 | 0.29003 | 0.27245 | 0.25488 | 0.2373 | 0.21973 | 0.20216 | 0.18458 | 0.16701 | 0.14943 | 0.13186 | 0.11429 | 0.096711 | 0.079137 | 0.061563 | 0.043988 | 0.026414 | 0.0088398 | 5.2723e-05 | 5.2723e-05 | 5.2723e-05 | 5.2723e-05 | 5.2723e-05 | 5.2723e-05 | 5.2723e-05 | 5.2723e-05 | 5.2723e-05 | 5.2723e-05 | 5.2723e-05
State Deferred Tax Balance
Beginning of Period | 0 | 0 | 0 | 0.0028558 | 0.011373 | 0.019005 | 0.025821 | 0.031881 | 0.037241 | 0.041954 | 0.04607 | 0.050088 | 0.054105 | 0.058123 | 0.062141 | 0.066159 | 0.070176 | 0.074194 | 0.078212 | 0.082229 | 0.086247 | 0.090265 | 0.094283 | 0.09466 | 0.091396 | 0.088132 | 0.084868 | 0.081604 | 0.078341 | 0.075077 | 0.071813 | 0.068549 | 0.065285 | 0.062022 | 0.058758 | 0.055494 | 0.05223 | 0.048967 | 0.045703 | 0.042439 | 0.039175 | 0.035911 | 0.032648 | 0.029384 | 0.02612 | 0.022856 | 0.019593 | 0.016329 | 0.013065 | 0.0098011 | 0.0065374 | 0.0032736 | 9.7914e-06 | 9.7914e-06 | 9.7914e-06 | 9.7914e-06 | 9.7914e-06 | 9.7914e-06 | 9.7914e-06 | 9.7914e-06 | 9.7914e-06 | 9.7914e-06 | 9.7914e-06
Activity | 0 | 0 | 0.0028558 | 0.0085168 | 0.0076324 | 0.0068164 | 0.0060592 | 0.0053608 | 0.0047129 | 0.0041156 | 0.0040177 | 0.0040177 | 0.0040177 | 0.0040177 | 0.0040177 | 0.0040177 | 0.0040177 | 0.0040177 | 0.0040177 | 0.0040177 | 0.0040177 | 0.0040177 | 0.00037697 | -0.0032638 | -0.0032638 | -0.0032638 | -0.0032638 | -0.0032638 | -0.0032638 | -0.0032638 | -0.0032638 | -0.0032638 | -0.0032638 | -0.0032638 | -0.0032638 | -0.0032638 | -0.0032638 | -0.0032638 | -0.0032638 | -0.0032638 | -0.0032638 | -0.0032638 | -0.0032638 | -0.0032638 | -0.0032638 | -0.0032638 | -0.0032638 | -0.0032638 | -0.0032638 | -0.0032638 | -0.0032638 | -0.0032638 | 0 | 0 | 0 | 0 | 0 | 0 | 0 | 0 | 0 | 0 | 0 | 9.7914e-06
End of Period | 0 | 0 | 0.0028558 | 0.011373 | 0.019005 | 0.025821 | 0.031881 | 0.037241 | 0.041954 | 0.04607 | 0.050088 | 0.054105 | 0.058123 | 0.062141 | 0.066159 | 0.070176 | 0.074194 | 0.078212 | 0.082229 | 0.086247 | 0.090265 | 0.094283 | 0.09466 | 0.091396 | 0.088132 | 0.084868 | 0.081604 | 0.078341 | 0.075077 | 0.071813 | 0.068549 | 0.065285 | 0.062022 | 0.058758 | 0.055494 | 0.05223 | 0.048967 | 0.045703 | 0.042439 | 0.039175 | 0.035911 | 0.032648 | 0.029384 | 0.02612 | 0.022856 | 0.019593 | 0.016329 | 0.013065 | 0.0098011 | 0.0065374 | 0.0032736 | 9.7914e-06 | 9.7914e-06 | 9.7914e-06 | 9.7914e-06 | 9.7914e-06 | 9.7914e-06 | 9.7914e-06 | 9.7914e-06 | 9.7914e-06 | 9.7914e-06 | 9.7914e-06 | 9.7914e-06
Average | 0 | 0 | 0.0014279 | 0.0071142 | 0.015189 | 0.022413 | 0.028851 | 0.034561 | 0.039598 | 0.044012 | 0.048079 | 0.052097 | 0.056114 | 0.060132 | 0.06415 | 0.068167 | 0.072185 | 0.076203 | 0.080221 | 0.084238 | 0.088256 | 0.092274 | 0.094471 | 0.093028 | 0.089764 | 0.0865 | 0.083236 | 0.079973 | 0.076709 | 0.073445 | 0.070181 | 0.066917 | 0.063654 | 0.06039 | 0.057126 | 0.053862 | 0.050598 | 0.047335 | 0.044071 | 0.040807 | 0.037543 | 0.03428 | 0.031016 | 0.027752 | 0.024488 | 0.021224 | 0.017961 | 0.014697 | 0.011433 | 0.0081693 | 0.0049055 | 0.0016417 | 9.7914e-06 | 9.7914e-06 | 9.7914e-06 | 9.7914e-06 | 9.7914e-06 | 9.7914e-06 | 9.7914e-06 | 9.7914e-06 | 9.7914e-06 | 9.7914e-06 | 9.7914e-06
Net Rate Base - Average | 0 | 0 | 1.2217 | 2.3917 | 2.2912 | 2.1962 | 2.1061 | 2.0207 | 1.9396 | 1.8624 | 1.7875 | 1.7129 | 1.6383 | 1.5637 | 1.4891 | 1.4145 | 1.3399 | 1.2652 | 1.1906 | 1.116 | 1.0414 | 0.96681 | 0.90383 | 0.86409 | 0.83597 | 0.80785 | 0.77973 | 0.75161 | 0.72349 | 0.69537 | 0.66726 | 0.63914 | 0.61102 | 0.5829 | 0.55478 | 0.52666 | 0.49854 | 0.47042 | 0.44231 | 0.41419 | 0.38607 | 0.35795 | 0.32983 | 0.30171 | 0.27359 | 0.24547 | 0.21736 | 0.18924 | 0.16112 | 0.133 | 0.10488 | 0.045379 | -6.2514e-05 | -6.2514e-05 | -6.2514e-05 | -6.2514e-05 | -6.2514e-05 | -6.2514e-05 | -6.2514e-05 | -6.2514e-05 | -6.2514e-05 | -6.2514e-05 | -6.2514e-05
EXPENSES
Income Tax - Removal Cost | 0 | 0 | -0.00084738 | -0.00084738 | -0.00084738 | -0.00084738 | -0.00084738 | -0.00084738 | -0.00084738 | -0.00084738 | -0.00084738 | -0.00084738 | -0.00084738 | -0.00084738 | -0.00084738 | -0.00084738 | -0.00084738 | -0.00084738 | -0.00084738 | -0.00084738 | -0.00084738 | -0.00084738 | -0.00084738 | -0.00084738 | -0.00084738 | -0.00084738 | -0.00084738 | -0.00084738 | -0.00084738 | -0.00084738 | -0.00084738 | -0.00084738 | -0.00084738 | -0.00084738 | -0.00084738 | -0.00084738 | -0.00084738 | -0.00084738 | -0.00084738 | -0.00084738 | -0.00084738 | -0.00084738 | -0.00084738 | -0.00084738 | -0.00084738 | -0.00084738 | -0.00084738 | -0.00084738 | -0.00084738 | -0.00084738 | -0.00084738 | -0.00084738 | 0 | 0 | 0 | 0 | 0 | 0 | 0 | 0 | 0 | 0 | 0 | -0.042369
Book Depreciation | 0 | 0 | 0.048957 | 0.048957 | 0.048957 | 0.048957 | 0.048957 | 0.048957 | 0.048957 | 0.048957 | 0.048957 | 0.048957 | 0.048957 | 0.048957 | 0.048957 | 0.048957 | 0.048957 | 0.048957 | 0.048957 | 0.048957 | 0.048957 | 0.048957 | 0.048957 | 0.048957 | 0.048957 | 0.048957 | 0.048957 | 0.048957 | 0.048957 | 0.048957 | 0.048957 | 0.048957 | 0.048957 | 0.048957 | 0.048957 | 0.048957 | 0.048957 | 0.048957 | 0.048957 | 0.048957 | 0.048957 | 0.048957 | 0.048957 | 0.048957 | 0.048957 | 0.048957 | 0.048957 | 0.048957 | 0.048957 | 0.048957 | 0.048957 | 0.048957 | 0 | 0 | 0 | 0 | 0 | 0 | 0 | 0 | 0 | 0 | 0 | 2.4478
Property Taxes | 0 | 0 | 0.12553 | 0.12553 | 0.12553 | 0.12553 | 0.12553 | 0.12553 | 0.12553 | 0.12553 | 0.12553 | 0.12553 | 0.12553 | 0.12553 | 0.12553 | 0.12553 | 0.12553 | 0.12553 | 0.12553 | 0.12553 | 0.12553 | 0.12553 | 0.12553 | 0.12553 | 0.12553 | 0.12553 | 0.12553 | 0.12553 | 0.12553 | 0.12553 | 0.12553 | 0.12553 | 0.12553 | 0.12553 | 0.12553 | 0.12553 | 0.12553 | 0.12553 | 0.12553 | 0.12553 | 0.12553 | 0.12553 | 0.12553 | 0.12553 | 0.12553 | 0.12553 | 0.12553 | 0.12553 | 0.12553 | 0.12553 | 0.12553 | 0 | 0 | 0 | 0 | 0 | 0 | 0 | 0 | 0 | 0 | 0 | 0 | 6.151
Total Expenses | 0 | 0 | 0.17364 | 0.17364 | 0.17364 | 0.17364 | 0.17364 | 0.17364 | 0.17364 | 0.17364 | 0.17364 | 0.17364 | 0.17364 | 0.17364 | 0.17364 | 0.17364 | 0.17364 | 0.17364 | 0.17364 | 0.17364 | 0.17364 | 0.17364 | 0.17364 | 0.17364 | 0.17364 | 0.17364 | 0.17364 | 0.17364 | 0.17364 | 0.17364 | 0.17364 | 0.17364 | 0.17364 | 0.17364 | 0.17364 | 0.17364 | 0.17364 | 0.17364 | 0.17364 | 0.17364 | 0.17364 | 0.17364 | 0.17364 | 0.17364 | 0.17364 | 0.17364 | 0.17364 | 0.17364 | 0.17364 | 0.17364 | 0.17364 | 0.048109 | 0 | 0 | 0 | 0 | 0 | 0 | 0 | 0 | 0 | 0 | 0 | 8.5564
REVENUE REQUIREMENT
Net Rate Base | 0 | 0 | 1.2217 | 2.3917 | 2.2912 | 2.1962 | 2.1061 | 2.0207 | 1.9396 | 1.8624 | 1.7875 | 1.7129 | 1.6383 | 1.5637 | 1.4891 | 1.4145 | 1.3399 | 1.2652 | 1.1906 | 1.116 | 1.0414 | 0.96681 | 0.90383 | 0.86409 | 0.83597 | 0.80785 | 0.77973 | 0.75161 | 0.72349 | 0.69537 | 0.66726 | 0.63914 | 0.61102 | 0.5829 | 0.55478 | 0.52666 | 0.49854 | 0.47042 | 0.44231 | 0.41419 | 0.38607 | 0.35795 | 0.32983 | 0.30171 | 0.27359 | 0.24547 | 0.21736 | 0.18924 | 0.16112 | 0.133 | 0.10488 | 0.045379 | -6.2514e-05 | -6.2514e-05 | -6.2514e-05 | -6.2514e-05 | -6.2514e-05 | -6.2514e-05 | -6.2514e-05 | -6.2514e-05 | -6.2514e-05 | -6.2514e-05 | -6.2514e-05 | 47.0696
ROR | 9.98% | 9.98% | 9.7% | 9.7% | 9.7% | 9.7% | 9.7% | 9.7% | 9.7% | 9.7% | 9.7% | 9.7% | 9.7% | 9.7% | 9.7% | 9.7% | 9.7% | 9.7% | 9.7% | 9.7% | 9.7% | 9.7% | 9.7% | 9.7% | 9.7% | 9.7% | 9.7% | 9.7% | 9.7% | 9.7% | 9.7% | 9.7% | 9.7% | 9.7% | 9.7% | 9.7% | 9.7% | 9.7% | 9.7% | 9.7% | 9.7% | 9.7% | 9.7% | 9.7% | 9.7% | 9.7% | 9.7% | 9.7% | 9.7% | 9.7% | 9.7% | 9.7% | 9.7% | 9.7% | 9.7% | 9.7% | 9.7% | 9.7% | 9.7% | 9.7% | 9.7% | 9.7% | 9.7%
Earnings Base | 0 | 0 | 0.11851 | 0.232 | 0.22225 | 0.21303 | 0.20429 | 0.19601 | 0.18814 | 0.18066 | 0.17339 | 0.16615 | 0.15891 | 0.15168 | 0.14444 | 0.1372 | 0.12997 | 0.12273 | 0.11549 | 0.10826 | 0.10102 | 0.093781 | 0.087671 | 0.083816 | 0.081089 | 0.078361 | 0.075634 | 0.072906 | 0.070179 | 0.067451 | 0.064724 | 0.061996 | 0.059269 | 0.056541 | 0.053814 | 0.051086 | 0.048359 | 0.045631 | 0.042904 | 0.040176 | 0.037449 | 0.034721 | 0.031994 | 0.029266 | 0.026539 | 0.023811 | 0.021084 | 0.018356 | 0.015628 | 0.012901 | 0.010173 | 0.0044018 | -6.0639e-06 | -6.0639e-06 | -6.0639e-06 | -6.0639e-06 | -6.0639e-06 | -6.0639e-06 | -6.0639e-06 | -6.0639e-06 | -6.0639e-06 | -6.0639e-06 | -6.0639e-06
Earnings - Expense | 0 | 0 | 0.17364 | 0.17364 | 0.17364 | 0.17364 | 0.17364 | 0.17364 | 0.17364 | 0.17364 | 0.17364 | 0.17364 | 0.17364 | 0.17364 | 0.17364 | 0.17364 | 0.17364 | 0.17364 | 0.17364 | 0.17364 | 0.17364 | 0.17364 | 0.17364 | 0.17364 | 0.17364 | 0.17364 | 0.17364 | 0.17364 | 0.17364 | 0.17364 | 0.17364 | 0.17364 | 0.17364 | 0.17364 | 0.17364 | 0.17364 | 0.17364 | 0.17364 | 0.17364 | 0.17364 | 0.17364 | 0.17364 | 0.17364 | 0.17364 | 0.17364 | 0.17364 | 0.17364 | 0.17364 | 0.17364 | 0.17364 | 0.17364 | 0.048109 | 0 | 0 | 0 | 0 | 0 | 0 | 0 | 0 | 0 | 0 | 0 | 8.5564
Total Earnings Effect | 0 | 0 | 0.29215 | 0.40564 | 0.39589 | 0.38667 | 0.37793 | 0.36965 | 0.36178 | 0.3543 | 0.34703 | 0.33979 | 0.33255 | 0.32532 | 0.31808 | 0.31084 | 0.30361 | 0.29637 | 0.28913 | 0.28189 | 0.27466 | 0.26742 | 0.26131 | 0.25746 | 0.25473 | 0.252 | 0.24927 | 0.24655 | 0.24382 | 0.24109 | 0.23836 | 0.23564 | 0.23291 | 0.23018 | 0.22745 | 0.22473 | 0.222 | 0.21927 | 0.21654 | 0.21382 | 0.21109 | 0.20836 | 0.20563 | 0.20291 | 0.20018 | 0.19745 | 0.19472 | 0.192 | 0.18927 | 0.18654 | 0.18381 | 0.052511 | -6.0639e-06 | -6.0639e-06 | -6.0639e-06 | -6.0639e-06 | -6.0639e-06 | -6.0639e-06 | -6.0639e-06 | -6.0639e-06 | -6.0639e-06 | -6.0639e-06 | -6.0639e-06
Gross-Up Factor | 1.0354 | 1.0354 | 1.0354 | 1.0354 | 1.0354 | 1.0354 | 1.0354 | 1.0354 | 1.0354 | 1.0354 | 1.0354 | 1.0354 | 1.0354 | 1.0354 | 1.0354 | 1.0354 | 1.0354 | 1.0354 | 1.0354 | 1.0354 | 1.0354 | 1.0354 | 1.0354 | 1.0354 | 1.0354 | 1.0354 | 1.0354 | 1.0354 | 1.0354 | 1.0354 | 1.0354 | 1.0354 | 1.0354 | 1.0354 | 1.0354 | 1.0354 | 1.0354 | 1.0354 | 1.0354 | 1.0354 | 1.0354 | 1.0354 | 1.0354 | 1.0354 | 1.0354 | 1.0354 | 1.0354 | 1.0354 | 1.0354 | 1.0354 | 1.0354 | 1.0354 | 1.0354 | 1.0354 | 1.0354 | 1.0354 | 1.0354 | 1.0354 | 1.0354 | 1.0354 | 1.0354 | 1.0354 | 1.0354
Revenue requirement | 0 | 0 | 0.30247 | 0.41998 | 0.40989 | 0.40034 | 0.39129 | 0.38272 | 0.37457 | 0.36682 | 0.3593 | 0.3518 | 0.34431 | 0.33682 | 0.32933 | 0.32183 | 0.31434 | 0.30685 | 0.29935 | 0.29186 | 0.28437 | 0.27688 | 0.27055 | 0.26656 | 0.26374 | 0.26091 | 0.25809 | 0.25526 | 0.25244 | 0.24962 | 0.24679 | 0.24397 | 0.24114 | 0.23832 | 0.2355 | 0.23267 | 0.22985 | 0.22702 | 0.2242 | 0.22138 | 0.21855 | 0.21573 | 0.2129 | 0.21008 | 0.20726 | 0.20443 | 0.20161 | 0.19878 | 0.19596 | 0.19314 | 0.19031 | 0.054368 | -6.2783e-06 | -6.2783e-06 | -6.2783e-06 | -6.2783e-06 | -6.2783e-06 | -6.2783e-06 | -6.2783e-06 | -6.2783e-06 | -6.2783e-06 | -6.2783e-06 | -6.2783e-06 | 13.5862
Depreciation Calculations
Tax Depreciation - Federal
Cost of new equipment in service basis | 0 | 0 | 2.5106 | 0 | 0 | 0 | 0 | 0 | 0 | 0 | 0 | 0 | 0 | 0 | 0 | 0 | 0 | 0 | 0 | 0 | 0 | 0 | 0 | 0 | 0 | 0 | 0 | 0 | 0 | 0 | 0 | 0 | 0 | 0 | 0 | 0 | 0 | 0 | 0 | 0 | 0 | 0 | 0 | 0 | 0 | 0 | 0 | 0 | 0 | 0 | 0 | -2.5106 | 0 | 0 | 0 | 0 | 0 | 0 | 0 | 0 | 0
Bonus Depreciation (N/A) | 0 | 0 | 0 | 0 | 0 | 0 | 0 | 0 | 0 | 0 | 0 | 0 | 0 | 0 | 0 | 0 | 0 | 0 | 0 | 0 | 0 | 0 | 0 | 0 | 0 | 0 | 0 | 0 | 0 | 0 | 0 | 0 | 0 | 0 | 0 | 0 | 0 | 0 | 0 | 0 | 0 | 0 | 0 | 0 | 0 | 0 | 0 | 0 | 0 | 0 | 0 | 0 | 0 | 0 | 0 | 0 | 0 | 0 | 0 | 0 | 0
Regular Depreciation basis (Cumulative) | 0 | 0 | 2.5106 | 2.5106 | 2.5106 | 2.5106 | 2.5106 | 2.5106 | 2.5106 | 2.5106 | 2.5106 | 2.5106 | 2.5106 | 2.5106 | 2.5106 | 2.5106 | 2.5106 | 2.5106 | 2.5106 | 2.5106 | 2.5106 | 2.5106 | 2.5106 | 2.5106 | 2.5106 | 2.5106 | 2.5106 | 2.5106 | 2.5106 | 2.5106 | 2.5106 | 2.5106 | 2.5106 | 2.5106 | 2.5106 | 2.5106 | 2.5106 | 2.5106 | 2.5106 | 2.5106 | 2.5106 | 2.5106 | 2.5106 | 2.5106 | 2.5106 | 2.5106 | 2.5106 | 2.5106 | 2.5106 | 2.5106 | 2.5106 | 0 | 0 | 0 | 0 | 0 | 0 | 0 | 0 | 0 | 0 | 0 | 0
RegularDepreciation |  |  | 0.094148 | 0.18124 | 0.16763 | 0.15508 | 0.14343 | 0.13269 | 0.12272 | 0.11353 | 0.11202 | 0.11202 | 0.11202 | 0.11202 | 0.11202 | 0.11202 | 0.11202 | 0.11202 | 0.11202 | 0.11202 | 0.11202 | 0.11202 | 0.056012 | [40 empty] | 2.5108
Total Depreciation for year | 0 | 0 | 0.094148 | 0.18124 | 0.16763 | 0.15508 | 0.14343 | 0.13269 | 0.12272 | 0.11353 | 0.11202 | 0.11202 | 0.11202 | 0.11202 | 0.11202 | 0.11202 | 0.11202 | 0.11202 | 0.11202 | 0.11202 | 0.11202 | 0.11202 | 0.056012 | 0 | 0 | 0 | 0 | 0 | 0 | 0 | 0 | 0 | 0 | 0 | 0 | 0 | 0 | 0 | 0 | 0 | 0 | 0 | 0 | 0 | 0 | 0 | 0 | 0 | 0 | 0 | 0 | 0 | 0 | 0 | 0 | 0 | 0 | 0 | 0 | 0 | 0
Tax Depreciation - State
Cost of new equipment in service basis | 0 | 0 | 2.5106 | 0 | 0 | 0 | 0 | 0 | 0 | 0 | 0 | 0 | 0 | 0 | 0 | 0 | 0 | 0 | 0 | 0 | 0 | 0 | 0 | 0 | 0 | 0 | 0 | 0 | 0 | 0 | 0 | 0 | 0 | 0 | 0 | 0 | 0 | 0 | 0 | 0 | 0 | 0 | 0 | 0 | 0 | 0 | 0 | 0 | 0 | 0 | 0 | -2.5106 | 0 | 0 | 0 | 0 | 0 | 0 | 0 | 0 | 0 | 0 | 0
Bonus Depreciation (N/A) | 0 | 0 | 0 | 0 | 0 | 0 | 0 | 0 | 0 | 0 | 0 | 0 | 0 | 0 | 0 | 0 | 0 | 0 | 0 | 0 | 0 | 0 | 0 | 0 | 0 | 0 | 0 | 0 | 0 | 0 | 0 | 0 | 0 | 0 | 0 | 0 | 0 | 0 | 0 | 0 | 0 | 0 | 0 | 0 | 0 | 0 | 0 | 0 | 0 | 0 | 0 | 0 | 0 | 0 | 0 | 0 | 0 | 0 | 0 | 0 | 0 | 0 | 0
Regular Depreciation basis (Cumulative) | 0 | 0 | 2.5106 | 2.5106 | 2.5106 | 2.5106 | 2.5106 | 2.5106 | 2.5106 | 2.5106 | 2.5106 | 2.5106 | 2.5106 | 2.5106 | 2.5106 | 2.5106 | 2.5106 | 2.5106 | 2.5106 | 2.5106 | 2.5106 | 2.5106 | 2.5106 | 2.5106 | 2.5106 | 2.5106 | 2.5106 | 2.5106 | 2.5106 | 2.5106 | 2.5106 | 2.5106 | 2.5106 | 2.5106 | 2.5106 | 2.5106 | 2.5106 | 2.5106 | 2.5106 | 2.5106 | 2.5106 | 2.5106 | 2.5106 | 2.5106 | 2.5106 | 2.5106 | 2.5106 | 2.5106 | 2.5106 | 2.5106 | 2.5106 | 0 | 0 | 0 | 0 | 0 | 0 | 0 | 0 | 0 | 0 | 0 | 0
RegularDepreciation | 0 | 0 | 0.094148 | 0.18124 | 0.16763 | 0.15508 | 0.14343 | 0.13269 | 0.12272 | 0.11353 | 0.11202 | 0.11202 | 0.11202 | 0.11202 | 0.11202 | 0.11202 | 0.11202 | 0.11202 | 0.11202 | 0.11202 | 0.11202 | 0.11202 | 0.056012 | 0 | 0 | 0 | 0 | 0 | 0 | 0 | 0 | 0 | 0 | 0 | 0 | 0 | 0 | 0 | 0 | 0 | 0 | 0 | 0 | 0 | 0 | 0 | 0 | 0 | 0 | 0 | 0 | 0 | 0 | 0 | 0 | 0 | 0 | 0 | 0 | 0 | 0 | 0 | 0 | 2.5108
Total Depreciation for year | 0 | 0 | 0.094148 | 0.18124 | 0.16763 | 0.15508 | 0.14343 | 0.13269 | 0.12272 | 0.11353 | 0.11202 | 0.11202 | 0.11202 | 0.11202 | 0.11202 | 0.11202 | 0.11202 | 0.11202 | 0.11202 | 0.11202 | 0.11202 | 0.11202 | 0.056012 | 0 | 0 | 0 | 0 | 0 | 0 | 0 | 0 | 0 | 0 | 0 | 0 | 0 | 0 | 0 | 0 | 0 | 0 | 0 | 0 | 0 | 0 | 0 | 0 | 0 | 0 | 0 | 0 | 0 | 0 | 0 | 0 | 0 | 0 | 0 | 0 | 0 | 0 | 0 | 0
Book Depreciation with COR
2014 | 0 | 0 | 0 | 0 | 0 | 0 | 0 | 0 | 0 | 0 | 0 | 0 | 0 | 0 | 0 | 0 | 0 | 0 | 0 | 0 | 0 | 0 | 0 | 0 | 0 | 0 | 0 | 0 | 0 | 0 | 0 | 0 | 0 | 0 | 0 | 0 | 0 | 0 | 0 | 0 | 0 | 0 | 0 | 0 | 0 | 0 | 0 | 0 | 0 | 0 | [13 empty] | 0
2015 |  | 0 | 0 | 0 | 0 | 0 | 0 | 0 | 0 | 0 | 0 | 0 | 0 | 0 | 0 | 0 | 0 | 0 | 0 | 0 | 0 | 0 | 0 | 0 | 0 | 0 | 0 | 0 | 0 | 0 | 0 | 0 | 0 | 0 | 0 | 0 | 0 | 0 | 0 | 0 | 0 | 0 | 0 | 0 | 0 | 0 | 0 | 0 | 0 | 0 | 0 | [12 empty] | 0 | check - total PIS
2016 |  |  | 0.048957 | 0.048957 | 0.048957 | 0.048957 | 0.048957 | 0.048957 | 0.048957 | 0.048957 | 0.048957 | 0.048957 | 0.048957 | 0.048957 | 0.048957 | 0.048957 | 0.048957 | 0.048957 | 0.048957 | 0.048957 | 0.048957 | 0.048957 | 0.048957 | 0.048957 | 0.048957 | 0.048957 | 0.048957 | 0.048957 | 0.048957 | 0.048957 | 0.048957 | 0.048957 | 0.048957 | 0.048957 | 0.048957 | 0.048957 | 0.048957 | 0.048957 | 0.048957 | 0.048957 | 0.048957 | 0.048957 | 0.048957 | 0.048957 | 0.048957 | 0.048957 | 0.048957 | 0.048957 | 0.048957 | 0.048957 | 0.048957 | 0.048957 | [11 empty] | 2.4478 | 2.5106
2017 |  |  |  | 0 | 0 | 0 | 0 | 0 | 0 | 0 | 0 | 0 | 0 | 0 | 0 | 0 | 0 | 0 | 0 | 0 | 0 | 0 | 0 | 0 | 0 | 0 | 0 | 0 | 0 | 0 | 0 | 0 | 0 | 0 | 0 | 0 | 0 | 0 | 0 | 0 | 0 | 0 | 0 | 0 | 0 | 0 | 0 | 0 | 0 | 0 | 0 | 0 | 0 | [10 empty] | 0 | 0
2018 |  |  |  |  | 0 | 0 | 0 | 0 | 0 | 0 | 0 | 0 | 0 | 0 | 0 | 0 | 0 | 0 | 0 | 0 | 0 | 0 | 0 | 0 | 0 | 0 | 0 | 0 | 0 | 0 | 0 | 0 | 0 | 0 | 0 | 0 | 0 | 0 | 0 | 0 | 0 | 0 | 0 | 0 | 0 | 0 | 0 | 0 | 0 | 0 | 0 | 0 | 0 | 0 | [9 empty] | 0
2019 | [5 empty] | 0 | 0 | 0 | 0 | 0 | 0 | 0 | 0 | 0 | 0 | 0 | 0 | 0 | 0 | 0 | 0 | 0 | 0 | 0 | 0 | 0 | 0 | 0 | 0 | 0 | 0 | 0 | 0 | 0 | 0 | 0 | 0 | 0 | 0 | 0 | 0 | 0 | 0 | 0 | 0 | 0 | 0 | 0 | 0 | 0 | 0 | 0 | 0 | 0 | 0 | [8 empty] | 0 | 0
2020 | [6 empty] | 0 | 0 | 0 | 0 | 0 | 0 | 0 | 0 | 0 | 0 | 0 | 0 | 0 | 0 | 0 | 0 | 0 | 0 | 0 | 0 | 0 | 0 | 0 | 0 | 0 | 0 | 0 | 0 | 0 | 0 | 0 | 0 | 0 | 0 | 0 | 0 | 0 | 0 | 0 | 0 | 0 | 0 | 0 | 0 | 0 | 0 | 0 | 0 | 0 | 0 | [7 empty] | 0
2021 | [7 empty] | 0 | 0 | 0 | 0 | 0 | 0 | 0 | 0 | 0 | 0 | 0 | 0 | 0 | 0 | 0 | 0 | 0 | 0 | 0 | 0 | 0 | 0 | 0 | 0 | 0 | 0 | 0 | 0 | 0 | 0 | 0 | 0 | 0 | 0 | 0 | 0 | 0 | 0 | 0 | 0 | 0 | 0 | 0 | 0 | 0 | 0 | 0 | 0 | 0 | 0 | [6 empty] | 0
2022 | [8 empty] | 0 | 0 | 0 | 0 | 0 | 0 | 0 | 0 | 0 | 0 | 0 | 0 | 0 | 0 | 0 | 0 | 0 | 0 | 0 | 0 | 0 | 0 | 0 | 0 | 0 | 0 | 0 | 0 | 0 | 0 | 0 | 0 | 0 | 0 | 0 | 0 | 0 | 0 | 0 | 0 | 0 | 0 | 0 | 0 | 0 | 0 | 0 | 0 | 0 | 0 | [5 empty] | 0
2023 | [9 empty] | 0 | 0 | 0 | 0 | 0 | 0 | 0 | 0 | 0 | 0 | 0 | 0 | 0 | 0 | 0 | 0 | 0 | 0 | 0 | 0 | 0 | 0 | 0 | 0 | 0 | 0 | 0 | 0 | 0 | 0 | 0 | 0 | 0 | 0 | 0 | 0 | 0 | 0 | 0 | 0 | 0 | 0 | 0 | 0 | 0 | 0 | 0 | 0 | 0 | 0 |  |  |  |  | 0
2024 | [10 empty] | 0 | 0 | 0 | 0 | 0 | 0 | 0 | 0 | 0 | 0 | 0 | 0 | 0 | 0 | 0 | 0 | 0 | 0 | 0 | 0 | 0 | 0 | 0 | 0 | 0 | 0 | 0 | 0 | 0 | 0 | 0 | 0 | 0 | 0 | 0 | 0 | 0 | 0 | 0 | 0 | 0 | 0 | 0 | 0 | 0 | 0 | 0 | 0 | 0 | 0 |  |  |  | 0 | 0
2025 | [11 empty] | 0 | 0 | 0 | 0 | 0 | 0 | 0 | 0 | 0 | 0 | 0 | 0 | 0 | 0 | 0 | 0 | 0 | 0 | 0 | 0 | 0 | 0 | 0 | 0 | 0 | 0 | 0 | 0 | 0 | 0 | 0 | 0 | 0 | 0 | 0 | 0 | 0 | 0 | 0 | 0 | 0 | 0 | 0 | 0 | 0 | 0 | 0 | 0 | 0 | 0 |  |  | 0
2026 | [12 empty] | 0 | 0 | 0 | 0 | 0 | 0 | 0 | 0 | 0 | 0 | 0 | 0 | 0 | 0 | 0 | 0 | 0 | 0 | 0 | 0 | 0 | 0 | 0 | 0 | 0 | 0 | 0 | 0 | 0 | 0 | 0 | 0 | 0 | 0 | 0 | 0 | 0 | 0 | 0 | 0 | 0 | 0 | 0 | 0 | 0 | 0 | 0 | 0 | 0 | 0 |  | 0
| 0 | 0 | 0.048957 | 0.048957 | 0.048957 | 0.048957 | 0.048957 | 0.048957 | 0.048957 | 0.048957 | 0.048957 | 0.048957 | 0.048957 | 0.048957 | 0.048957 | 0.048957 | 0.048957 | 0.048957 | 0.048957 | 0.048957 | 0.048957 | 0.048957 | 0.048957 | 0.048957 | 0.048957 | 0.048957 | 0.048957 | 0.048957 | 0.048957 | 0.048957 | 0.048957 | 0.048957 | 0.048957 | 0.048957 | 0.048957 | 0.048957 | 0.048957 | 0.048957 | 0.048957 | 0.048957 | 0.048957 | 0.048957 | 0.048957 | 0.048957 | 0.048957 | 0.048957 | 0.048957 | 0.048957 | 0.048957 | 0.048957 | 0.048957 | 0.048957 | 0 | 0 | 0 | 0 | 0 | 0 | 0 | 0 | 0 | 0 | 0 | 2.4478
Book Depreciation- excl. Salvage
2014 | 0 | 0 | 0 | 0 | 0 | 0 | 0 | 0 | 0 | 0 | 0 | 0 | 0 | 0 | 0 | 0 | 0 | 0 | 0 | 0 | 0 | 0 | 0 | 0 | 0 |  |  | 0 | 0 | 0 | 0 | 0 | 0 | 0 | 0 | 0 | 0 | 0 | 0 | 0 | 0 | 0 | 0 | 0 | 0 | 0 | 0 | 0 | 0 | 0 | 0 | 0 | [11 empty] | 0
2015 |  | 0 | 0 | 0 | 0 | 0 | 0 | 0 | 0 | 0 | 0 | 0 | 0 | 0 | 0 | 0 | 0 | 0 | 0 | 0 | 0 | 0 | 0 | 0 | 0 | 0 |  | 0 | 0 | 0 | 0 | 0 | 0 | 0 | 0 | 0 | 0 | 0 | 0 | 0 | 0 | 0 | 0 | 0 | 0 | 0 | 0 | 0 | 0 | 0 | 0 | 0 | [11 empty] | 0 | check - total PIS
2016 |  |  | 0.050212 | 0.050212 | 0.050212 | 0.050212 | 0.050212 | 0.050212 | 0.050212 | 0.050212 | 0.050212 | 0.050212 | 0.050212 | 0.050212 | 0.050212 | 0.050212 | 0.050212 | 0.050212 | 0.050212 | 0.050212 | 0.050212 | 0.050212 | 0.050212 | 0.050212 | 0.050212 | 0.050212 | 0.050212 | 0.050212 | 0.050212 | 0.050212 | 0.050212 | 0.050212 | 0.050212 | 0.050212 | 0.050212 | 0.050212 | 0.050212 | 0.050212 | 0.050212 | 0.050212 | 0.050212 | 0.050212 | 0.050212 | 0.050212 | 0.050212 | 0.050212 | 0.050212 | 0.050212 | 0.050212 | 0.050212 | 0.050212 | 0.050212 | [11 empty] | 2.5106 | 2.5106
2017 |  |  |  | 0 | 0 | 0 | 0 | 0 | 0 | 0 | 0 | 0 | 0 | 0 | 0 | 0 | 0 | 0 | 0 | 0 | 0 | 0 | 0 | 0 | 0 | 0 | 0 | 0 | 0 | 0 | 0 | 0 | 0 | 0 | 0 | 0 | 0 | 0 | 0 | 0 | 0 | 0 | 0 | 0 | 0 | 0 | 0 | 0 | 0 | 0 | 0 | 0 | 0 | [10 empty] | 0 | 0
2018 |  |  |  |  | 0 | 0 | 0 | 0 | 0 | 0 | 0 | 0 | 0 | 0 | 0 | 0 | 0 | 0 | 0 | 0 | 0 | 0 | 0 | 0 | 0 | 0 | 0 | 0 | 0 | 0 | 0 | 0 | 0 | 0 | 0 | 0 | 0 | 0 | 0 | 0 | 0 | 0 | 0 | 0 | 0 | 0 | 0 | 0 | 0 | 0 | 0 | 0 | 0 | 0 | [9 empty] | 0
2019 | [5 empty] | 0 | 0 | 0 | 0 | 0 | 0 | 0 | 0 | 0 | 0 | 0 | 0 | 0 | 0 | 0 | 0 | 0 | 0 | 0 | 0 | 0 | 0 | 0 | 0 | 0 | 0 | 0 | 0 | 0 | 0 | 0 | 0 | 0 | 0 | 0 | 0 | 0 | 0 | 0 | 0 | 0 | 0 | 0 | 0 | 0 | 0 | 0 | 0 | 0 | 0 | [8 empty] | 0 | 0
2020 | [6 empty] | 0 | 0 | 0 | 0 | 0 | 0 | 0 | 0 | 0 | 0 | 0 | 0 | 0 | 0 | 0 | 0 | 0 | 0 | 0 | 0 | 0 | 0 | 0 | 0 | 0 | 0 | 0 | 0 | 0 | 0 | 0 | 0 | 0 | 0 | 0 | 0 | 0 | 0 | 0 | 0 | 0 | 0 | 0 | 0 | 0 | 0 | 0 | 0 | 0 | 0 | [7 empty] | 0
2021 | [7 empty] | 0 | 0 | 0 | 0 | 0 | 0 | 0 | 0 | 0 | 0 | 0 | 0 | 0 | 0 | 0 | 0 | 0 | 0 | 0 | 0 | 0 | 0 | 0 | 0 | 0 | 0 | 0 | 0 | 0 | 0 | 0 | 0 | 0 | 0 | 0 | 0 | 0 | 0 | 0 | 0 | 0 | 0 | 0 | 0 | 0 | 0 | 0 | 0 | 0 | 0 | [6 empty] | 0
2022 | [8 empty] | 0 | 0 | 0 | 0 | 0 | 0 | 0 | 0 | 0 | 0 | 0 | 0 | 0 | 0 | 0 | 0 | 0 | 0 | 0 | 0 | 0 | 0 | 0 | 0 | 0 | 0 | 0 | 0 | 0 | 0 | 0 | 0 | 0 | 0 | 0 | 0 | 0 | 0 | 0 | 0 | 0 | 0 | 0 | 0 | 0 | 0 | 0 | 0 | 0 | 0 | [5 empty] | 0
2023 | [9 empty] | 0 | 0 | 0 | 0 | 0 | 0 | 0 | 0 | 0 | 0 | 0 | 0 | 0 | 0 | 0 | 0 | 0 | 0 | 0 | 0 | 0 | 0 | 0 | 0 | 0 | 0 | 0 | 0 | 0 | 0 | 0 | 0 | 0 | 0 | 0 | 0 | 0 | 0 | 0 | 0 | 0 | 0 | 0 | 0 | 0 | 0 | 0 | 0 | 0 | 0 |  |  |  |  | 0
2024 | [10 empty] | 0 | 0 | 0 | 0 | 0 | 0 | 0 | 0 | 0 | 0 | 0 | 0 | 0 | 0 | 0 | 0 | 0 | 0 | 0 | 0 | 0 | 0 | 0 | 0 | 0 | 0 | 0 | 0 | 0 | 0 | 0 | 0 | 0 | 0 | 0 | 0 | 0 | 0 | 0 | 0 | 0 | 0 | 0 | 0 | 0 | 0 | 0 | 0 | 0 | 0 |  |  |  | 0 | 0
2025 | [11 empty] | 0 | 0 | 0 | 0 | 0 | 0 | 0 | 0 | 0 | 0 | 0 | 0 | 0 | 0 | 0 | 0 | 0 | 0 | 0 | 0 | 0 | 0 | 0 | 0 | 0 | 0 | 0 | 0 | 0 | 0 | 0 | 0 | 0 | 0 | 0 | 0 | 0 | 0 | 0 | 0 | 0 | 0 | 0 | 0 | 0 | 0 | 0 | 0 | 0 | 0 |  |  | 0
2026 | [12 empty] | 0 | 0 | 0 | 0 | 0 | 0 | 0 | 0 | 0 | 0 | 0 | 0 | 0 | 0 | 0 | 0 | 0 | 0 | 0 | 0 | 0 | 0 | 0 | 0 | 0 | 0 | 0 | 0 | 0 | 0 | 0 | 0 | 0 | 0 | 0 | 0 | 0 | 0 | 0 | 0 | 0 | 0 | 0 | 0 | 0 | 0 | 0 | 0 | 0 | 0 |  | 0 | 0
| 0 | 0 | 0.050212 | 0.050212 | 0.050212 | 0.050212 | 0.050212 | 0.050212 | 0.050212 | 0.050212 | 0.050212 | 0.050212 | 0.050212 | 0.050212 | 0.050212 | 0.050212 | 0.050212 | 0.050212 | 0.050212 | 0.050212 | 0.050212 | 0.050212 | 0.050212 | 0.050212 | 0.050212 | 0.050212 | 0.050212 | 0.050212 | 0.050212 | 0.050212 | 0.050212 | 0.050212 | 0.050212 | 0.050212 | 0.050212 | 0.050212 | 0.050212 | 0.050212 | 0.050212 | 0.050212 | 0.050212 | 0.050212 | 0.050212 | 0.050212 | 0.050212 | 0.050212 | 0.050212 | 0.050212 | 0.050212 | 0.050212 | 0.050212 | 0.050212 | 0 | 0 | 0 | 0 | 0 | 0 | 0 | 0 | 0 | 0 | 0 | 2.5106
Note on A50: Lee, Betty: rate base does not include CWIP b/c the CapEx dollars include an AFUDC component in it already

## 3d-2017
Project No. | 3d
Project Desc. | 80 MWs from Brownsville to Glendale
Book Life | 50
Tax Life | 20N
Salvage Rate | 2.5%
| 2014 | 2015 | 2016 | 2017 | 2018 | 2019 | 2020 | 2021 | 2022 | 2023 | 2024 | 2025 | 2026 | 2027 | 2028 | 2029 | 2030 | 2031 | 2032 | 2033 | 2034 | 2035 | 2036 | 2037 | 2038 | 2039 | 2040 | 2041 | 2042 | 2043 | 2044 | 2045 | 2046 | 2047 | 2048 | 2049 | 2050 | 2051 | 2052 | 2053 | 2054 | 2055 | 2056 | 2057 | 2058 | 2059 | 2060 | 2061 | 2062 | 2063 | 2064 | 2065 | 2066 | 2067 | 2068 | 2069 | 2070 | 2071 | 2072 | 2073 | 2074 | 2075 | 2076
Closing to Plant (Y/N) | N | N | N | N | N | Y | N | N | N | N | N | N | N | N | N | N | N | N | N | N | N | N | N | N | N | N | N | N | N | N | N | N | N | N | N | N | N | N | N | N | N | N | N | N | N | N | N | N | N | N | N | N | N | N | N | N | N | N | N | N | N | N | N | Total
CWIP
Beginning of Period | 0 | 0 | 0 | 0 | 0 | 0 | 0 | 0 | 0 | 0 | 0 | 0 | 0 | 0 | 0 | 0 | 0 | 0 | 0 | 0 | 0 | 0 | 0 | 0 | 0 | 0 | 0 | 0 | 0 | 0 | 0 | 0 | 0 | 0 | 0 | 0 | 0 | 0 | 0 | 0 | 0 | 0 | 0 | 0 | 0 | 0 | 0 | 0 | 0 | 0 | 0 | 0 | 0 | 0 | 0 | 0 | 0 | 0 | 0 | 0 | 0 | 0 | 0
Activity
Capex | 0 | 0 | 0 | 0 | 0 | 0 | 0 | 0 | 0 | 0 | 0 | 0 | 0 | [50 empty] | 0
Closings to Plant |  |  | 0 | [9 empty] | 0 | [50 empty] | 0
End of Period | 0 | 0 | 0 | 0 | 0 | 0 | 0 | 0 | 0 | 0 | 0 | 0 | 0 | 0 | 0 | 0 | 0 | 0 | 0 | 0 | 0 | 0 | 0 | 0 | 0 | 0 | 0 | 0 | 0 | 0 | 0 | 0 | 0 | 0 | 0 | 0 | 0 | 0 | 0 | 0 | 0 | 0 | 0 | 0 | 0 | 0 | 0 | 0 | 0 | 0 | 0 | 0 | 0 | 0 | 0 | 0 | 0 | 0 | 0 | 0 | 0 | 0 | 0
Average | 0 | 0 | 0 | 0 | 0 | 0 | 0 | 0 | 0 | 0 | 0 | 0 | 0 | 0 | 0 | 0 | 0 | 0 | 0 | 0 | 0 | 0 | 0 | 0 | 0 | 0 | 0 | 0 | 0 | 0 | 0 | 0 | 0 | 0 | 0 | 0 | 0 | 0 | 0 | 0 | 0 | 0 | 0 | 0 | 0 | 0 | 0 | 0 | 0 | 0 | 0 | 0 | 0 | 0 | 0 | 0 | 0 | 0 | 0 | 0 | 0 | 0 | 0
Plant in Service
Beginning of Period | 0 | 0 | 0 | 0 | 0 | 0 | 0 | 0 | 0 | 0 | 0 | 0 | 0 | 0 | 0 | 0 | 0 | 0 | 0 | 0 | 0 | 0 | 0 | 0 | 0 | 0 | 0 | 0 | 0 | 0 | 0 | 0 | 0 | 0 | 0 | 0 | 0 | 0 | 0 | 0 | 0 | 0 | 0 | 0 | 0 | 0 | 0 | 0 | 0 | 0 | 0 | 0 | 0 | 0 | 0 | 0 | 0 | 0 | 0 | 0 | 0 | 0 | 0
Activity | 0 | 0 | 0 | 0 | 0 | 0 | 0 | 0 | 0 | 0 | 0 | 0 | 0 | 0 | 0 | 0 | 0 | 0 | 0 | 0 | 0 | 0 | 0 | 0 | 0 | 0 | 0 | 0 | 0 | 0 | 0 | 0 | 0 | 0 | 0 | 0 | 0 | 0 | 0 | 0 | 0 | 0 | 0 | 0 | 0 | 0 | 0 | 0 | 0 | 0 | 0 | 0 | 0 | 0 | 0 | 0 | 0 | 0 | 0 | 0 | 0 | 0 | 0 | 0
End of Period | 0 | 0 | 0 | 0 | 0 | 0 | 0 | 0 | 0 | 0 | 0 | 0 | 0 | 0 | 0 | 0 | 0 | 0 | 0 | 0 | 0 | 0 | 0 | 0 | 0 | 0 | 0 | 0 | 0 | 0 | 0 | 0 | 0 | 0 | 0 | 0 | 0 | 0 | 0 | 0 | 0 | 0 | 0 | 0 | 0 | 0 | 0 | 0 | 0 | 0 | 0 | 0 | 0 | 0 | 0 | 0 | 0 | 0 | 0 | 0 | 0 | 0 | 0
Average | 0 | 0 | 0 | 0 | 0 | 0 | 0 | 0 | 0 | 0 | 0 | 0 | 0 | 0 | 0 | 0 | 0 | 0 | 0 | 0 | 0 | 0 | 0 | 0 | 0 | 0 | 0 | 0 | 0 | 0 | 0 | 0 | 0 | 0 | 0 | 0 | 0 | 0 | 0 | 0 | 0 | 0 | 0 | 0 | 0 | 0 | 0 | 0 | 0 | 0 | 0 | 0 | 0 | 0 | 0 | 0 | 0 | 0 | 0 | 0 | 0 | 0 | 0
Tax Depreciation
Beginning of Period | 0 | 0 | 0 | 0 | 0 | 0 | 0 | 0 | 0 | 0 | 0 | 0 | 0 | 0 | 0 | 0 | 0 | 0 | 0 | 0 | 0 | 0 | 0 | 0 | 0 | 0 | 0 | 0 | 0 | 0 | 0 | 0 | 0 | 0 | 0 | 0 | 0 | 0 | 0 | 0 | 0 | 0 | 0 | 0 | 0 | 0 | 0 | 0 | 0 | 0 | 0 | 0 | 0 | 0 | 0 | 0 | 0 | 0 | 0 | 0 | 0 | 0 | 0
Federal | 0 | 0 | 0 | 0 | 0 | 0 | 0 | 0 | 0 | 0 | 0 | 0 | 0 | 0 | 0 | 0 | 0 | 0 | 0 | 0 | 0 | 0 | 0 | 0 | 0 | 0 | 0 | 0 | 0 | 0 | 0 | 0 | 0 | 0 | 0 | 0 | 0 | 0 | 0 | 0 | 0 | 0 | 0 | 0 | 0 | 0 | 0 | 0 | 0 | 0 | 0 | 0 | 0 | 0 | 0 | 0 | 0 | 0 | 0 | 0 | 0 | 0 | 0 | 0
State | 0 | 0 | 0 | 0 | 0 | 0 | 0 | 0 | 0 | 0 | 0 | 0 | 0 | 0 | 0 | 0 | 0 | 0 | 0 | 0 | 0 | 0 | 0 | 0 | 0 | 0 | 0 | 0 | 0 | 0 | 0 | 0 | 0 | 0 | 0 | 0 | 0 | 0 | 0 | 0 | 0 | 0 | 0 | 0 | 0 | 0 | 0 | 0 | 0 | 0 | 0 | 0 | 0 | 0 | 0 | 0 | 0 | 0 | 0 | 0 | 0 | 0 | 0 | 0
End of Period | 0 | 0 | 0 | 0 | 0 | 0 | 0 | 0 | 0 | 0 | 0 | 0 | 0 | 0 | 0 | 0 | 0 | 0 | 0 | 0 | 0 | 0 | 0 | 0 | 0 | 0 | 0 | 0 | 0 | 0 | 0 | 0 | 0 | 0 | 0 | 0 | 0 | 0 | 0 | 0 | 0 | 0 | 0 | 0 | 0 | 0 | 0 | 0 | 0 | 0 | 0 | 0 | 0 | 0 | 0 | 0 | 0 | 0 | 0 | 0 | 0 | 0 | 0
Average | 0 | 0 | 0 | 0 | 0 | 0 | 0 | 0 | 0 | 0 | 0 | 0 | 0 | 0 | 0 | 0 | 0 | 0 | 0 | 0 | 0 | 0 | 0 | 0 | 0 | 0 | 0 | 0 | 0 | 0 | 0 | 0 | 0 | 0 | 0 | 0 | 0 | 0 | 0 | 0 | 0 | 0 | 0 | 0 | 0 | 0 | 0 | 0 | 0 | 0 | 0 | 0 | 0 | 0 | 0 | 0 | 0 | 0 | 0 | 0 | 0 | 0 | 0
Book Depreciation with COR
Beginning of Period | 0 | 0 | 0 | 0 | 0 | 0 | 0 | 0 | 0 | 0 | 0 | 0 | 0 | 0 | 0 | 0 | 0 | 0 | 0 | 0 | 0 | 0 | 0 | 0 | 0 | 0 | 0 | 0 | 0 | 0 | 0 | 0 | 0 | 0 | 0 | 0 | 0 | 0 | 0 | 0 | 0 | 0 | 0 | 0 | 0 | 0 | 0 | 0 | 0 | 0 | 0 | 0 | 0 | 0 | 0 | 0 | 0 | 0 | 0 | 0 | 0 | 0 | 0
Activity | 0 | 0 | 0 | 0 | 0 | 0 | 0 | 0 | 0 | 0 | 0 | 0 | 0 | 0 | 0 | 0 | 0 | 0 | 0 | 0 | 0 | 0 | 0 | 0 | 0 | 0 | 0 | 0 | 0 | 0 | 0 | 0 | 0 | 0 | 0 | 0 | 0 | 0 | 0 | 0 | 0 | 0 | 0 | 0 | 0 | 0 | 0 | 0 | 0 | 0 | 0 | 0 | 0 | 0 | 0 | 0 | 0 | 0 | 0 | 0 | 0 | 0 | 0 | 0
Book Depreciation Related to Retired PIS | [49 empty] | 0 | 0 | 0 | 0 | 0 | 0 | 0 | 0 | 0 | 0 | 0 | 0 | 0 |  | 0
End of Period | 0 | 0 | 0 | 0 | 0 | 0 | 0 | 0 | 0 | 0 | 0 | 0 | 0 | 0 | 0 | 0 | 0 | 0 | 0 | 0 | 0 | 0 | 0 | 0 | 0 | 0 | 0 | 0 | 0 | 0 | 0 | 0 | 0 | 0 | 0 | 0 | 0 | 0 | 0 | 0 | 0 | 0 | 0 | 0 | 0 | 0 | 0 | 0 | 0 | 0 | 0 | 0 | 0 | 0 | 0 | 0 | 0 | 0 | 0 | 0 | 0 | 0 | 0
Average | 0 | 0 | 0 | 0 | 0 | 0 | 0 | 0 | 0 | 0 | 0 | 0 | 0 | 0 | 0 | 0 | 0 | 0 | 0 | 0 | 0 | 0 | 0 | 0 | 0 | 0 | 0 | 0 | 0 | 0 | 0 | 0 | 0 | 0 | 0 | 0 | 0 | 0 | 0 | 0 | 0 | 0 | 0 | 0 | 0 | 0 | 0 | 0 | 0 | 0 | 0 | 0 | 0 | 0 | 0 | 0 | 0 | 0 | 0 | 0 | 0 | 0 | 0
Federal Deferred Tax Balance, Net of Tax
Beginning of Period | 0 | 0 | 0 | 0 | 0 | 0 | 0 | 0 | 0 | 0 | 0 | 0 | 0 | 0 | 0 | 0 | 0 | 0 | 0 | 0 | 0 | 0 | 0 | 0 | 0 | 0 | 0 | 0 | 0 | 0 | 0 | 0 | 0 | 0 | 0 | 0 | 0 | 0 | 0 | 0 | 0 | 0 | 0 | 0 | 0 | 0 | 0 | 0 | 0 | 0 | 0 | 0 | 0 | 0 | 0 | 0 | 0 | 0 | 0 | 0 | 0 | 0 | 0
Activity | 0 | 0 | 0 | 0 | 0 | 0 | 0 | 0 | 0 | 0 | 0 | 0 | 0 | 0 | 0 | 0 | 0 | 0 | 0 | 0 | 0 | 0 | 0 | 0 | 0 | 0 | 0 | 0 | 0 | 0 | 0 | 0 | 0 | 0 | 0 | 0 | 0 | 0 | 0 | 0 | 0 | 0 | 0 | 0 | 0 | 0 | 0 | 0 | 0 | 0 | 0 | 0 | 0 | 0 | 0 | 0 | 0 | 0 | 0 | 0 | 0 | 0 | 0 | 0
End of Period | 0 | 0 | 0 | 0 | 0 | 0 | 0 | 0 | 0 | 0 | 0 | 0 | 0 | 0 | 0 | 0 | 0 | 0 | 0 | 0 | 0 | 0 | 0 | 0 | 0 | 0 | 0 | 0 | 0 | 0 | 0 | 0 | 0 | 0 | 0 | 0 | 0 | 0 | 0 | 0 | 0 | 0 | 0 | 0 | 0 | 0 | 0 | 0 | 0 | 0 | 0 | 0 | 0 | 0 | 0 | 0 | 0 | 0 | 0 | 0 | 0 | 0 | 0
Average | 0 | 0 | 0 | 0 | 0 | 0 | 0 | 0 | 0 | 0 | 0 | 0 | 0 | 0 | 0 | 0 | 0 | 0 | 0 | 0 | 0 | 0 | 0 | 0 | 0 | 0 | 0 | 0 | 0 | 0 | 0 | 0 | 0 | 0 | 0 | 0 | 0 | 0 | 0 | 0 | 0 | 0 | 0 | 0 | 0 | 0 | 0 | 0 | 0 | 0 | 0 | 0 | 0 | 0 | 0 | 0 | 0 | 0 | 0 | 0 | 0 | 0 | 0
State Deferred Tax Balance
Beginning of Period | 0 | 0 | 0 | 0 | 0 | 0 | 0 | 0 | 0 | 0 | 0 | 0 | 0 | 0 | 0 | 0 | 0 | 0 | 0 | 0 | 0 | 0 | 0 | 0 | 0 | 0 | 0 | 0 | 0 | 0 | 0 | 0 | 0 | 0 | 0 | 0 | 0 | 0 | 0 | 0 | 0 | 0 | 0 | 0 | 0 | 0 | 0 | 0 | 0 | 0 | 0 | 0 | 0 | 0 | 0 | 0 | 0 | 0 | 0 | 0 | 0 | 0 | 0
Activity | 0 | 0 | 0 | 0 | 0 | 0 | 0 | 0 | 0 | 0 | 0 | 0 | 0 | 0 | 0 | 0 | 0 | 0 | 0 | 0 | 0 | 0 | 0 | 0 | 0 | 0 | 0 | 0 | 0 | 0 | 0 | 0 | 0 | 0 | 0 | 0 | 0 | 0 | 0 | 0 | 0 | 0 | 0 | 0 | 0 | 0 | 0 | 0 | 0 | 0 | 0 | 0 | 0 | 0 | 0 | 0 | 0 | 0 | 0 | 0 | 0 | 0 | 0 | 0
End of Period | 0 | 0 | 0 | 0 | 0 | 0 | 0 | 0 | 0 | 0 | 0 | 0 | 0 | 0 | 0 | 0 | 0 | 0 | 0 | 0 | 0 | 0 | 0 | 0 | 0 | 0 | 0 | 0 | 0 | 0 | 0 | 0 | 0 | 0 | 0 | 0 | 0 | 0 | 0 | 0 | 0 | 0 | 0 | 0 | 0 | 0 | 0 | 0 | 0 | 0 | 0 | 0 | 0 | 0 | 0 | 0 | 0 | 0 | 0 | 0 | 0 | 0 | 0
Average | 0 | 0 | 0 | 0 | 0 | 0 | 0 | 0 | 0 | 0 | 0 | 0 | 0 | 0 | 0 | 0 | 0 | 0 | 0 | 0 | 0 | 0 | 0 | 0 | 0 | 0 | 0 | 0 | 0 | 0 | 0 | 0 | 0 | 0 | 0 | 0 | 0 | 0 | 0 | 0 | 0 | 0 | 0 | 0 | 0 | 0 | 0 | 0 | 0 | 0 | 0 | 0 | 0 | 0 | 0 | 0 | 0 | 0 | 0 | 0 | 0 | 0 | 0
Net Rate Base - Average | 0 | 0 | 0 | 0 | 0 | 0 | 0 | 0 | 0 | 0 | 0 | 0 | 0 | 0 | 0 | 0 | 0 | 0 | 0 | 0 | 0 | 0 | 0 | 0 | 0 | 0 | 0 | 0 | 0 | 0 | 0 | 0 | 0 | 0 | 0 | 0 | 0 | 0 | 0 | 0 | 0 | 0 | 0 | 0 | 0 | 0 | 0 | 0 | 0 | 0 | 0 | 0 | 0 | 0 | 0 | 0 | 0 | 0 | 0 | 0 | 0 | 0 | 0
EXPENSES
Income Tax - Removal Cost | 0 | 0 | 0 | 0 | 0 | 0 | 0 | 0 | 0 | 0 | 0 | 0 | 0 | 0 | 0 | 0 | 0 | 0 | 0 | 0 | 0 | 0 | 0 | 0 | 0 | 0 | 0 | 0 | 0 | 0 | 0 | 0 | 0 | 0 | 0 | 0 | 0 | 0 | 0 | 0 | 0 | 0 | 0 | 0 | 0 | 0 | 0 | 0 | 0 | 0 | 0 | 0 | 0 | 0 | 0 | 0 | 0 | 0 | 0 | 0 | 0 | 0 | 0 | 0
Book Depreciation | 0 | 0 | 0 | 0 | 0 | 0 | 0 | 0 | 0 | 0 | 0 | 0 | 0 | 0 | 0 | 0 | 0 | 0 | 0 | 0 | 0 | 0 | 0 | 0 | 0 | 0 | 0 | 0 | 0 | 0 | 0 | 0 | 0 | 0 | 0 | 0 | 0 | 0 | 0 | 0 | 0 | 0 | 0 | 0 | 0 | 0 | 0 | 0 | 0 | 0 | 0 | 0 | 0 | 0 | 0 | 0 | 0 | 0 | 0 | 0 | 0 | 0 | 0 | 0
Property Taxes | 0 | 0 | 0 | 0 | 0 | 0 | 0 | 0 | 0 | 0 | 0 | 0 | 0 | 0 | 0 | 0 | 0 | 0 | 0 | 0 | 0 | 0 | 0 | 0 | 0 | 0 | 0 | 0 | 0 | 0 | 0 | 0 | 0 | 0 | 0 | 0 | 0 | 0 | 0 | 0 | 0 | 0 | 0 | 0 | 0 | 0 | 0 | 0 | 0 | 0 | 0 | 0 | 0 | 0 | 0 | 0 | 0 | 0 | 0 | 0 | 0 | 0 | 0 | 0
Total Expenses | 0 | 0 | 0 | 0 | 0 | 0 | 0 | 0 | 0 | 0 | 0 | 0 | 0 | 0 | 0 | 0 | 0 | 0 | 0 | 0 | 0 | 0 | 0 | 0 | 0 | 0 | 0 | 0 | 0 | 0 | 0 | 0 | 0 | 0 | 0 | 0 | 0 | 0 | 0 | 0 | 0 | 0 | 0 | 0 | 0 | 0 | 0 | 0 | 0 | 0 | 0 | 0 | 0 | 0 | 0 | 0 | 0 | 0 | 0 | 0 | 0 | 0 | 0 | 0
REVENUE REQUIREMENT
Net Rate Base | 0 | 0 | 0 | 0 | 0 | 0 | 0 | 0 | 0 | 0 | 0 | 0 | 0 | 0 | 0 | 0 | 0 | 0 | 0 | 0 | 0 | 0 | 0 | 0 | 0 | 0 | 0 | 0 | 0 | 0 | 0 | 0 | 0 | 0 | 0 | 0 | 0 | 0 | 0 | 0 | 0 | 0 | 0 | 0 | 0 | 0 | 0 | 0 | 0 | 0 | 0 | 0 | 0 | 0 | 0 | 0 | 0 | 0 | 0 | 0 | 0 | 0 | 0 | 0
ROR | 9.98% | 9.98% | 9.7% | 9.7% | 9.7% | 9.7% | 9.7% | 9.7% | 9.7% | 9.7% | 9.7% | 9.7% | 9.7% | 9.7% | 9.7% | 9.7% | 9.7% | 9.7% | 9.7% | 9.7% | 9.7% | 9.7% | 9.7% | 9.7% | 9.7% | 9.7% | 9.7% | 9.7% | 9.7% | 9.7% | 9.7% | 9.7% | 9.7% | 9.7% | 9.7% | 9.7% | 9.7% | 9.7% | 9.7% | 9.7% | 9.7% | 9.7% | 9.7% | 9.7% | 9.7% | 9.7% | 9.7% | 9.7% | 9.7% | 9.7% | 9.7% | 9.7% | 9.7% | 9.7% | 9.7% | 9.7% | 9.7% | 9.7% | 9.7% | 9.7% | 9.7% | 9.7% | 9.7%
Earnings Base | 0 | 0 | 0 | 0 | 0 | 0 | 0 | 0 | 0 | 0 | 0 | 0 | 0 | 0 | 0 | 0 | 0 | 0 | 0 | 0 | 0 | 0 | 0 | 0 | 0 | 0 | 0 | 0 | 0 | 0 | 0 | 0 | 0 | 0 | 0 | 0 | 0 | 0 | 0 | 0 | 0 | 0 | 0 | 0 | 0 | 0 | 0 | 0 | 0 | 0 | 0 | 0 | 0 | 0 | 0 | 0 | 0 | 0 | 0 | 0 | 0 | 0 | 0
Earnings - Expense | 0 | 0 | 0 | 0 | 0 | 0 | 0 | 0 | 0 | 0 | 0 | 0 | 0 | 0 | 0 | 0 | 0 | 0 | 0 | 0 | 0 | 0 | 0 | 0 | 0 | 0 | 0 | 0 | 0 | 0 | 0 | 0 | 0 | 0 | 0 | 0 | 0 | 0 | 0 | 0 | 0 | 0 | 0 | 0 | 0 | 0 | 0 | 0 | 0 | 0 | 0 | 0 | 0 | 0 | 0 | 0 | 0 | 0 | 0 | 0 | 0 | 0 | 0 | 0
Total Earnings Effect | 0 | 0 | 0 | 0 | 0 | 0 | 0 | 0 | 0 | 0 | 0 | 0 | 0 | 0 | 0 | 0 | 0 | 0 | 0 | 0 | 0 | 0 | 0 | 0 | 0 | 0 | 0 | 0 | 0 | 0 | 0 | 0 | 0 | 0 | 0 | 0 | 0 | 0 | 0 | 0 | 0 | 0 | 0 | 0 | 0 | 0 | 0 | 0 | 0 | 0 | 0 | 0 | 0 | 0 | 0 | 0 | 0 | 0 | 0 | 0 | 0 | 0 | 0
Gross-Up Factor | 1.0354 | 1.0354 | 1.0354 | 1.0354 | 1.0354 | 1.0354 | 1.0354 | 1.0354 | 1.0354 | 1.0354 | 1.0354 | 1.0354 | 1.0354 | 1.0354 | 1.0354 | 1.0354 | 1.0354 | 1.0354 | 1.0354 | 1.0354 | 1.0354 | 1.0354 | 1.0354 | 1.0354 | 1.0354 | 1.0354 | 1.0354 | 1.0354 | 1.0354 | 1.0354 | 1.0354 | 1.0354 | 1.0354 | 1.0354 | 1.0354 | 1.0354 | 1.0354 | 1.0354 | 1.0354 | 1.0354 | 1.0354 | 1.0354 | 1.0354 | 1.0354 | 1.0354 | 1.0354 | 1.0354 | 1.0354 | 1.0354 | 1.0354 | 1.0354 | 1.0354 | 1.0354 | 1.0354 | 1.0354 | 1.0354 | 1.0354 | 1.0354 | 1.0354 | 1.0354 | 1.0354 | 1.0354 | 1.0354
Revenue requirement | 0 | 0 | 0 | 0 | 0 | 0 | 0 | 0 | 0 | 0 | 0 | 0 | 0 | 0 | 0 | 0 | 0 | 0 | 0 | 0 | 0 | 0 | 0 | 0 | 0 | 0 | 0 | 0 | 0 | 0 | 0 | 0 | 0 | 0 | 0 | 0 | 0 | 0 | 0 | 0 | 0 | 0 | 0 | 0 | 0 | 0 | 0 | 0 | 0 | 0 | 0 | 0 | 0 | 0 | 0 | 0 | 0 | 0 | 0 | 0 | 0 | 0 | 0 | 0
Depreciation Calculations
Tax Depreciation - Federal
Cost of new equipment in service basis | 0 | 0 | 0 | 0 | 0 | 0 | 0 | 0 | 0 | 0 | 0 | 0 | 0 | 0 | 0 | 0 | 0 | 0 | 0 | 0 | 0 | 0 | 0 | 0 | 0 | 0 | 0 | 0 | 0 | 0 | 0 | 0 | 0 | 0 | 0 | 0 | 0 | 0 | 0 | 0 | 0 | 0 | 0 | 0 | 0 | 0 | 0 | 0 | 0 | 0 | 0 | 0 | 0 | 0 | 0 | 0 | 0 | 0 | 0 | 0 | 0
Bonus Depreciation (N/A) | 0 | 0 | 0 | 0 | 0 | 0 | 0 | 0 | 0 | 0 | 0 | 0 | 0 | 0 | 0 | 0 | 0 | 0 | 0 | 0 | 0 | 0 | 0 | 0 | 0 | 0 | 0 | 0 | 0 | 0 | 0 | 0 | 0 | 0 | 0 | 0 | 0 | 0 | 0 | 0 | 0 | 0 | 0 | 0 | 0 | 0 | 0 | 0 | 0 | 0 | 0 | 0 | 0 | 0 | 0 | 0 | 0 | 0 | 0 | 0 | 0
Regular Depreciation basis (Cumulative) | 0 | 0 | 0 | 0 | 0 | 0 | 0 | 0 | 0 | 0 | 0 | 0 | 0 | 0 | 0 | 0 | 0 | 0 | 0 | 0 | 0 | 0 | 0 | 0 | 0 | 0 | 0 | 0 | 0 | 0 | 0 | 0 | 0 | 0 | 0 | 0 | 0 | 0 | 0 | 0 | 0 | 0 | 0 | 0 | 0 | 0 | 0 | 0 | 0 | 0 | 0 | 0 | 0 | 0 | 0 | 0 | 0 | 0 | 0 | 0 | 0 | 0 | 0
RegularDepreciation |  |  | 0 | 0 | 0 | 0 | 0 | 0 | 0 | 0 | 0 | 0 | 0 | 0 | 0 | 0 | 0 | 0 | 0 | 0 | 0 | 0 | 0 | [40 empty] | 0
Total Depreciation for year | 0 | 0 | 0 | 0 | 0 | 0 | 0 | 0 | 0 | 0 | 0 | 0 | 0 | 0 | 0 | 0 | 0 | 0 | 0 | 0 | 0 | 0 | 0 | 0 | 0 | 0 | 0 | 0 | 0 | 0 | 0 | 0 | 0 | 0 | 0 | 0 | 0 | 0 | 0 | 0 | 0 | 0 | 0 | 0 | 0 | 0 | 0 | 0 | 0 | 0 | 0 | 0 | 0 | 0 | 0 | 0 | 0 | 0 | 0 | 0 | 0
Tax Depreciation - State
Cost of new equipment in service basis | 0 | 0 | 0 | 0 | 0 | 0 | 0 | 0 | 0 | 0 | 0 | 0 | 0 | 0 | 0 | 0 | 0 | 0 | 0 | 0 | 0 | 0 | 0 | 0 | 0 | 0 | 0 | 0 | 0 | 0 | 0 | 0 | 0 | 0 | 0 | 0 | 0 | 0 | 0 | 0 | 0 | 0 | 0 | 0 | 0 | 0 | 0 | 0 | 0 | 0 | 0 | 0 | 0 | 0 | 0 | 0 | 0 | 0 | 0 | 0 | 0 | 0 | 0
Bonus Depreciation (N/A) | 0 | 0 | 0 | 0 | 0 | 0 | 0 | 0 | 0 | 0 | 0 | 0 | 0 | 0 | 0 | 0 | 0 | 0 | 0 | 0 | 0 | 0 | 0 | 0 | 0 | 0 | 0 | 0 | 0 | 0 | 0 | 0 | 0 | 0 | 0 | 0 | 0 | 0 | 0 | 0 | 0 | 0 | 0 | 0 | 0 | 0 | 0 | 0 | 0 | 0 | 0 | 0 | 0 | 0 | 0 | 0 | 0 | 0 | 0 | 0 | 0 | 0 | 0
Regular Depreciation basis (Cumulative) | 0 | 0 | 0 | 0 | 0 | 0 | 0 | 0 | 0 | 0 | 0 | 0 | 0 | 0 | 0 | 0 | 0 | 0 | 0 | 0 | 0 | 0 | 0 | 0 | 0 | 0 | 0 | 0 | 0 | 0 | 0 | 0 | 0 | 0 | 0 | 0 | 0 | 0 | 0 | 0 | 0 | 0 | 0 | 0 | 0 | 0 | 0 | 0 | 0 | 0 | 0 | 0 | 0 | 0 | 0 | 0 | 0 | 0 | 0 | 0 | 0 | 0 | 0
RegularDepreciation | 0 | 0 | 0 | 0 | 0 | 0 | 0 | 0 | 0 | 0 | 0 | 0 | 0 | 0 | 0 | 0 | 0 | 0 | 0 | 0 | 0 | 0 | 0 | 0 | 0 | 0 | 0 | 0 | 0 | 0 | 0 | 0 | 0 | 0 | 0 | 0 | 0 | 0 | 0 | 0 | 0 | 0 | 0 | 0 | 0 | 0 | 0 | 0 | 0 | 0 | 0 | 0 | 0 | 0 | 0 | 0 | 0 | 0 | 0 | 0 | 0 | 0 | 0 | 0
Total Depreciation for year | 0 | 0 | 0 | 0 | 0 | 0 | 0 | 0 | 0 | 0 | 0 | 0 | 0 | 0 | 0 | 0 | 0 | 0 | 0 | 0 | 0 | 0 | 0 | 0 | 0 | 0 | 0 | 0 | 0 | 0 | 0 | 0 | 0 | 0 | 0 | 0 | 0 | 0 | 0 | 0 | 0 | 0 | 0 | 0 | 0 | 0 | 0 | 0 | 0 | 0 | 0 | 0 | 0 | 0 | 0 | 0 | 0 | 0 | 0 | 0 | 0 | 0 | 0
Book Depreciation with COR
2014 | 0 | 0 | 0 | 0 | 0 | 0 | 0 | 0 | 0 | 0 | 0 | 0 | 0 | 0 | 0 | 0 | 0 | 0 | 0 | 0 | 0 | 0 | 0 | 0 | 0 | 0 | 0 | 0 | 0 | 0 | 0 | 0 | 0 | 0 | 0 | 0 | 0 | 0 | 0 | 0 | 0 | 0 | 0 | 0 | 0 | 0 | 0 | 0 | 0 | 0 | [13 empty] | 0
2015 |  | 0 | 0 | 0 | 0 | 0 | 0 | 0 | 0 | 0 | 0 | 0 | 0 | 0 | 0 | 0 | 0 | 0 | 0 | 0 | 0 | 0 | 0 | 0 | 0 | 0 | 0 | 0 | 0 | 0 | 0 | 0 | 0 | 0 | 0 | 0 | 0 | 0 | 0 | 0 | 0 | 0 | 0 | 0 | 0 | 0 | 0 | 0 | 0 | 0 | 0 | [12 empty] | 0 | check - total PIS
2016 |  |  | 0 | 0 | 0 | 0 | 0 | 0 | 0 | 0 | 0 | 0 | 0 | 0 | 0 | 0 | 0 | 0 | 0 | 0 | 0 | 0 | 0 | 0 | 0 | 0 | 0 | 0 | 0 | 0 | 0 | 0 | 0 | 0 | 0 | 0 | 0 | 0 | 0 | 0 | 0 | 0 | 0 | 0 | 0 | 0 | 0 | 0 | 0 | 0 | 0 | 0 | [11 empty] | 0 | 0
2017 |  |  |  | 0 | 0 | 0 | 0 | 0 | 0 | 0 | 0 | 0 | 0 | 0 | 0 | 0 | 0 | 0 | 0 | 0 | 0 | 0 | 0 | 0 | 0 | 0 | 0 | 0 | 0 | 0 | 0 | 0 | 0 | 0 | 0 | 0 | 0 | 0 | 0 | 0 | 0 | 0 | 0 | 0 | 0 | 0 | 0 | 0 | 0 | 0 | 0 | 0 | 0 | [10 empty] | 0 | 0
2018 |  |  |  |  | 0 | 0 | 0 | 0 | 0 | 0 | 0 | 0 | 0 | 0 | 0 | 0 | 0 | 0 | 0 | 0 | 0 | 0 | 0 | 0 | 0 | 0 | 0 | 0 | 0 | 0 | 0 | 0 | 0 | 0 | 0 | 0 | 0 | 0 | 0 | 0 | 0 | 0 | 0 | 0 | 0 | 0 | 0 | 0 | 0 | 0 | 0 | 0 | 0 | 0 | [9 empty] | 0
2019 | [5 empty] | 0 | 0 | 0 | 0 | 0 | 0 | 0 | 0 | 0 | 0 | 0 | 0 | 0 | 0 | 0 | 0 | 0 | 0 | 0 | 0 | 0 | 0 | 0 | 0 | 0 | 0 | 0 | 0 | 0 | 0 | 0 | 0 | 0 | 0 | 0 | 0 | 0 | 0 | 0 | 0 | 0 | 0 | 0 | 0 | 0 | 0 | 0 | 0 | 0 | 0 | [8 empty] | 0 | 0
2020 | [6 empty] | 0 | 0 | 0 | 0 | 0 | 0 | 0 | 0 | 0 | 0 | 0 | 0 | 0 | 0 | 0 | 0 | 0 | 0 | 0 | 0 | 0 | 0 | 0 | 0 | 0 | 0 | 0 | 0 | 0 | 0 | 0 | 0 | 0 | 0 | 0 | 0 | 0 | 0 | 0 | 0 | 0 | 0 | 0 | 0 | 0 | 0 | 0 | 0 | 0 | 0 | [7 empty] | 0
2021 | [7 empty] | 0 | 0 | 0 | 0 | 0 | 0 | 0 | 0 | 0 | 0 | 0 | 0 | 0 | 0 | 0 | 0 | 0 | 0 | 0 | 0 | 0 | 0 | 0 | 0 | 0 | 0 | 0 | 0 | 0 | 0 | 0 | 0 | 0 | 0 | 0 | 0 | 0 | 0 | 0 | 0 | 0 | 0 | 0 | 0 | 0 | 0 | 0 | 0 | 0 | 0 | [6 empty] | 0
2022 | [8 empty] | 0 | 0 | 0 | 0 | 0 | 0 | 0 | 0 | 0 | 0 | 0 | 0 | 0 | 0 | 0 | 0 | 0 | 0 | 0 | 0 | 0 | 0 | 0 | 0 | 0 | 0 | 0 | 0 | 0 | 0 | 0 | 0 | 0 | 0 | 0 | 0 | 0 | 0 | 0 | 0 | 0 | 0 | 0 | 0 | 0 | 0 | 0 | 0 | 0 | 0 | [5 empty] | 0
2023 | [9 empty] | 0 | 0 | 0 | 0 | 0 | 0 | 0 | 0 | 0 | 0 | 0 | 0 | 0 | 0 | 0 | 0 | 0 | 0 | 0 | 0 | 0 | 0 | 0 | 0 | 0 | 0 | 0 | 0 | 0 | 0 | 0 | 0 | 0 | 0 | 0 | 0 | 0 | 0 | 0 | 0 | 0 | 0 | 0 | 0 | 0 | 0 | 0 | 0 | 0 | 0 |  |  |  |  | 0
2024 | [10 empty] | 0 | 0 | 0 | 0 | 0 | 0 | 0 | 0 | 0 | 0 | 0 | 0 | 0 | 0 | 0 | 0 | 0 | 0 | 0 | 0 | 0 | 0 | 0 | 0 | 0 | 0 | 0 | 0 | 0 | 0 | 0 | 0 | 0 | 0 | 0 | 0 | 0 | 0 | 0 | 0 | 0 | 0 | 0 | 0 | 0 | 0 | 0 | 0 | 0 | 0 |  |  |  | 0 | 0
2025 | [11 empty] | 0 | 0 | 0 | 0 | 0 | 0 | 0 | 0 | 0 | 0 | 0 | 0 | 0 | 0 | 0 | 0 | 0 | 0 | 0 | 0 | 0 | 0 | 0 | 0 | 0 | 0 | 0 | 0 | 0 | 0 | 0 | 0 | 0 | 0 | 0 | 0 | 0 | 0 | 0 | 0 | 0 | 0 | 0 | 0 | 0 | 0 | 0 | 0 | 0 | 0 |  |  | 0
2026 | [12 empty] | 0 | 0 | 0 | 0 | 0 | 0 | 0 | 0 | 0 | 0 | 0 | 0 | 0 | 0 | 0 | 0 | 0 | 0 | 0 | 0 | 0 | 0 | 0 | 0 | 0 | 0 | 0 | 0 | 0 | 0 | 0 | 0 | 0 | 0 | 0 | 0 | 0 | 0 | 0 | 0 | 0 | 0 | 0 | 0 | 0 | 0 | 0 | 0 | 0 | 0 |  | 0
| 0 | 0 | 0 | 0 | 0 | 0 | 0 | 0 | 0 | 0 | 0 | 0 | 0 | 0 | 0 | 0 | 0 | 0 | 0 | 0 | 0 | 0 | 0 | 0 | 0 | 0 | 0 | 0 | 0 | 0 | 0 | 0 | 0 | 0 | 0 | 0 | 0 | 0 | 0 | 0 | 0 | 0 | 0 | 0 | 0 | 0 | 0 | 0 | 0 | 0 | 0 | 0 | 0 | 0 | 0 | 0 | 0 | 0 | 0 | 0 | 0 | 0 | 0 | 0
Book Depreciation- excl. Salvage
2014 | 0 | 0 | 0 | 0 | 0 | 0 | 0 | 0 | 0 | 0 | 0 | 0 | 0 | 0 | 0 | 0 | 0 | 0 | 0 | 0 | 0 | 0 | 0 | 0 | 0 |  |  | 0 | 0 | 0 | 0 | 0 | 0 | 0 | 0 | 0 | 0 | 0 | 0 | 0 | 0 | 0 | 0 | 0 | 0 | 0 | 0 | 0 | 0 | 0 | 0 | 0 | [11 empty] | 0
2015 |  | 0 | 0 | 0 | 0 | 0 | 0 | 0 | 0 | 0 | 0 | 0 | 0 | 0 | 0 | 0 | 0 | 0 | 0 | 0 | 0 | 0 | 0 | 0 | 0 | 0 |  | 0 | 0 | 0 | 0 | 0 | 0 | 0 | 0 | 0 | 0 | 0 | 0 | 0 | 0 | 0 | 0 | 0 | 0 | 0 | 0 | 0 | 0 | 0 | 0 | 0 | [11 empty] | 0 | check - total PIS
2016 |  |  | 0 | 0 | 0 | 0 | 0 | 0 | 0 | 0 | 0 | 0 | 0 | 0 | 0 | 0 | 0 | 0 | 0 | 0 | 0 | 0 | 0 | 0 | 0 | 0 | 0 | 0 | 0 | 0 | 0 | 0 | 0 | 0 | 0 | 0 | 0 | 0 | 0 | 0 | 0 | 0 | 0 | 0 | 0 | 0 | 0 | 0 | 0 | 0 | 0 | 0 | [11 empty] | 0 | 0
2017 |  |  |  | 0 | 0 | 0 | 0 | 0 | 0 | 0 | 0 | 0 | 0 | 0 | 0 | 0 | 0 | 0 | 0 | 0 | 0 | 0 | 0 | 0 | 0 | 0 | 0 | 0 | 0 | 0 | 0 | 0 | 0 | 0 | 0 | 0 | 0 | 0 | 0 | 0 | 0 | 0 | 0 | 0 | 0 | 0 | 0 | 0 | 0 | 0 | 0 | 0 | 0 | [10 empty] | 0 | 0
2018 |  |  |  |  | 0 | 0 | 0 | 0 | 0 | 0 | 0 | 0 | 0 | 0 | 0 | 0 | 0 | 0 | 0 | 0 | 0 | 0 | 0 | 0 | 0 | 0 | 0 | 0 | 0 | 0 | 0 | 0 | 0 | 0 | 0 | 0 | 0 | 0 | 0 | 0 | 0 | 0 | 0 | 0 | 0 | 0 | 0 | 0 | 0 | 0 | 0 | 0 | 0 | 0 | [9 empty] | 0
2019 | [5 empty] | 0 | 0 | 0 | 0 | 0 | 0 | 0 | 0 | 0 | 0 | 0 | 0 | 0 | 0 | 0 | 0 | 0 | 0 | 0 | 0 | 0 | 0 | 0 | 0 | 0 | 0 | 0 | 0 | 0 | 0 | 0 | 0 | 0 | 0 | 0 | 0 | 0 | 0 | 0 | 0 | 0 | 0 | 0 | 0 | 0 | 0 | 0 | 0 | 0 | 0 | [8 empty] | 0 | 0
2020 | [6 empty] | 0 | 0 | 0 | 0 | 0 | 0 | 0 | 0 | 0 | 0 | 0 | 0 | 0 | 0 | 0 | 0 | 0 | 0 | 0 | 0 | 0 | 0 | 0 | 0 | 0 | 0 | 0 | 0 | 0 | 0 | 0 | 0 | 0 | 0 | 0 | 0 | 0 | 0 | 0 | 0 | 0 | 0 | 0 | 0 | 0 | 0 | 0 | 0 | 0 | 0 | [7 empty] | 0
2021 | [7 empty] | 0 | 0 | 0 | 0 | 0 | 0 | 0 | 0 | 0 | 0 | 0 | 0 | 0 | 0 | 0 | 0 | 0 | 0 | 0 | 0 | 0 | 0 | 0 | 0 | 0 | 0 | 0 | 0 | 0 | 0 | 0 | 0 | 0 | 0 | 0 | 0 | 0 | 0 | 0 | 0 | 0 | 0 | 0 | 0 | 0 | 0 | 0 | 0 | 0 | 0 | [6 empty] | 0
2022 | [8 empty] | 0 | 0 | 0 | 0 | 0 | 0 | 0 | 0 | 0 | 0 | 0 | 0 | 0 | 0 | 0 | 0 | 0 | 0 | 0 | 0 | 0 | 0 | 0 | 0 | 0 | 0 | 0 | 0 | 0 | 0 | 0 | 0 | 0 | 0 | 0 | 0 | 0 | 0 | 0 | 0 | 0 | 0 | 0 | 0 | 0 | 0 | 0 | 0 | 0 | 0 | [5 empty] | 0
2023 | [9 empty] | 0 | 0 | 0 | 0 | 0 | 0 | 0 | 0 | 0 | 0 | 0 | 0 | 0 | 0 | 0 | 0 | 0 | 0 | 0 | 0 | 0 | 0 | 0 | 0 | 0 | 0 | 0 | 0 | 0 | 0 | 0 | 0 | 0 | 0 | 0 | 0 | 0 | 0 | 0 | 0 | 0 | 0 | 0 | 0 | 0 | 0 | 0 | 0 | 0 | 0 |  |  |  |  | 0
2024 | [10 empty] | 0 | 0 | 0 | 0 | 0 | 0 | 0 | 0 | 0 | 0 | 0 | 0 | 0 | 0 | 0 | 0 | 0 | 0 | 0 | 0 | 0 | 0 | 0 | 0 | 0 | 0 | 0 | 0 | 0 | 0 | 0 | 0 | 0 | 0 | 0 | 0 | 0 | 0 | 0 | 0 | 0 | 0 | 0 | 0 | 0 | 0 | 0 | 0 | 0 | 0 |  |  |  | 0 | 0
2025 | [11 empty] | 0 | 0 | 0 | 0 | 0 | 0 | 0 | 0 | 0 | 0 | 0 | 0 | 0 | 0 | 0 | 0 | 0 | 0 | 0 | 0 | 0 | 0 | 0 | 0 | 0 | 0 | 0 | 0 | 0 | 0 | 0 | 0 | 0 | 0 | 0 | 0 | 0 | 0 | 0 | 0 | 0 | 0 | 0 | 0 | 0 | 0 | 0 | 0 | 0 | 0 |  |  | 0
2026 | [12 empty] | 0 | 0 | 0 | 0 | 0 | 0 | 0 | 0 | 0 | 0 | 0 | 0 | 0 | 0 | 0 | 0 | 0 | 0 | 0 | 0 | 0 | 0 | 0 | 0 | 0 | 0 | 0 | 0 | 0 | 0 | 0 | 0 | 0 | 0 | 0 | 0 | 0 | 0 | 0 | 0 | 0 | 0 | 0 | 0 | 0 | 0 | 0 | 0 | 0 | 0 |  | 0 | 0
| 0 | 0 | 0 | 0 | 0 | 0 | 0 | 0 | 0 | 0 | 0 | 0 | 0 | 0 | 0 | 0 | 0 | 0 | 0 | 0 | 0 | 0 | 0 | 0 | 0 | 0 | 0 | 0 | 0 | 0 | 0 | 0 | 0 | 0 | 0 | 0 | 0 | 0 | 0 | 0 | 0 | 0 | 0 | 0 | 0 | 0 | 0 | 0 | 0 | 0 | 0 | 0 | 0 | 0 | 0 | 0 | 0 | 0 | 0 | 0 | 0 | 0 | 0 | 0
Note on A50: Lee, Betty: rate base does not include CWIP b/c the CapEx dollars include an AFUDC component in it already

## 3d-2026
Project No. | 3d
Project Desc. | 80 MWs from Brownsville to Glendale
Book Life | 50
Tax Life | 20N
Salvage Rate | 2.5%
| 2014 | 2015 | 2016 | 2017 | 2018 | 2019 | 2020 | 2021 | 2022 | 2023 | 2024 | 2025 | 2026 | 2027 | 2028 | 2029 | 2030 | 2031 | 2032 | 2033 | 2034 | 2035 | 2036 | 2037 | 2038 | 2039 | 2040 | 2041 | 2042 | 2043 | 2044 | 2045 | 2046 | 2047 | 2048 | 2049 | 2050 | 2051 | 2052 | 2053 | 2054 | 2055 | 2056 | 2057 | 2058 | 2059 | 2060 | 2061 | 2062 | 2063 | 2064 | 2065 | 2066 | 2067 | 2068 | 2069 | 2070 | 2071 | 2072 | 2073 | 2074 | 2075 | 2076
Closing to Plant (Y/N) | N | N | N | N | N | Y | N | N | N | N | N | N | N | N | N | N | N | N | N | N | N | N | N | N | N | N | N | N | N | N | N | N | N | N | N | N | N | N | N | N | N | N | N | N | N | N | N | N | N | N | N | N | N | N | N | N | N | N | N | N | N | N | N | Total
CWIP
Beginning of Period | 0 | 0 | 0 | 0 | 35.0868 | 95.7052 | 0 | 0 | 0 | 0 | 0 | 0 | 0 | 0 | 0 | 0 | 0 | 0 | 0 | 0 | 0 | 0 | 0 | 0 | 0 | 0 | 0 | 0 | 0 | 0 | 0 | 0 | 0 | 0 | 0 | 0 | 0 | 0 | 0 | 0 | 0 | 0 | 0 | 0 | 0 | 0 | 0 | 0 | 0 | 0 | 0 | 0 | 0 | 0 | 0 | 0 | 0 | 0 | 0 | 0 | 0 | 0 | 0
Activity
Capex | 0 | 0 | 0 | 35.0868 | 60.6184 | 25.1348 | 0 | 0 | 0 | 0 | 0 | 0 | 0 | [50 empty] | 120.84
Closings to Plant | [5 empty] | -120.84 | [6 empty] | 0 | [50 empty] | -120.84
End of Period | 0 | 0 | 0 | 35.0868 | 95.7052 | 0 | 0 | 0 | 0 | 0 | 0 | 0 | 0 | 0 | 0 | 0 | 0 | 0 | 0 | 0 | 0 | 0 | 0 | 0 | 0 | 0 | 0 | 0 | 0 | 0 | 0 | 0 | 0 | 0 | 0 | 0 | 0 | 0 | 0 | 0 | 0 | 0 | 0 | 0 | 0 | 0 | 0 | 0 | 0 | 0 | 0 | 0 | 0 | 0 | 0 | 0 | 0 | 0 | 0 | 0 | 0 | 0 | 0
Average | 0 | 0 | 0 | 17.5434 | 65.396 | 47.8526 | 0 | 0 | 0 | 0 | 0 | 0 | 0 | 0 | 0 | 0 | 0 | 0 | 0 | 0 | 0 | 0 | 0 | 0 | 0 | 0 | 0 | 0 | 0 | 0 | 0 | 0 | 0 | 0 | 0 | 0 | 0 | 0 | 0 | 0 | 0 | 0 | 0 | 0 | 0 | 0 | 0 | 0 | 0 | 0 | 0 | 0 | 0 | 0 | 0 | 0 | 0 | 0 | 0 | 0 | 0 | 0 | 0
Plant in Service
Beginning of Period | 0 | 0 | 0 | 0 | 0 | 0 | 120.84 | 120.84 | 120.84 | 120.84 | 120.84 | 120.84 | 120.84 | 120.84 | 120.84 | 120.84 | 120.84 | 120.84 | 120.84 | 120.84 | 120.84 | 120.84 | 120.84 | 120.84 | 120.84 | 120.84 | 120.84 | 120.84 | 120.84 | 120.84 | 120.84 | 120.84 | 120.84 | 120.84 | 120.84 | 120.84 | 120.84 | 120.84 | 120.84 | 120.84 | 120.84 | 120.84 | 120.84 | 120.84 | 120.84 | 120.84 | 120.84 | 120.84 | 120.84 | 120.84 | 120.84 | 120.84 | 120.84 | 120.84 | 120.84 | 0 | 0 | 0 | 0 | 0 | 0 | 0 | 0
Activity | 0 | 0 | 0 | 0 | 0 | 120.84 | 0 | 0 | 0 | 0 | 0 | 0 | 0 | 0 | 0 | 0 | 0 | 0 | 0 | 0 | 0 | 0 | 0 | 0 | 0 | 0 | 0 | 0 | 0 | 0 | 0 | 0 | 0 | 0 | 0 | 0 | 0 | 0 | 0 | 0 | 0 | 0 | 0 | 0 | 0 | 0 | 0 | 0 | 0 | 0 | 0 | 0 | 0 | 0 | -120.84 | 0 | 0 | 0 | 0 | 0 | 0 | 0 | 0 | 0
End of Period | 0 | 0 | 0 | 0 | 0 | 120.84 | 120.84 | 120.84 | 120.84 | 120.84 | 120.84 | 120.84 | 120.84 | 120.84 | 120.84 | 120.84 | 120.84 | 120.84 | 120.84 | 120.84 | 120.84 | 120.84 | 120.84 | 120.84 | 120.84 | 120.84 | 120.84 | 120.84 | 120.84 | 120.84 | 120.84 | 120.84 | 120.84 | 120.84 | 120.84 | 120.84 | 120.84 | 120.84 | 120.84 | 120.84 | 120.84 | 120.84 | 120.84 | 120.84 | 120.84 | 120.84 | 120.84 | 120.84 | 120.84 | 120.84 | 120.84 | 120.84 | 120.84 | 120.84 | 0 | 0 | 0 | 0 | 0 | 0 | 0 | 0 | 0
Average | 0 | 0 | 0 | 0 | 0 | 60.42 | 120.84 | 120.84 | 120.84 | 120.84 | 120.84 | 120.84 | 120.84 | 120.84 | 120.84 | 120.84 | 120.84 | 120.84 | 120.84 | 120.84 | 120.84 | 120.84 | 120.84 | 120.84 | 120.84 | 120.84 | 120.84 | 120.84 | 120.84 | 120.84 | 120.84 | 120.84 | 120.84 | 120.84 | 120.84 | 120.84 | 120.84 | 120.84 | 120.84 | 120.84 | 120.84 | 120.84 | 120.84 | 120.84 | 120.84 | 120.84 | 120.84 | 120.84 | 120.84 | 120.84 | 120.84 | 120.84 | 120.84 | 120.84 | 60.42 | 0 | 0 | 0 | 0 | 0 | 0 | 0 | 0
Tax Depreciation
Beginning of Period | 0 | 0 | 0 | 0 | 0 | 0 | 9.063 | 26.5099 | 42.6468 | 57.5754 | 71.3826 | 84.1554 | 95.9687 | 106.8975 | 117.6812 | 128.465 | 139.2487 | 150.0325 | 160.8163 | 171.6 | 182.3838 | 193.1675 | 203.9513 | 214.7351 | 225.5188 | 236.3026 | 241.6945 | 241.6945 | 241.6945 | 241.6945 | 241.6945 | 241.6945 | 241.6945 | 241.6945 | 241.6945 | 241.6945 | 241.6945 | 241.6945 | 241.6945 | 241.6945 | 241.6945 | 241.6945 | 241.6945 | 241.6945 | 241.6945 | 241.6945 | 241.6945 | 241.6945 | 241.6945 | 241.6945 | 241.6945 | 241.6945 | 241.6945 | 241.6945 | 241.6945 | 241.6945 | 241.6945 | 241.6945 | 241.6945 | 241.6945 | 241.6945 | 241.6945 | 241.6945
Federal | 0 | 0 | 0 | 0 | 0 | 4.5315 | 8.7234 | 8.0685 | 7.4643 | 6.9036 | 6.3864 | 5.9067 | 5.4644 | 5.3919 | 5.3919 | 5.3919 | 5.3919 | 5.3919 | 5.3919 | 5.3919 | 5.3919 | 5.3919 | 5.3919 | 5.3919 | 5.3919 | 2.6959 | 0 | 0 | 0 | 0 | 0 | 0 | 0 | 0 | 0 | 0 | 0 | 0 | 0 | 0 | 0 | 0 | 0 | 0 | 0 | 0 | 0 | 0 | 0 | 0 | 0 | 0 | 0 | 0 | 0 | 0 | 0 | 0 | 0 | 0 | 0 | 0 | 0 | 120.8472
State | 0 | 0 | 0 | 0 | 0 | 4.5315 | 8.7234 | 8.0685 | 7.4643 | 6.9036 | 6.3864 | 5.9067 | 5.4644 | 5.3919 | 5.3919 | 5.3919 | 5.3919 | 5.3919 | 5.3919 | 5.3919 | 5.3919 | 5.3919 | 5.3919 | 5.3919 | 5.3919 | 2.6959 | 0 | 0 | 0 | 0 | 0 | 0 | 0 | 0 | 0 | 0 | 0 | 0 | 0 | 0 | 0 | 0 | 0 | 0 | 0 | 0 | 0 | 0 | 0 | 0 | 0 | 0 | 0 | 0 | 0 | 0 | 0 | 0 | 0 | 0 | 0 | 0 | 0 | 120.8472
End of Period | 0 | 0 | 0 | 0 | 0 | 9.063 | 26.5099 | 42.6468 | 57.5754 | 71.3826 | 84.1554 | 95.9687 | 106.8975 | 117.6812 | 128.465 | 139.2487 | 150.0325 | 160.8163 | 171.6 | 182.3838 | 193.1675 | 203.9513 | 214.7351 | 225.5188 | 236.3026 | 241.6945 | 241.6945 | 241.6945 | 241.6945 | 241.6945 | 241.6945 | 241.6945 | 241.6945 | 241.6945 | 241.6945 | 241.6945 | 241.6945 | 241.6945 | 241.6945 | 241.6945 | 241.6945 | 241.6945 | 241.6945 | 241.6945 | 241.6945 | 241.6945 | 241.6945 | 241.6945 | 241.6945 | 241.6945 | 241.6945 | 241.6945 | 241.6945 | 241.6945 | 241.6945 | 241.6945 | 241.6945 | 241.6945 | 241.6945 | 241.6945 | 241.6945 | 241.6945 | 241.6945
Average | 0 | 0 | 0 | 0 | 0 | 4.5315 | 17.7864 | 34.5784 | 50.1111 | 64.479 | 77.769 | 90.062 | 101.4331 | 112.2893 | 123.0731 | 133.8569 | 144.6406 | 155.4244 | 166.2081 | 176.9919 | 187.7757 | 198.5594 | 209.3432 | 220.1269 | 230.9107 | 238.9985 | 241.6945 | 241.6945 | 241.6945 | 241.6945 | 241.6945 | 241.6945 | 241.6945 | 241.6945 | 241.6945 | 241.6945 | 241.6945 | 241.6945 | 241.6945 | 241.6945 | 241.6945 | 241.6945 | 241.6945 | 241.6945 | 241.6945 | 241.6945 | 241.6945 | 241.6945 | 241.6945 | 241.6945 | 241.6945 | 241.6945 | 241.6945 | 241.6945 | 241.6945 | 241.6945 | 241.6945 | 241.6945 | 241.6945 | 241.6945 | 241.6945 | 241.6945 | 241.6945
Book Depreciation with COR
Beginning of Period | 0 | 0 | 0 | 0 | 0 | 0 | 2.3564 | 4.7128 | 7.0691 | 9.4255 | 11.7819 | 14.1383 | 16.4947 | 18.851 | 21.2074 | 23.5638 | 25.9202 | 28.2766 | 30.6329 | 32.9893 | 35.3457 | 37.7021 | 40.0585 | 42.4148 | 44.7712 | 47.1276 | 49.484 | 51.8404 | 54.1967 | 56.5531 | 58.9095 | 61.2659 | 63.6222 | 65.9786 | 68.335 | 70.6914 | 73.0478 | 75.4041 | 77.7605 | 80.1169 | 82.4733 | 84.8297 | 87.186 | 89.5424 | 91.8988 | 94.2552 | 96.6116 | 98.9679 | 101.3243 | 103.6807 | 106.0371 | 108.3935 | 110.7498 | 113.1062 | 115.4626 | 0 | 0 | 0 | 0 | 0 | 0 | 0 | 0
Activity | 0 | 0 | 0 | 0 | 0 | 2.3564 | 2.3564 | 2.3564 | 2.3564 | 2.3564 | 2.3564 | 2.3564 | 2.3564 | 2.3564 | 2.3564 | 2.3564 | 2.3564 | 2.3564 | 2.3564 | 2.3564 | 2.3564 | 2.3564 | 2.3564 | 2.3564 | 2.3564 | 2.3564 | 2.3564 | 2.3564 | 2.3564 | 2.3564 | 2.3564 | 2.3564 | 2.3564 | 2.3564 | 2.3564 | 2.3564 | 2.3564 | 2.3564 | 2.3564 | 2.3564 | 2.3564 | 2.3564 | 2.3564 | 2.3564 | 2.3564 | 2.3564 | 2.3564 | 2.3564 | 2.3564 | 2.3564 | 2.3564 | 2.3564 | 2.3564 | 2.3564 | 2.3564 | 0 | 0 | 0 | 0 | 0 | 0 | 0 | 0 | 117.819
Book Depreciation Related to Retired PIS | [49 empty] | 0 | 0 | 0 | 0 | 0 | -117.819 | 0 | 0 | 0 | 0 | 0 | 0 | 0 |  | -117.819
End of Period | 0 | 0 | 0 | 0 | 0 | 2.3564 | 4.7128 | 7.0691 | 9.4255 | 11.7819 | 14.1383 | 16.4947 | 18.851 | 21.2074 | 23.5638 | 25.9202 | 28.2766 | 30.6329 | 32.9893 | 35.3457 | 37.7021 | 40.0585 | 42.4148 | 44.7712 | 47.1276 | 49.484 | 51.8404 | 54.1967 | 56.5531 | 58.9095 | 61.2659 | 63.6222 | 65.9786 | 68.335 | 70.6914 | 73.0478 | 75.4041 | 77.7605 | 80.1169 | 82.4733 | 84.8297 | 87.186 | 89.5424 | 91.8988 | 94.2552 | 96.6116 | 98.9679 | 101.3243 | 103.6807 | 106.0371 | 108.3935 | 110.7498 | 113.1062 | 115.4626 | 0 | 0 | 0 | 0 | 0 | 0 | 0 | 0 | 0
Average | 0 | 0 | 0 | 0 | 0 | 1.1782 | 3.5346 | 5.8909 | 8.2473 | 10.6037 | 12.9601 | 15.3165 | 17.6728 | 20.0292 | 22.3856 | 24.742 | 27.0984 | 29.4547 | 31.8111 | 34.1675 | 36.5239 | 38.8803 | 41.2366 | 43.593 | 45.9494 | 48.3058 | 50.6622 | 53.0185 | 55.3749 | 57.7313 | 60.0877 | 62.4441 | 64.8004 | 67.1568 | 69.5132 | 71.8696 | 74.226 | 76.5823 | 78.9387 | 81.2951 | 83.6515 | 86.0079 | 88.3642 | 90.7206 | 93.077 | 95.4334 | 97.7898 | 100.1461 | 102.5025 | 104.8589 | 107.2153 | 109.5716 | 111.928 | 114.2844 | 57.7313 | 0 | 0 | 0 | 0 | 0 | 0 | 0 | 0
Federal Deferred Tax Balance, Net of Tax
Beginning of Period | 0 | 0 | 0 | 0 | 0 | 0 | 0.74014 | 2.9475 | 4.9256 | 6.6922 | 8.2626 | 9.6519 | 10.8734 | 11.94 | 12.9813 | 14.0226 | 15.0639 | 16.1051 | 17.1464 | 18.1877 | 19.229 | 20.2702 | 21.3115 | 22.3528 | 23.3941 | 24.4354 | 24.5331 | 23.6872 | 22.8413 | 21.9954 | 21.1495 | 20.3037 | 19.4578 | 18.6119 | 17.766 | 16.9201 | 16.0743 | 15.2284 | 14.3825 | 13.5366 | 12.6907 | 11.8449 | 10.999 | 10.1531 | 9.3072 | 8.4613 | 7.6155 | 6.7696 | 5.9237 | 5.0778 | 4.2319 | 3.3861 | 2.5402 | 1.6943 | 0.84842 | 0.0025376 | 0.0025376 | 0.0025376 | 0.0025376 | 0.0025376 | 0.0025376 | 0.0025376 | 0.0025376
Activity | 0 | 0 | 0 | 0 | 0 | 0.74014 | 2.2073 | 1.9781 | 1.7666 | 1.5704 | 1.3894 | 1.2215 | 1.0667 | 1.0413 | 1.0413 | 1.0413 | 1.0413 | 1.0413 | 1.0413 | 1.0413 | 1.0413 | 1.0413 | 1.0413 | 1.0413 | 1.0413 | 0.097699 | -0.84588 | -0.84588 | -0.84588 | -0.84588 | -0.84588 | -0.84588 | -0.84588 | -0.84588 | -0.84588 | -0.84588 | -0.84588 | -0.84588 | -0.84588 | -0.84588 | -0.84588 | -0.84588 | -0.84588 | -0.84588 | -0.84588 | -0.84588 | -0.84588 | -0.84588 | -0.84588 | -0.84588 | -0.84588 | -0.84588 | -0.84588 | -0.84588 | -0.84588 | 0 | 0 | 0 | 0 | 0 | 0 | 0 | 0 | 0.0025376
End of Period | 0 | 0 | 0 | 0 | 0 | 0.74014 | 2.9475 | 4.9256 | 6.6922 | 8.2626 | 9.6519 | 10.8734 | 11.94 | 12.9813 | 14.0226 | 15.0639 | 16.1051 | 17.1464 | 18.1877 | 19.229 | 20.2702 | 21.3115 | 22.3528 | 23.3941 | 24.4354 | 24.5331 | 23.6872 | 22.8413 | 21.9954 | 21.1495 | 20.3037 | 19.4578 | 18.6119 | 17.766 | 16.9201 | 16.0743 | 15.2284 | 14.3825 | 13.5366 | 12.6907 | 11.8449 | 10.999 | 10.1531 | 9.3072 | 8.4613 | 7.6155 | 6.7696 | 5.9237 | 5.0778 | 4.2319 | 3.3861 | 2.5402 | 1.6943 | 0.84842 | 0.0025376 | 0.0025376 | 0.0025376 | 0.0025376 | 0.0025376 | 0.0025376 | 0.0025376 | 0.0025376 | 0.0025376
Average | 0 | 0 | 0 | 0 | 0 | 0.37007 | 1.8438 | 3.9365 | 5.8089 | 7.4774 | 8.9572 | 10.2626 | 11.4067 | 12.4607 | 13.5019 | 14.5432 | 15.5845 | 16.6258 | 17.667 | 18.7083 | 19.7496 | 20.7909 | 21.8322 | 22.8734 | 23.9147 | 24.4842 | 24.1101 | 23.2642 | 22.4184 | 21.5725 | 20.7266 | 19.8807 | 19.0348 | 18.189 | 17.3431 | 16.4972 | 15.6513 | 14.8054 | 13.9596 | 13.1137 | 12.2678 | 11.4219 | 10.576 | 9.7302 | 8.8843 | 8.0384 | 7.1925 | 6.3466 | 5.5008 | 4.6549 | 3.809 | 2.9631 | 2.1172 | 1.2714 | 0.42548 | 0.0025376 | 0.0025376 | 0.0025376 | 0.0025376 | 0.0025376 | 0.0025376 | 0.0025376 | 0.0025376
State Deferred Tax Balance
Beginning of Period | 0 | 0 | 0 | 0 | 0 | 0 | 0.13746 | 0.54739 | 0.91475 | 1.2428 | 1.5345 | 1.7925 | 2.0193 | 2.2174 | 2.4108 | 2.6042 | 2.7976 | 2.991 | 3.1843 | 3.3777 | 3.5711 | 3.7645 | 3.9579 | 4.1512 | 4.3446 | 4.538 | 4.5561 | 4.399 | 4.242 | 4.0849 | 3.9278 | 3.7707 | 3.6136 | 3.4565 | 3.2994 | 3.1423 | 2.9852 | 2.8281 | 2.671 | 2.5139 | 2.3569 | 2.1998 | 2.0427 | 1.8856 | 1.7285 | 1.5714 | 1.4143 | 1.2572 | 1.1001 | 0.94302 | 0.78593 | 0.62884 | 0.47175 | 0.31466 | 0.15756 | 0.00047128 | 0.00047128 | 0.00047128 | 0.00047128 | 0.00047128 | 0.00047128 | 0.00047128 | 0.00047128
Activity | 0 | 0 | 0 | 0 | 0 | 0.13746 | 0.40993 | 0.36736 | 0.32809 | 0.29164 | 0.25802 | 0.22684 | 0.19809 | 0.19338 | 0.19338 | 0.19338 | 0.19338 | 0.19338 | 0.19338 | 0.19338 | 0.19338 | 0.19338 | 0.19338 | 0.19338 | 0.19338 | 0.018144 | -0.15709 | -0.15709 | -0.15709 | -0.15709 | -0.15709 | -0.15709 | -0.15709 | -0.15709 | -0.15709 | -0.15709 | -0.15709 | -0.15709 | -0.15709 | -0.15709 | -0.15709 | -0.15709 | -0.15709 | -0.15709 | -0.15709 | -0.15709 | -0.15709 | -0.15709 | -0.15709 | -0.15709 | -0.15709 | -0.15709 | -0.15709 | -0.15709 | -0.15709 | 0 | 0 | 0 | 0 | 0 | 0 | 0 | 0 | 0.00047128
End of Period | 0 | 0 | 0 | 0 | 0 | 0.13746 | 0.54739 | 0.91475 | 1.2428 | 1.5345 | 1.7925 | 2.0193 | 2.2174 | 2.4108 | 2.6042 | 2.7976 | 2.991 | 3.1843 | 3.3777 | 3.5711 | 3.7645 | 3.9579 | 4.1512 | 4.3446 | 4.538 | 4.5561 | 4.399 | 4.242 | 4.0849 | 3.9278 | 3.7707 | 3.6136 | 3.4565 | 3.2994 | 3.1423 | 2.9852 | 2.8281 | 2.671 | 2.5139 | 2.3569 | 2.1998 | 2.0427 | 1.8856 | 1.7285 | 1.5714 | 1.4143 | 1.2572 | 1.1001 | 0.94302 | 0.78593 | 0.62884 | 0.47175 | 0.31466 | 0.15756 | 0.00047128 | 0.00047128 | 0.00047128 | 0.00047128 | 0.00047128 | 0.00047128 | 0.00047128 | 0.00047128 | 0.00047128
Average | 0 | 0 | 0 | 0 | 0 | 0.068728 | 0.34242 | 0.73107 | 1.0788 | 1.3887 | 1.6635 | 1.9059 | 2.1184 | 2.3141 | 2.5075 | 2.7009 | 2.8943 | 3.0876 | 3.281 | 3.4744 | 3.6678 | 3.8612 | 4.0545 | 4.2479 | 4.4413 | 4.5471 | 4.4776 | 4.3205 | 4.1634 | 4.0063 | 3.8492 | 3.6921 | 3.535 | 3.3779 | 3.2209 | 3.0638 | 2.9067 | 2.7496 | 2.5925 | 2.4354 | 2.2783 | 2.1212 | 1.9641 | 1.807 | 1.6499 | 1.4928 | 1.3358 | 1.1787 | 1.0216 | 0.86448 | 0.70739 | 0.55029 | 0.3932 | 0.23611 | 0.079017 | 0.00047128 | 0.00047128 | 0.00047128 | 0.00047128 | 0.00047128 | 0.00047128 | 0.00047128 | 0.00047128
Net Rate Base - Average | 0 | 0 | 0 | 0 | 0 | 58.803 | 115.1192 | 110.2814 | 105.705 | 101.3702 | 97.2592 | 93.355 | 89.6421 | 86.036 | 82.4449 | 78.8539 | 75.2629 | 71.6718 | 68.0808 | 64.4897 | 60.8987 | 57.3077 | 53.7166 | 50.1256 | 46.5346 | 43.5029 | 41.5901 | 40.2367 | 38.8833 | 37.5299 | 36.1765 | 34.8231 | 33.4697 | 32.1163 | 30.7628 | 29.4094 | 28.056 | 26.7026 | 25.3492 | 23.9958 | 22.6424 | 21.289 | 19.9356 | 18.5822 | 17.2288 | 15.8754 | 14.522 | 13.1685 | 11.8151 | 10.4617 | 9.1083 | 7.7549 | 6.4015 | 5.0481 | 2.1842 | -0.0030089 | -0.0030089 | -0.0030089 | -0.0030089 | -0.0030089 | -0.0030089 | -0.0030089 | -0.0030089
EXPENSES
Income Tax - Removal Cost | 0 | 0 | 0 | 0 | 0 | -0.040786 | -0.040786 | -0.040786 | -0.040786 | -0.040786 | -0.040786 | -0.040786 | -0.040786 | -0.040786 | -0.040786 | -0.040786 | -0.040786 | -0.040786 | -0.040786 | -0.040786 | -0.040786 | -0.040786 | -0.040786 | -0.040786 | -0.040786 | -0.040786 | -0.040786 | -0.040786 | -0.040786 | -0.040786 | -0.040786 | -0.040786 | -0.040786 | -0.040786 | -0.040786 | -0.040786 | -0.040786 | -0.040786 | -0.040786 | -0.040786 | -0.040786 | -0.040786 | -0.040786 | -0.040786 | -0.040786 | -0.040786 | -0.040786 | -0.040786 | -0.040786 | -0.040786 | -0.040786 | -0.040786 | -0.040786 | -0.040786 | -0.040786 | 0 | 0 | 0 | 0 | 0 | 0 | 0 | 0 | -2.0393
Book Depreciation | 0 | 0 | 0 | 0 | 0 | 2.3564 | 2.3564 | 2.3564 | 2.3564 | 2.3564 | 2.3564 | 2.3564 | 2.3564 | 2.3564 | 2.3564 | 2.3564 | 2.3564 | 2.3564 | 2.3564 | 2.3564 | 2.3564 | 2.3564 | 2.3564 | 2.3564 | 2.3564 | 2.3564 | 2.3564 | 2.3564 | 2.3564 | 2.3564 | 2.3564 | 2.3564 | 2.3564 | 2.3564 | 2.3564 | 2.3564 | 2.3564 | 2.3564 | 2.3564 | 2.3564 | 2.3564 | 2.3564 | 2.3564 | 2.3564 | 2.3564 | 2.3564 | 2.3564 | 2.3564 | 2.3564 | 2.3564 | 2.3564 | 2.3564 | 2.3564 | 2.3564 | 2.3564 | 0 | 0 | 0 | 0 | 0 | 0 | 0 | 0 | 117.819
Property Taxes | 0 | 0 | 0 | 0 | 0 | 6.042 | 6.042 | 6.042 | 6.042 | 6.042 | 6.042 | 6.042 | 6.042 | 6.042 | 6.042 | 6.042 | 6.042 | 6.042 | 6.042 | 6.042 | 6.042 | 6.042 | 6.042 | 6.042 | 6.042 | 6.042 | 6.042 | 6.042 | 6.042 | 6.042 | 6.042 | 6.042 | 6.042 | 6.042 | 6.042 | 6.042 | 6.042 | 6.042 | 6.042 | 6.042 | 6.042 | 6.042 | 6.042 | 6.042 | 6.042 | 6.042 | 6.042 | 6.042 | 6.042 | 6.042 | 6.042 | 6.042 | 6.042 | 6.042 | 0 | 0 | 0 | 0 | 0 | 0 | 0 | 0 | 0 | 296.0579
Total Expenses | 0 | 0 | 0 | 0 | 0 | 8.3576 | 8.3576 | 8.3576 | 8.3576 | 8.3576 | 8.3576 | 8.3576 | 8.3576 | 8.3576 | 8.3576 | 8.3576 | 8.3576 | 8.3576 | 8.3576 | 8.3576 | 8.3576 | 8.3576 | 8.3576 | 8.3576 | 8.3576 | 8.3576 | 8.3576 | 8.3576 | 8.3576 | 8.3576 | 8.3576 | 8.3576 | 8.3576 | 8.3576 | 8.3576 | 8.3576 | 8.3576 | 8.3576 | 8.3576 | 8.3576 | 8.3576 | 8.3576 | 8.3576 | 8.3576 | 8.3576 | 8.3576 | 8.3576 | 8.3576 | 8.3576 | 8.3576 | 8.3576 | 8.3576 | 8.3576 | 8.3576 | 2.3156 | 0 | 0 | 0 | 0 | 0 | 0 | 0 | 0 | 411.8376
REVENUE REQUIREMENT
Net Rate Base | 0 | 0 | 0 | 0 | 0 | 58.803 | 115.1192 | 110.2814 | 105.705 | 101.3702 | 97.2592 | 93.355 | 89.6421 | 86.036 | 82.4449 | 78.8539 | 75.2629 | 71.6718 | 68.0808 | 64.4897 | 60.8987 | 57.3077 | 53.7166 | 50.1256 | 46.5346 | 43.5029 | 41.5901 | 40.2367 | 38.8833 | 37.5299 | 36.1765 | 34.8231 | 33.4697 | 32.1163 | 30.7628 | 29.4094 | 28.056 | 26.7026 | 25.3492 | 23.9958 | 22.6424 | 21.289 | 19.9356 | 18.5822 | 17.2288 | 15.8754 | 14.522 | 13.1685 | 11.8151 | 10.4617 | 9.1083 | 7.7549 | 6.4015 | 5.0481 | 2.1842 | -0.0030089 | -0.0030089 | -0.0030089 | -0.0030089 | -0.0030089 | -0.0030089 | -0.0030089 | -0.0030089 | 2265.5563
ROR | 9.98% | 9.98% | 9.7% | 9.7% | 9.7% | 9.7% | 9.7% | 9.7% | 9.7% | 9.7% | 9.7% | 9.7% | 9.7% | 9.7% | 9.7% | 9.7% | 9.7% | 9.7% | 9.7% | 9.7% | 9.7% | 9.7% | 9.7% | 9.7% | 9.7% | 9.7% | 9.7% | 9.7% | 9.7% | 9.7% | 9.7% | 9.7% | 9.7% | 9.7% | 9.7% | 9.7% | 9.7% | 9.7% | 9.7% | 9.7% | 9.7% | 9.7% | 9.7% | 9.7% | 9.7% | 9.7% | 9.7% | 9.7% | 9.7% | 9.7% | 9.7% | 9.7% | 9.7% | 9.7% | 9.7% | 9.7% | 9.7% | 9.7% | 9.7% | 9.7% | 9.7% | 9.7% | 9.7%
Earnings Base | 0 | 0 | 0 | 0 | 0 | 5.7039 | 11.1666 | 10.6973 | 10.2534 | 9.8329 | 9.4341 | 9.0554 | 8.6953 | 8.3455 | 7.9972 | 7.6488 | 7.3005 | 6.9522 | 6.6038 | 6.2555 | 5.9072 | 5.5588 | 5.2105 | 4.8622 | 4.5139 | 4.2198 | 4.0342 | 3.903 | 3.7717 | 3.6404 | 3.5091 | 3.3778 | 3.2466 | 3.1153 | 2.984 | 2.8527 | 2.7214 | 2.5902 | 2.4589 | 2.3276 | 2.1963 | 2.065 | 1.9338 | 1.8025 | 1.6712 | 1.5399 | 1.4086 | 1.2773 | 1.1461 | 1.0148 | 0.88351 | 0.75223 | 0.62095 | 0.48967 | 0.21187 | -0.00029186 | -0.00029186 | -0.00029186 | -0.00029186 | -0.00029186 | -0.00029186 | -0.00029186 | -0.00029186
Earnings - Expense | 0 | 0 | 0 | 0 | 0 | 8.3576 | 8.3576 | 8.3576 | 8.3576 | 8.3576 | 8.3576 | 8.3576 | 8.3576 | 8.3576 | 8.3576 | 8.3576 | 8.3576 | 8.3576 | 8.3576 | 8.3576 | 8.3576 | 8.3576 | 8.3576 | 8.3576 | 8.3576 | 8.3576 | 8.3576 | 8.3576 | 8.3576 | 8.3576 | 8.3576 | 8.3576 | 8.3576 | 8.3576 | 8.3576 | 8.3576 | 8.3576 | 8.3576 | 8.3576 | 8.3576 | 8.3576 | 8.3576 | 8.3576 | 8.3576 | 8.3576 | 8.3576 | 8.3576 | 8.3576 | 8.3576 | 8.3576 | 8.3576 | 8.3576 | 8.3576 | 8.3576 | 2.3156 | 0 | 0 | 0 | 0 | 0 | 0 | 0 | 0 | 411.8376
Total Earnings Effect | 0 | 0 | 0 | 0 | 0 | 14.0615 | 19.5242 | 19.0549 | 18.611 | 18.1905 | 17.7917 | 17.413 | 17.0529 | 16.7031 | 16.3548 | 16.0064 | 15.6581 | 15.3098 | 14.9614 | 14.6131 | 14.2648 | 13.9164 | 13.5681 | 13.2198 | 12.8714 | 12.5774 | 12.3918 | 12.2606 | 12.1293 | 11.998 | 11.8667 | 11.7354 | 11.6041 | 11.4729 | 11.3416 | 11.2103 | 11.079 | 10.9477 | 10.8165 | 10.6852 | 10.5539 | 10.4226 | 10.2913 | 10.1601 | 10.0288 | 9.8975 | 9.7662 | 9.6349 | 9.5037 | 9.3724 | 9.2411 | 9.1098 | 8.9785 | 8.8473 | 2.5275 | -0.00029186 | -0.00029186 | -0.00029186 | -0.00029186 | -0.00029186 | -0.00029186 | -0.00029186 | -0.00029186
Gross-Up Factor | 1.0354 | 1.0354 | 1.0354 | 1.0354 | 1.0354 | 1.0354 | 1.0354 | 1.0354 | 1.0354 | 1.0354 | 1.0354 | 1.0354 | 1.0354 | 1.0354 | 1.0354 | 1.0354 | 1.0354 | 1.0354 | 1.0354 | 1.0354 | 1.0354 | 1.0354 | 1.0354 | 1.0354 | 1.0354 | 1.0354 | 1.0354 | 1.0354 | 1.0354 | 1.0354 | 1.0354 | 1.0354 | 1.0354 | 1.0354 | 1.0354 | 1.0354 | 1.0354 | 1.0354 | 1.0354 | 1.0354 | 1.0354 | 1.0354 | 1.0354 | 1.0354 | 1.0354 | 1.0354 | 1.0354 | 1.0354 | 1.0354 | 1.0354 | 1.0354 | 1.0354 | 1.0354 | 1.0354 | 1.0354 | 1.0354 | 1.0354 | 1.0354 | 1.0354 | 1.0354 | 1.0354 | 1.0354 | 1.0354
Revenue requirement | 0 | 0 | 0 | 0 | 0 | 14.5587 | 20.2145 | 19.7286 | 19.269 | 18.8337 | 18.4208 | 18.0287 | 17.6558 | 17.2937 | 16.933 | 16.5724 | 16.2117 | 15.8511 | 15.4904 | 15.1298 | 14.7691 | 14.4085 | 14.0478 | 13.6872 | 13.3265 | 13.0221 | 12.83 | 12.6941 | 12.5581 | 12.4222 | 12.2863 | 12.1504 | 12.0144 | 11.8785 | 11.7426 | 11.6067 | 11.4708 | 11.3348 | 11.1989 | 11.063 | 10.9271 | 10.7911 | 10.6552 | 10.5193 | 10.3834 | 10.2475 | 10.1115 | 9.9756 | 9.8397 | 9.7038 | 9.5678 | 9.4319 | 9.296 | 9.1601 | 2.6168 | -0.00030218 | -0.00030218 | -0.00030218 | -0.00030218 | -0.00030218 | -0.00030218 | -0.00030218 | -0.00030218 | 653.9282
Depreciation Calculations
Tax Depreciation - Federal
Cost of new equipment in service basis | 0 | 0 | 0 | 0 | 0 | 120.84 | 0 | 0 | 0 | 0 | 0 | 0 | 0 | 0 | 0 | 0 | 0 | 0 | 0 | 0 | 0 | 0 | 0 | 0 | 0 | 0 | 0 | 0 | 0 | 0 | 0 | 0 | 0 | 0 | 0 | 0 | 0 | 0 | 0 | 0 | 0 | 0 | 0 | 0 | 0 | 0 | 0 | 0 | 0 | 0 | 0 | 0 | 0 | 0 | -120.84 | 0 | 0 | 0 | 0 | 0 | 0
Bonus Depreciation (N/A) | 0 | 0 | 0 | 0 | 0 | 0 | 0 | 0 | 0 | 0 | 0 | 0 | 0 | 0 | 0 | 0 | 0 | 0 | 0 | 0 | 0 | 0 | 0 | 0 | 0 | 0 | 0 | 0 | 0 | 0 | 0 | 0 | 0 | 0 | 0 | 0 | 0 | 0 | 0 | 0 | 0 | 0 | 0 | 0 | 0 | 0 | 0 | 0 | 0 | 0 | 0 | 0 | 0 | 0 | 0 | 0 | 0 | 0 | 0 | 0 | 0
Regular Depreciation basis (Cumulative) | 0 | 0 | 0 | 0 | 0 | 120.84 | 120.84 | 120.84 | 120.84 | 120.84 | 120.84 | 120.84 | 120.84 | 120.84 | 120.84 | 120.84 | 120.84 | 120.84 | 120.84 | 120.84 | 120.84 | 120.84 | 120.84 | 120.84 | 120.84 | 120.84 | 120.84 | 120.84 | 120.84 | 120.84 | 120.84 | 120.84 | 120.84 | 120.84 | 120.84 | 120.84 | 120.84 | 120.84 | 120.84 | 120.84 | 120.84 | 120.84 | 120.84 | 120.84 | 120.84 | 120.84 | 120.84 | 120.84 | 120.84 | 120.84 | 120.84 | 120.84 | 120.84 | 120.84 | 0 | 0 | 0 | 0 | 0 | 0 | 0 | 0 | 0
RegularDepreciation | [5 empty] | 4.5315 | 8.7234 | 8.0685 | 7.4643 | 6.9036 | 6.3864 | 5.9067 | 5.4644 | 5.3919 | 5.3919 | 5.3919 | 5.3919 | 5.3919 | 5.3919 | 5.3919 | 5.3919 | 5.3919 | 5.3919 | 5.3919 | 5.3919 | 2.6959 | [37 empty] | 120.8472
Total Depreciation for year | 0 | 0 | 0 | 0 | 0 | 4.5315 | 8.7234 | 8.0685 | 7.4643 | 6.9036 | 6.3864 | 5.9067 | 5.4644 | 5.3919 | 5.3919 | 5.3919 | 5.3919 | 5.3919 | 5.3919 | 5.3919 | 5.3919 | 5.3919 | 5.3919 | 5.3919 | 5.3919 | 2.6959 | 0 | 0 | 0 | 0 | 0 | 0 | 0 | 0 | 0 | 0 | 0 | 0 | 0 | 0 | 0 | 0 | 0 | 0 | 0 | 0 | 0 | 0 | 0 | 0 | 0 | 0 | 0 | 0 | 0 | 0 | 0 | 0 | 0 | 0 | 0
Tax Depreciation - State
Cost of new equipment in service basis | 0 | 0 | 0 | 0 | 0 | 120.84 | 0 | 0 | 0 | 0 | 0 | 0 | 0 | 0 | 0 | 0 | 0 | 0 | 0 | 0 | 0 | 0 | 0 | 0 | 0 | 0 | 0 | 0 | 0 | 0 | 0 | 0 | 0 | 0 | 0 | 0 | 0 | 0 | 0 | 0 | 0 | 0 | 0 | 0 | 0 | 0 | 0 | 0 | 0 | 0 | 0 | 0 | 0 | 0 | -120.84 | 0 | 0 | 0 | 0 | 0 | 0 | 0 | 0
Bonus Depreciation (N/A) | 0 | 0 | 0 | 0 | 0 | 0 | 0 | 0 | 0 | 0 | 0 | 0 | 0 | 0 | 0 | 0 | 0 | 0 | 0 | 0 | 0 | 0 | 0 | 0 | 0 | 0 | 0 | 0 | 0 | 0 | 0 | 0 | 0 | 0 | 0 | 0 | 0 | 0 | 0 | 0 | 0 | 0 | 0 | 0 | 0 | 0 | 0 | 0 | 0 | 0 | 0 | 0 | 0 | 0 | 0 | 0 | 0 | 0 | 0 | 0 | 0 | 0 | 0
Regular Depreciation basis (Cumulative) | 0 | 0 | 0 | 0 | 0 | 120.84 | 120.84 | 120.84 | 120.84 | 120.84 | 120.84 | 120.84 | 120.84 | 120.84 | 120.84 | 120.84 | 120.84 | 120.84 | 120.84 | 120.84 | 120.84 | 120.84 | 120.84 | 120.84 | 120.84 | 120.84 | 120.84 | 120.84 | 120.84 | 120.84 | 120.84 | 120.84 | 120.84 | 120.84 | 120.84 | 120.84 | 120.84 | 120.84 | 120.84 | 120.84 | 120.84 | 120.84 | 120.84 | 120.84 | 120.84 | 120.84 | 120.84 | 120.84 | 120.84 | 120.84 | 120.84 | 120.84 | 120.84 | 120.84 | 0 | 0 | 0 | 0 | 0 | 0 | 0 | 0 | 0
RegularDepreciation | 0 | 0 | 0 | 0 | 0 | 4.5315 | 8.7234 | 8.0685 | 7.4643 | 6.9036 | 6.3864 | 5.9067 | 5.4644 | 5.3919 | 5.3919 | 5.3919 | 5.3919 | 5.3919 | 5.3919 | 5.3919 | 5.3919 | 5.3919 | 5.3919 | 5.3919 | 5.3919 | 2.6959 | 0 | 0 | 0 | 0 | 0 | 0 | 0 | 0 | 0 | 0 | 0 | 0 | 0 | 0 | 0 | 0 | 0 | 0 | 0 | 0 | 0 | 0 | 0 | 0 | 0 | 0 | 0 | 0 | 0 | 0 | 0 | 0 | 0 | 0 | 0 | 0 | 0 | 120.8472
Total Depreciation for year | 0 | 0 | 0 | 0 | 0 | 4.5315 | 8.7234 | 8.0685 | 7.4643 | 6.9036 | 6.3864 | 5.9067 | 5.4644 | 5.3919 | 5.3919 | 5.3919 | 5.3919 | 5.3919 | 5.3919 | 5.3919 | 5.3919 | 5.3919 | 5.3919 | 5.3919 | 5.3919 | 2.6959 | 0 | 0 | 0 | 0 | 0 | 0 | 0 | 0 | 0 | 0 | 0 | 0 | 0 | 0 | 0 | 0 | 0 | 0 | 0 | 0 | 0 | 0 | 0 | 0 | 0 | 0 | 0 | 0 | 0 | 0 | 0 | 0 | 0 | 0 | 0 | 0 | 0
Book Depreciation with COR
2014 | 0 | 0 | 0 | 0 | 0 | 0 | 0 | 0 | 0 | 0 | 0 | 0 | 0 | 0 | 0 | 0 | 0 | 0 | 0 | 0 | 0 | 0 | 0 | 0 | 0 | 0 | 0 | 0 | 0 | 0 | 0 | 0 | 0 | 0 | 0 | 0 | 0 | 0 | 0 | 0 | 0 | 0 | 0 | 0 | 0 | 0 | 0 | 0 | 0 | 0 | [13 empty] | 0
2015 |  | 0 | 0 | 0 | 0 | 0 | 0 | 0 | 0 | 0 | 0 | 0 | 0 | 0 | 0 | 0 | 0 | 0 | 0 | 0 | 0 | 0 | 0 | 0 | 0 | 0 | 0 | 0 | 0 | 0 | 0 | 0 | 0 | 0 | 0 | 0 | 0 | 0 | 0 | 0 | 0 | 0 | 0 | 0 | 0 | 0 | 0 | 0 | 0 | 0 | 0 | [12 empty] | 0 | check - total PIS
2016 |  |  | 0 | 0 | 0 | 0 | 0 | 0 | 0 | 0 | 0 | 0 | 0 | 0 | 0 | 0 | 0 | 0 | 0 | 0 | 0 | 0 | 0 | 0 | 0 | 0 | 0 | 0 | 0 | 0 | 0 | 0 | 0 | 0 | 0 | 0 | 0 | 0 | 0 | 0 | 0 | 0 | 0 | 0 | 0 | 0 | 0 | 0 | 0 | 0 | 0 | 0 | [11 empty] | 0 | 0
2017 |  |  |  | 0 | 0 | 0 | 0 | 0 | 0 | 0 | 0 | 0 | 0 | 0 | 0 | 0 | 0 | 0 | 0 | 0 | 0 | 0 | 0 | 0 | 0 | 0 | 0 | 0 | 0 | 0 | 0 | 0 | 0 | 0 | 0 | 0 | 0 | 0 | 0 | 0 | 0 | 0 | 0 | 0 | 0 | 0 | 0 | 0 | 0 | 0 | 0 | 0 | 0 | [10 empty] | 0 | 0
2018 |  |  |  |  | 0 | 0 | 0 | 0 | 0 | 0 | 0 | 0 | 0 | 0 | 0 | 0 | 0 | 0 | 0 | 0 | 0 | 0 | 0 | 0 | 0 | 0 | 0 | 0 | 0 | 0 | 0 | 0 | 0 | 0 | 0 | 0 | 0 | 0 | 0 | 0 | 0 | 0 | 0 | 0 | 0 | 0 | 0 | 0 | 0 | 0 | 0 | 0 | 0 | 0 | [9 empty] | 0
2019 | [5 empty] | 2.3564 | 2.3564 | 2.3564 | 2.3564 | 2.3564 | 2.3564 | 2.3564 | 2.3564 | 2.3564 | 2.3564 | 2.3564 | 2.3564 | 2.3564 | 2.3564 | 2.3564 | 2.3564 | 2.3564 | 2.3564 | 2.3564 | 2.3564 | 2.3564 | 2.3564 | 2.3564 | 2.3564 | 2.3564 | 2.3564 | 2.3564 | 2.3564 | 2.3564 | 2.3564 | 2.3564 | 2.3564 | 2.3564 | 2.3564 | 2.3564 | 2.3564 | 2.3564 | 2.3564 | 2.3564 | 2.3564 | 2.3564 | 2.3564 | 2.3564 | 2.3564 | 2.3564 | 2.3564 | 2.3564 | 2.3564 | 2.3564 | 2.3564 | [8 empty] | 117.819 | 117.819
2020 | [6 empty] | 0 | 0 | 0 | 0 | 0 | 0 | 0 | 0 | 0 | 0 | 0 | 0 | 0 | 0 | 0 | 0 | 0 | 0 | 0 | 0 | 0 | 0 | 0 | 0 | 0 | 0 | 0 | 0 | 0 | 0 | 0 | 0 | 0 | 0 | 0 | 0 | 0 | 0 | 0 | 0 | 0 | 0 | 0 | 0 | 0 | 0 | 0 | 0 | 0 | 0 | [7 empty] | 0
2021 | [7 empty] | 0 | 0 | 0 | 0 | 0 | 0 | 0 | 0 | 0 | 0 | 0 | 0 | 0 | 0 | 0 | 0 | 0 | 0 | 0 | 0 | 0 | 0 | 0 | 0 | 0 | 0 | 0 | 0 | 0 | 0 | 0 | 0 | 0 | 0 | 0 | 0 | 0 | 0 | 0 | 0 | 0 | 0 | 0 | 0 | 0 | 0 | 0 | 0 | 0 | 0 | [6 empty] | 0
2022 | [8 empty] | 0 | 0 | 0 | 0 | 0 | 0 | 0 | 0 | 0 | 0 | 0 | 0 | 0 | 0 | 0 | 0 | 0 | 0 | 0 | 0 | 0 | 0 | 0 | 0 | 0 | 0 | 0 | 0 | 0 | 0 | 0 | 0 | 0 | 0 | 0 | 0 | 0 | 0 | 0 | 0 | 0 | 0 | 0 | 0 | 0 | 0 | 0 | 0 | 0 | 0 | [5 empty] | 0
2023 | [9 empty] | 0 | 0 | 0 | 0 | 0 | 0 | 0 | 0 | 0 | 0 | 0 | 0 | 0 | 0 | 0 | 0 | 0 | 0 | 0 | 0 | 0 | 0 | 0 | 0 | 0 | 0 | 0 | 0 | 0 | 0 | 0 | 0 | 0 | 0 | 0 | 0 | 0 | 0 | 0 | 0 | 0 | 0 | 0 | 0 | 0 | 0 | 0 | 0 | 0 | 0 |  |  |  |  | 0
2024 | [10 empty] | 0 | 0 | 0 | 0 | 0 | 0 | 0 | 0 | 0 | 0 | 0 | 0 | 0 | 0 | 0 | 0 | 0 | 0 | 0 | 0 | 0 | 0 | 0 | 0 | 0 | 0 | 0 | 0 | 0 | 0 | 0 | 0 | 0 | 0 | 0 | 0 | 0 | 0 | 0 | 0 | 0 | 0 | 0 | 0 | 0 | 0 | 0 | 0 | 0 | 0 |  |  |  | 0 | 0
2025 | [11 empty] | 0 | 0 | 0 | 0 | 0 | 0 | 0 | 0 | 0 | 0 | 0 | 0 | 0 | 0 | 0 | 0 | 0 | 0 | 0 | 0 | 0 | 0 | 0 | 0 | 0 | 0 | 0 | 0 | 0 | 0 | 0 | 0 | 0 | 0 | 0 | 0 | 0 | 0 | 0 | 0 | 0 | 0 | 0 | 0 | 0 | 0 | 0 | 0 | 0 | 0 |  |  | 0
2026 | [12 empty] | 0 | 0 | 0 | 0 | 0 | 0 | 0 | 0 | 0 | 0 | 0 | 0 | 0 | 0 | 0 | 0 | 0 | 0 | 0 | 0 | 0 | 0 | 0 | 0 | 0 | 0 | 0 | 0 | 0 | 0 | 0 | 0 | 0 | 0 | 0 | 0 | 0 | 0 | 0 | 0 | 0 | 0 | 0 | 0 | 0 | 0 | 0 | 0 | 0 | 0 |  | 0
| 0 | 0 | 0 | 0 | 0 | 2.3564 | 2.3564 | 2.3564 | 2.3564 | 2.3564 | 2.3564 | 2.3564 | 2.3564 | 2.3564 | 2.3564 | 2.3564 | 2.3564 | 2.3564 | 2.3564 | 2.3564 | 2.3564 | 2.3564 | 2.3564 | 2.3564 | 2.3564 | 2.3564 | 2.3564 | 2.3564 | 2.3564 | 2.3564 | 2.3564 | 2.3564 | 2.3564 | 2.3564 | 2.3564 | 2.3564 | 2.3564 | 2.3564 | 2.3564 | 2.3564 | 2.3564 | 2.3564 | 2.3564 | 2.3564 | 2.3564 | 2.3564 | 2.3564 | 2.3564 | 2.3564 | 2.3564 | 2.3564 | 2.3564 | 2.3564 | 2.3564 | 2.3564 | 0 | 0 | 0 | 0 | 0 | 0 | 0 | 0 | 117.819
Book Depreciation- excl. Salvage
2014 | 0 | 0 | 0 | 0 | 0 | 0 | 0 | 0 | 0 | 0 | 0 | 0 | 0 | 0 | 0 | 0 | 0 | 0 | 0 | 0 | 0 | 0 | 0 | 0 | 0 |  |  | 0 | 0 | 0 | 0 | 0 | 0 | 0 | 0 | 0 | 0 | 0 | 0 | 0 | 0 | 0 | 0 | 0 | 0 | 0 | 0 | 0 | 0 | 0 | 0 | 0 | [11 empty] | 0
2015 |  | 0 | 0 | 0 | 0 | 0 | 0 | 0 | 0 | 0 | 0 | 0 | 0 | 0 | 0 | 0 | 0 | 0 | 0 | 0 | 0 | 0 | 0 | 0 | 0 | 0 |  | 0 | 0 | 0 | 0 | 0 | 0 | 0 | 0 | 0 | 0 | 0 | 0 | 0 | 0 | 0 | 0 | 0 | 0 | 0 | 0 | 0 | 0 | 0 | 0 | 0 | [11 empty] | 0 | check - total PIS
2016 |  |  | 0 | 0 | 0 | 0 | 0 | 0 | 0 | 0 | 0 | 0 | 0 | 0 | 0 | 0 | 0 | 0 | 0 | 0 | 0 | 0 | 0 | 0 | 0 | 0 | 0 | 0 | 0 | 0 | 0 | 0 | 0 | 0 | 0 | 0 | 0 | 0 | 0 | 0 | 0 | 0 | 0 | 0 | 0 | 0 | 0 | 0 | 0 | 0 | 0 | 0 | [11 empty] | 0 | 0
2017 |  |  |  | 0 | 0 | 0 | 0 | 0 | 0 | 0 | 0 | 0 | 0 | 0 | 0 | 0 | 0 | 0 | 0 | 0 | 0 | 0 | 0 | 0 | 0 | 0 | 0 | 0 | 0 | 0 | 0 | 0 | 0 | 0 | 0 | 0 | 0 | 0 | 0 | 0 | 0 | 0 | 0 | 0 | 0 | 0 | 0 | 0 | 0 | 0 | 0 | 0 | 0 | [10 empty] | 0 | 0
2018 |  |  |  |  | 0 | 0 | 0 | 0 | 0 | 0 | 0 | 0 | 0 | 0 | 0 | 0 | 0 | 0 | 0 | 0 | 0 | 0 | 0 | 0 | 0 | 0 | 0 | 0 | 0 | 0 | 0 | 0 | 0 | 0 | 0 | 0 | 0 | 0 | 0 | 0 | 0 | 0 | 0 | 0 | 0 | 0 | 0 | 0 | 0 | 0 | 0 | 0 | 0 | 0 | [9 empty] | 0
2019 | [5 empty] | 2.4168 | 2.4168 | 2.4168 | 2.4168 | 2.4168 | 2.4168 | 2.4168 | 2.4168 | 2.4168 | 2.4168 | 2.4168 | 2.4168 | 2.4168 | 2.4168 | 2.4168 | 2.4168 | 2.4168 | 2.4168 | 2.4168 | 2.4168 | 2.4168 | 2.4168 | 2.4168 | 2.4168 | 2.4168 | 2.4168 | 2.4168 | 2.4168 | 2.4168 | 2.4168 | 2.4168 | 2.4168 | 2.4168 | 2.4168 | 2.4168 | 2.4168 | 2.4168 | 2.4168 | 2.4168 | 2.4168 | 2.4168 | 2.4168 | 2.4168 | 2.4168 | 2.4168 | 2.4168 | 2.4168 | 2.4168 | 2.4168 | 2.4168 | [8 empty] | 120.84 | 120.84
2020 | [6 empty] | 0 | 0 | 0 | 0 | 0 | 0 | 0 | 0 | 0 | 0 | 0 | 0 | 0 | 0 | 0 | 0 | 0 | 0 | 0 | 0 | 0 | 0 | 0 | 0 | 0 | 0 | 0 | 0 | 0 | 0 | 0 | 0 | 0 | 0 | 0 | 0 | 0 | 0 | 0 | 0 | 0 | 0 | 0 | 0 | 0 | 0 | 0 | 0 | 0 | 0 | [7 empty] | 0
2021 | [7 empty] | 0 | 0 | 0 | 0 | 0 | 0 | 0 | 0 | 0 | 0 | 0 | 0 | 0 | 0 | 0 | 0 | 0 | 0 | 0 | 0 | 0 | 0 | 0 | 0 | 0 | 0 | 0 | 0 | 0 | 0 | 0 | 0 | 0 | 0 | 0 | 0 | 0 | 0 | 0 | 0 | 0 | 0 | 0 | 0 | 0 | 0 | 0 | 0 | 0 | 0 | [6 empty] | 0
2022 | [8 empty] | 0 | 0 | 0 | 0 | 0 | 0 | 0 | 0 | 0 | 0 | 0 | 0 | 0 | 0 | 0 | 0 | 0 | 0 | 0 | 0 | 0 | 0 | 0 | 0 | 0 | 0 | 0 | 0 | 0 | 0 | 0 | 0 | 0 | 0 | 0 | 0 | 0 | 0 | 0 | 0 | 0 | 0 | 0 | 0 | 0 | 0 | 0 | 0 | 0 | 0 | [5 empty] | 0
2023 | [9 empty] | 0 | 0 | 0 | 0 | 0 | 0 | 0 | 0 | 0 | 0 | 0 | 0 | 0 | 0 | 0 | 0 | 0 | 0 | 0 | 0 | 0 | 0 | 0 | 0 | 0 | 0 | 0 | 0 | 0 | 0 | 0 | 0 | 0 | 0 | 0 | 0 | 0 | 0 | 0 | 0 | 0 | 0 | 0 | 0 | 0 | 0 | 0 | 0 | 0 | 0 |  |  |  |  | 0
2024 | [10 empty] | 0 | 0 | 0 | 0 | 0 | 0 | 0 | 0 | 0 | 0 | 0 | 0 | 0 | 0 | 0 | 0 | 0 | 0 | 0 | 0 | 0 | 0 | 0 | 0 | 0 | 0 | 0 | 0 | 0 | 0 | 0 | 0 | 0 | 0 | 0 | 0 | 0 | 0 | 0 | 0 | 0 | 0 | 0 | 0 | 0 | 0 | 0 | 0 | 0 | 0 |  |  |  | 0 | 0
2025 | [11 empty] | 0 | 0 | 0 | 0 | 0 | 0 | 0 | 0 | 0 | 0 | 0 | 0 | 0 | 0 | 0 | 0 | 0 | 0 | 0 | 0 | 0 | 0 | 0 | 0 | 0 | 0 | 0 | 0 | 0 | 0 | 0 | 0 | 0 | 0 | 0 | 0 | 0 | 0 | 0 | 0 | 0 | 0 | 0 | 0 | 0 | 0 | 0 | 0 | 0 | 0 |  |  | 0
2026 | [12 empty] | 0 | 0 | 0 | 0 | 0 | 0 | 0 | 0 | 0 | 0 | 0 | 0 | 0 | 0 | 0 | 0 | 0 | 0 | 0 | 0 | 0 | 0 | 0 | 0 | 0 | 0 | 0 | 0 | 0 | 0 | 0 | 0 | 0 | 0 | 0 | 0 | 0 | 0 | 0 | 0 | 0 | 0 | 0 | 0 | 0 | 0 | 0 | 0 | 0 | 0 |  | 0 | 0
| 0 | 0 | 0 | 0 | 0 | 2.4168 | 2.4168 | 2.4168 | 2.4168 | 2.4168 | 2.4168 | 2.4168 | 2.4168 | 2.4168 | 2.4168 | 2.4168 | 2.4168 | 2.4168 | 2.4168 | 2.4168 | 2.4168 | 2.4168 | 2.4168 | 2.4168 | 2.4168 | 2.4168 | 2.4168 | 2.4168 | 2.4168 | 2.4168 | 2.4168 | 2.4168 | 2.4168 | 2.4168 | 2.4168 | 2.4168 | 2.4168 | 2.4168 | 2.4168 | 2.4168 | 2.4168 | 2.4168 | 2.4168 | 2.4168 | 2.4168 | 2.4168 | 2.4168 | 2.4168 | 2.4168 | 2.4168 | 2.4168 | 2.4168 | 2.4168 | 2.4168 | 2.4168 | 0 | 0 | 0 | 0 | 0 | 0 | 0 | 0 | 120.84
Note on A50: Lee, Betty: rate base does not include CWIP b/c the CapEx dollars include an AFUDC component in it already

## 4a-2017
Project No. | 4a
Project Desc. | Capacitor Installation
Book Life | 50
Tax Life | 20N
Salvage Rate | 2.5%
| 2014 | 2015 | 2016 | 2017 | 2018 | 2019 | 2020 | 2021 | 2022 | 2023 | 2024 | 2025 | 2026 | 2027 | 2028 | 2029 | 2030 | 2031 | 2032 | 2033 | 2034 | 2035 | 2036 | 2037 | 2038 | 2039 | 2040 | 2041 | 2042 | 2043 | 2044 | 2045 | 2046 | 2047 | 2048 | 2049 | 2050 | 2051 | 2052 | 2053 | 2054 | 2055 | 2056 | 2057 | 2058 | 2059 | 2060 | 2061 | 2062 | 2063 | 2064 | 2065 | 2066 | 2067 | 2068 | 2069 | 2070 | 2071 | 2072 | 2073 | 2074 | 2075 | 2076
Closing to Plant (Y/N) | N | N | Y | N | N | N | N | N | N | N | N | N | N | N | N | N | N | N | N | N | N | N | N | N | N | N | N | N | N | N | N | N | N | N | N | N | N | N | N | N | N | N | N | N | N | N | N | N | N | N | N | N | N | N | N | N | N | N | N | N | N | N | N | Total
CWIP
Beginning of Period | 0 | 0 | 1.8659 | 0 | 0 | 0 | 0 | 0 | 0 | 0 | 0 | 0 | 0 | 0 | 0 | 0 | 0 | 0 | 0 | 0 | 0 | 0 | 0 | 0 | 0 | 0 | 0 | 0 | 0 | 0 | 0 | 0 | 0 | 0 | 0 | 0 | 0 | 0 | 0 | 0 | 0 | 0 | 0 | 0 | 0 | 0 | 0 | 0 | 0 | 0 | 0 | 0 | 0 | 0 | 0 | 0 | 0 | 0 | 0 | 0 | 0 | 0 | 0
Activity
Capex | 0 | 1.8659 | 1.9342 | 0 | 0 | 0 | 0 | 0 | 0 | 0 | 0 | 0 | 0 | [50 empty] | 3.8001
Closings to Plant |  |  | -3.8001 | [60 empty] | -3.8001
End of Period | 0 | 1.8659 | 0 | 0 | 0 | 0 | 0 | 0 | 0 | 0 | 0 | 0 | 0 | 0 | 0 | 0 | 0 | 0 | 0 | 0 | 0 | 0 | 0 | 0 | 0 | 0 | 0 | 0 | 0 | 0 | 0 | 0 | 0 | 0 | 0 | 0 | 0 | 0 | 0 | 0 | 0 | 0 | 0 | 0 | 0 | 0 | 0 | 0 | 0 | 0 | 0 | 0 | 0 | 0 | 0 | 0 | 0 | 0 | 0 | 0 | 0 | 0 | 0
Average | 0 | 0.93294 | 0.93294 | 0 | 0 | 0 | 0 | 0 | 0 | 0 | 0 | 0 | 0 | 0 | 0 | 0 | 0 | 0 | 0 | 0 | 0 | 0 | 0 | 0 | 0 | 0 | 0 | 0 | 0 | 0 | 0 | 0 | 0 | 0 | 0 | 0 | 0 | 0 | 0 | 0 | 0 | 0 | 0 | 0 | 0 | 0 | 0 | 0 | 0 | 0 | 0 | 0 | 0 | 0 | 0 | 0 | 0 | 0 | 0 | 0 | 0 | 0 | 0
Plant in Service
Beginning of Period | 0 | 0 | 0 | 3.8001 | 3.8001 | 3.8001 | 3.8001 | 3.8001 | 3.8001 | 3.8001 | 3.8001 | 3.8001 | 3.8001 | 3.8001 | 3.8001 | 3.8001 | 3.8001 | 3.8001 | 3.8001 | 3.8001 | 3.8001 | 3.8001 | 3.8001 | 3.8001 | 3.8001 | 3.8001 | 3.8001 | 3.8001 | 3.8001 | 3.8001 | 3.8001 | 3.8001 | 3.8001 | 3.8001 | 3.8001 | 3.8001 | 3.8001 | 3.8001 | 3.8001 | 3.8001 | 3.8001 | 3.8001 | 3.8001 | 3.8001 | 3.8001 | 3.8001 | 3.8001 | 3.8001 | 3.8001 | 3.8001 | 3.8001 | 3.8001 | 0 | 0 | 0 | 0 | 0 | 0 | 0 | 0 | 0 | 0 | 0
Activity | 0 | 0 | 3.8001 | 0 | 0 | 0 | 0 | 0 | 0 | 0 | 0 | 0 | 0 | 0 | 0 | 0 | 0 | 0 | 0 | 0 | 0 | 0 | 0 | 0 | 0 | 0 | 0 | 0 | 0 | 0 | 0 | 0 | 0 | 0 | 0 | 0 | 0 | 0 | 0 | 0 | 0 | 0 | 0 | 0 | 0 | 0 | 0 | 0 | 0 | 0 | 0 | -3.8001 | 0 | 0 | 0 | 0 | 0 | 0 | 0 | 0 | 0 | 0 | 0 | 0
End of Period | 0 | 0 | 3.8001 | 3.8001 | 3.8001 | 3.8001 | 3.8001 | 3.8001 | 3.8001 | 3.8001 | 3.8001 | 3.8001 | 3.8001 | 3.8001 | 3.8001 | 3.8001 | 3.8001 | 3.8001 | 3.8001 | 3.8001 | 3.8001 | 3.8001 | 3.8001 | 3.8001 | 3.8001 | 3.8001 | 3.8001 | 3.8001 | 3.8001 | 3.8001 | 3.8001 | 3.8001 | 3.8001 | 3.8001 | 3.8001 | 3.8001 | 3.8001 | 3.8001 | 3.8001 | 3.8001 | 3.8001 | 3.8001 | 3.8001 | 3.8001 | 3.8001 | 3.8001 | 3.8001 | 3.8001 | 3.8001 | 3.8001 | 3.8001 | 0 | 0 | 0 | 0 | 0 | 0 | 0 | 0 | 0 | 0 | 0 | 0
Average | 0 | 0 | 1.9 | 3.8001 | 3.8001 | 3.8001 | 3.8001 | 3.8001 | 3.8001 | 3.8001 | 3.8001 | 3.8001 | 3.8001 | 3.8001 | 3.8001 | 3.8001 | 3.8001 | 3.8001 | 3.8001 | 3.8001 | 3.8001 | 3.8001 | 3.8001 | 3.8001 | 3.8001 | 3.8001 | 3.8001 | 3.8001 | 3.8001 | 3.8001 | 3.8001 | 3.8001 | 3.8001 | 3.8001 | 3.8001 | 3.8001 | 3.8001 | 3.8001 | 3.8001 | 3.8001 | 3.8001 | 3.8001 | 3.8001 | 3.8001 | 3.8001 | 3.8001 | 3.8001 | 3.8001 | 3.8001 | 3.8001 | 3.8001 | 1.9 | 0 | 0 | 0 | 0 | 0 | 0 | 0 | 0 | 0 | 0 | 0
Tax Depreciation
Beginning of Period | 0 | 0 | 0 | 0.285 | 0.83366 | 1.3411 | 1.8106 | 2.2448 | 2.6464 | 3.0179 | 3.3616 | 3.7007 | 4.0398 | 4.379 | 4.7181 | 5.0572 | 5.3963 | 5.7354 | 6.0745 | 6.4137 | 6.7528 | 7.0919 | 7.431 | 7.6006 | 7.6006 | 7.6006 | 7.6006 | 7.6006 | 7.6006 | 7.6006 | 7.6006 | 7.6006 | 7.6006 | 7.6006 | 7.6006 | 7.6006 | 7.6006 | 7.6006 | 7.6006 | 7.6006 | 7.6006 | 7.6006 | 7.6006 | 7.6006 | 7.6006 | 7.6006 | 7.6006 | 7.6006 | 7.6006 | 7.6006 | 7.6006 | 7.6006 | 7.6006 | 7.6006 | 7.6006 | 7.6006 | 7.6006 | 7.6006 | 7.6006 | 7.6006 | 7.6006 | 7.6006 | 7.6006
Federal | 0 | 0 | 0.1425 | 0.27433 | 0.25373 | 0.23473 | 0.2171 | 0.20083 | 0.18575 | 0.17184 | 0.16956 | 0.16956 | 0.16956 | 0.16956 | 0.16956 | 0.16956 | 0.16956 | 0.16956 | 0.16956 | 0.16956 | 0.16956 | 0.16956 | 0.084779 | 0 | 0 | 0 | 0 | 0 | 0 | 0 | 0 | 0 | 0 | 0 | 0 | 0 | 0 | 0 | 0 | 0 | 0 | 0 | 0 | 0 | 0 | 0 | 0 | 0 | 0 | 0 | 0 | 0 | 0 | 0 | 0 | 0 | 0 | 0 | 0 | 0 | 0 | 0 | 0 | 3.8003
State | 0 | 0 | 0.1425 | 0.27433 | 0.25373 | 0.23473 | 0.2171 | 0.20083 | 0.18575 | 0.17184 | 0.16956 | 0.16956 | 0.16956 | 0.16956 | 0.16956 | 0.16956 | 0.16956 | 0.16956 | 0.16956 | 0.16956 | 0.16956 | 0.16956 | 0.084779 | 0 | 0 | 0 | 0 | 0 | 0 | 0 | 0 | 0 | 0 | 0 | 0 | 0 | 0 | 0 | 0 | 0 | 0 | 0 | 0 | 0 | 0 | 0 | 0 | 0 | 0 | 0 | 0 | 0 | 0 | 0 | 0 | 0 | 0 | 0 | 0 | 0 | 0 | 0 | 0 | 3.8003
End of Period | 0 | 0 | 0.285 | 0.83366 | 1.3411 | 1.8106 | 2.2448 | 2.6464 | 3.0179 | 3.3616 | 3.7007 | 4.0398 | 4.379 | 4.7181 | 5.0572 | 5.3963 | 5.7354 | 6.0745 | 6.4137 | 6.7528 | 7.0919 | 7.431 | 7.6006 | 7.6006 | 7.6006 | 7.6006 | 7.6006 | 7.6006 | 7.6006 | 7.6006 | 7.6006 | 7.6006 | 7.6006 | 7.6006 | 7.6006 | 7.6006 | 7.6006 | 7.6006 | 7.6006 | 7.6006 | 7.6006 | 7.6006 | 7.6006 | 7.6006 | 7.6006 | 7.6006 | 7.6006 | 7.6006 | 7.6006 | 7.6006 | 7.6006 | 7.6006 | 7.6006 | 7.6006 | 7.6006 | 7.6006 | 7.6006 | 7.6006 | 7.6006 | 7.6006 | 7.6006 | 7.6006 | 7.6006
Average | 0 | 0 | 0.1425 | 0.55933 | 1.0874 | 1.5758 | 2.0277 | 2.4456 | 2.8322 | 3.1898 | 3.5312 | 3.8703 | 4.2094 | 4.5485 | 4.8876 | 5.2267 | 5.5659 | 5.905 | 6.2441 | 6.5832 | 6.9223 | 7.2614 | 7.5158 | 7.6006 | 7.6006 | 7.6006 | 7.6006 | 7.6006 | 7.6006 | 7.6006 | 7.6006 | 7.6006 | 7.6006 | 7.6006 | 7.6006 | 7.6006 | 7.6006 | 7.6006 | 7.6006 | 7.6006 | 7.6006 | 7.6006 | 7.6006 | 7.6006 | 7.6006 | 7.6006 | 7.6006 | 7.6006 | 7.6006 | 7.6006 | 7.6006 | 7.6006 | 7.6006 | 7.6006 | 7.6006 | 7.6006 | 7.6006 | 7.6006 | 7.6006 | 7.6006 | 7.6006 | 7.6006 | 7.6006
Book Depreciation with COR
Beginning of Period | 0 | 0 | 0 | 0.074101 | 0.1482 | 0.2223 | 0.2964 | 0.3705 | 0.44461 | 0.51871 | 0.59281 | 0.66691 | 0.74101 | 0.81511 | 0.88921 | 0.96331 | 1.0374 | 1.1115 | 1.1856 | 1.2597 | 1.3338 | 1.4079 | 1.482 | 1.5561 | 1.6302 | 1.7043 | 1.7784 | 1.8525 | 1.9266 | 2.0007 | 2.0748 | 2.1489 | 2.223 | 2.2971 | 2.3712 | 2.4453 | 2.5194 | 2.5935 | 2.6676 | 2.7417 | 2.8158 | 2.8899 | 2.964 | 3.0381 | 3.1122 | 3.1863 | 3.2604 | 3.3345 | 3.4086 | 3.4827 | 3.5568 | 3.6309 | 0 | 0 | 0 | 0 | 0 | 0 | 0 | 0 | 0 | 0 | 0
Activity | 0 | 0 | 0.074101 | 0.074101 | 0.074101 | 0.074101 | 0.074101 | 0.074101 | 0.074101 | 0.074101 | 0.074101 | 0.074101 | 0.074101 | 0.074101 | 0.074101 | 0.074101 | 0.074101 | 0.074101 | 0.074101 | 0.074101 | 0.074101 | 0.074101 | 0.074101 | 0.074101 | 0.074101 | 0.074101 | 0.074101 | 0.074101 | 0.074101 | 0.074101 | 0.074101 | 0.074101 | 0.074101 | 0.074101 | 0.074101 | 0.074101 | 0.074101 | 0.074101 | 0.074101 | 0.074101 | 0.074101 | 0.074101 | 0.074101 | 0.074101 | 0.074101 | 0.074101 | 0.074101 | 0.074101 | 0.074101 | 0.074101 | 0.074101 | 0.074101 | 0 | 0 | 0 | 0 | 0 | 0 | 0 | 0 | 0 | 0 | 0 | 3.705
Book Depreciation Related to Retired PIS | [49 empty] | 0 | 0 | -3.705 | 0 | 0 | 0 | 0 | 0 | 0 | 0 | 0 | 0 | 0 |  | -3.705
End of Period | 0 | 0 | 0.074101 | 0.1482 | 0.2223 | 0.2964 | 0.3705 | 0.44461 | 0.51871 | 0.59281 | 0.66691 | 0.74101 | 0.81511 | 0.88921 | 0.96331 | 1.0374 | 1.1115 | 1.1856 | 1.2597 | 1.3338 | 1.4079 | 1.482 | 1.5561 | 1.6302 | 1.7043 | 1.7784 | 1.8525 | 1.9266 | 2.0007 | 2.0748 | 2.1489 | 2.223 | 2.2971 | 2.3712 | 2.4453 | 2.5194 | 2.5935 | 2.6676 | 2.7417 | 2.8158 | 2.8899 | 2.964 | 3.0381 | 3.1122 | 3.1863 | 3.2604 | 3.3345 | 3.4086 | 3.4827 | 3.5568 | 3.6309 | 0 | 0 | 0 | 0 | 0 | 0 | 0 | 0 | 0 | 0 | 0 | 0
Average | 0 | 0 | 0.03705 | 0.11115 | 0.18525 | 0.25935 | 0.33345 | 0.40756 | 0.48166 | 0.55576 | 0.62986 | 0.70396 | 0.77806 | 0.85216 | 0.92626 | 1.0004 | 1.0745 | 1.1486 | 1.2227 | 1.2968 | 1.3709 | 1.445 | 1.5191 | 1.5932 | 1.6673 | 1.7414 | 1.8155 | 1.8896 | 1.9637 | 2.0378 | 2.1119 | 2.186 | 2.2601 | 2.3342 | 2.4083 | 2.4824 | 2.5565 | 2.6306 | 2.7047 | 2.7788 | 2.8529 | 2.927 | 3.0011 | 3.0752 | 3.1493 | 3.2234 | 3.2975 | 3.3716 | 3.4457 | 3.5198 | 3.5939 | 1.8155 | 0 | 0 | 0 | 0 | 0 | 0 | 0 | 0 | 0 | 0 | 0
Federal Deferred Tax Balance, Net of Tax
Beginning of Period | 0 | 0 | 0 | 0.023275 | 0.092689 | 0.15489 | 0.21045 | 0.25983 | 0.30352 | 0.34193 | 0.37548 | 0.40822 | 0.44097 | 0.47371 | 0.50646 | 0.5392 | 0.57195 | 0.60469 | 0.63744 | 0.67018 | 0.70293 | 0.73567 | 0.76842 | 0.77149 | 0.74489 | 0.71829 | 0.69169 | 0.66509 | 0.63849 | 0.61189 | 0.58529 | 0.55869 | 0.53209 | 0.50549 | 0.47889 | 0.45229 | 0.42569 | 0.39909 | 0.37248 | 0.34588 | 0.31928 | 0.29268 | 0.26608 | 0.23948 | 0.21288 | 0.18628 | 0.15968 | 0.13308 | 0.10648 | 0.079881 | 0.053281 | 0.02668 | 7.9801e-05 | 7.9801e-05 | 7.9801e-05 | 7.9801e-05 | 7.9801e-05 | 7.9801e-05 | 7.9801e-05 | 7.9801e-05 | 7.9801e-05 | 7.9801e-05 | 7.9801e-05
Activity | 0 | 0 | 0.023275 | 0.069414 | 0.062205 | 0.055555 | 0.049384 | 0.043691 | 0.038411 | 0.033543 | 0.032745 | 0.032745 | 0.032745 | 0.032745 | 0.032745 | 0.032745 | 0.032745 | 0.032745 | 0.032745 | 0.032745 | 0.032745 | 0.032745 | 0.0030723 | -0.0266 | -0.0266 | -0.0266 | -0.0266 | -0.0266 | -0.0266 | -0.0266 | -0.0266 | -0.0266 | -0.0266 | -0.0266 | -0.0266 | -0.0266 | -0.0266 | -0.0266 | -0.0266 | -0.0266 | -0.0266 | -0.0266 | -0.0266 | -0.0266 | -0.0266 | -0.0266 | -0.0266 | -0.0266 | -0.0266 | -0.0266 | -0.0266 | -0.0266 | 0 | 0 | 0 | 0 | 0 | 0 | 0 | 0 | 0 | 0 | 0 | 7.9801e-05
End of Period | 0 | 0 | 0.023275 | 0.092689 | 0.15489 | 0.21045 | 0.25983 | 0.30352 | 0.34193 | 0.37548 | 0.40822 | 0.44097 | 0.47371 | 0.50646 | 0.5392 | 0.57195 | 0.60469 | 0.63744 | 0.67018 | 0.70293 | 0.73567 | 0.76842 | 0.77149 | 0.74489 | 0.71829 | 0.69169 | 0.66509 | 0.63849 | 0.61189 | 0.58529 | 0.55869 | 0.53209 | 0.50549 | 0.47889 | 0.45229 | 0.42569 | 0.39909 | 0.37248 | 0.34588 | 0.31928 | 0.29268 | 0.26608 | 0.23948 | 0.21288 | 0.18628 | 0.15968 | 0.13308 | 0.10648 | 0.079881 | 0.053281 | 0.02668 | 7.9801e-05 | 7.9801e-05 | 7.9801e-05 | 7.9801e-05 | 7.9801e-05 | 7.9801e-05 | 7.9801e-05 | 7.9801e-05 | 7.9801e-05 | 7.9801e-05 | 7.9801e-05 | 7.9801e-05
Average | 0 | 0 | 0.011638 | 0.057982 | 0.12379 | 0.18267 | 0.23514 | 0.28168 | 0.32273 | 0.35871 | 0.39185 | 0.42459 | 0.45734 | 0.49009 | 0.52283 | 0.55558 | 0.58832 | 0.62107 | 0.65381 | 0.68656 | 0.7193 | 0.75205 | 0.76995 | 0.75819 | 0.73159 | 0.70499 | 0.67839 | 0.65179 | 0.62519 | 0.59859 | 0.57199 | 0.54539 | 0.51879 | 0.49219 | 0.46559 | 0.43899 | 0.41239 | 0.38578 | 0.35918 | 0.33258 | 0.30598 | 0.27938 | 0.25278 | 0.22618 | 0.19958 | 0.17298 | 0.14638 | 0.11978 | 0.093181 | 0.066581 | 0.03998 | 0.01338 | 7.9801e-05 | 7.9801e-05 | 7.9801e-05 | 7.9801e-05 | 7.9801e-05 | 7.9801e-05 | 7.9801e-05 | 7.9801e-05 | 7.9801e-05 | 7.9801e-05 | 7.9801e-05
State Deferred Tax Balance
Beginning of Period | 0 | 0 | 0 | 0.0043226 | 0.017214 | 0.028766 | 0.039083 | 0.048255 | 0.056369 | 0.063502 | 0.069732 | 0.075813 | 0.081894 | 0.087975 | 0.094056 | 0.10014 | 0.10622 | 0.1123 | 0.11838 | 0.12446 | 0.13054 | 0.13662 | 0.14271 | 0.14328 | 0.13834 | 0.1334 | 0.12846 | 0.12352 | 0.11858 | 0.11364 | 0.1087 | 0.10376 | 0.098816 | 0.093876 | 0.088936 | 0.083996 | 0.079056 | 0.074116 | 0.069176 | 0.064236 | 0.059296 | 0.054356 | 0.049415 | 0.044475 | 0.039535 | 0.034595 | 0.029655 | 0.024715 | 0.019775 | 0.014835 | 0.009895 | 0.0049549 | 1.482e-05 | 1.482e-05 | 1.482e-05 | 1.482e-05 | 1.482e-05 | 1.482e-05 | 1.482e-05 | 1.482e-05 | 1.482e-05 | 1.482e-05 | 1.482e-05
Activity | 0 | 0 | 0.0043226 | 0.012891 | 0.011552 | 0.010317 | 0.0091712 | 0.0081141 | 0.0071335 | 0.0062294 | 0.0060812 | 0.0060812 | 0.0060812 | 0.0060812 | 0.0060812 | 0.0060812 | 0.0060812 | 0.0060812 | 0.0060812 | 0.0060812 | 0.0060812 | 0.0060812 | 0.00057058 | -0.0049401 | -0.0049401 | -0.0049401 | -0.0049401 | -0.0049401 | -0.0049401 | -0.0049401 | -0.0049401 | -0.0049401 | -0.0049401 | -0.0049401 | -0.0049401 | -0.0049401 | -0.0049401 | -0.0049401 | -0.0049401 | -0.0049401 | -0.0049401 | -0.0049401 | -0.0049401 | -0.0049401 | -0.0049401 | -0.0049401 | -0.0049401 | -0.0049401 | -0.0049401 | -0.0049401 | -0.0049401 | -0.0049401 | 0 | 0 | 0 | 0 | 0 | 0 | 0 | 0 | 0 | 0 | 0 | 1.482e-05
End of Period | 0 | 0 | 0.0043226 | 0.017214 | 0.028766 | 0.039083 | 0.048255 | 0.056369 | 0.063502 | 0.069732 | 0.075813 | 0.081894 | 0.087975 | 0.094056 | 0.10014 | 0.10622 | 0.1123 | 0.11838 | 0.12446 | 0.13054 | 0.13662 | 0.14271 | 0.14328 | 0.13834 | 0.1334 | 0.12846 | 0.12352 | 0.11858 | 0.11364 | 0.1087 | 0.10376 | 0.098816 | 0.093876 | 0.088936 | 0.083996 | 0.079056 | 0.074116 | 0.069176 | 0.064236 | 0.059296 | 0.054356 | 0.049415 | 0.044475 | 0.039535 | 0.034595 | 0.029655 | 0.024715 | 0.019775 | 0.014835 | 0.009895 | 0.0049549 | 1.482e-05 | 1.482e-05 | 1.482e-05 | 1.482e-05 | 1.482e-05 | 1.482e-05 | 1.482e-05 | 1.482e-05 | 1.482e-05 | 1.482e-05 | 1.482e-05 | 1.482e-05
Average | 0 | 0 | 0.0021613 | 0.010768 | 0.02299 | 0.033925 | 0.043669 | 0.052312 | 0.059935 | 0.066617 | 0.072772 | 0.078853 | 0.084935 | 0.091016 | 0.097097 | 0.10318 | 0.10926 | 0.11534 | 0.12142 | 0.1275 | 0.13358 | 0.13967 | 0.14299 | 0.14081 | 0.13587 | 0.13093 | 0.12599 | 0.12105 | 0.11611 | 0.11117 | 0.10623 | 0.10129 | 0.096346 | 0.091406 | 0.086466 | 0.081526 | 0.076586 | 0.071646 | 0.066706 | 0.061766 | 0.056826 | 0.051886 | 0.046945 | 0.042005 | 0.037065 | 0.032125 | 0.027185 | 0.022245 | 0.017305 | 0.012365 | 0.0074249 | 0.0024849 | 1.482e-05 | 1.482e-05 | 1.482e-05 | 1.482e-05 | 1.482e-05 | 1.482e-05 | 1.482e-05 | 1.482e-05 | 1.482e-05 | 1.482e-05 | 1.482e-05
Net Rate Base - Average | 0 | 0 | 1.8492 | 3.6201 | 3.468 | 3.3241 | 3.1878 | 3.0585 | 2.9357 | 2.819 | 2.7056 | 2.5926 | 2.4797 | 2.3668 | 2.2539 | 2.1409 | 2.028 | 1.9151 | 1.8022 | 1.6892 | 1.5763 | 1.4634 | 1.368 | 1.3079 | 1.2653 | 1.2228 | 1.1802 | 1.1376 | 1.0951 | 1.0525 | 1.01 | 0.9674 | 0.92484 | 0.88228 | 0.83972 | 0.79716 | 0.7546 | 0.71203 | 0.66947 | 0.62691 | 0.58435 | 0.54179 | 0.49923 | 0.45667 | 0.41411 | 0.37155 | 0.32899 | 0.28643 | 0.24387 | 0.20131 | 0.15875 | 0.068686 | -9.4621e-05 | -9.4621e-05 | -9.4621e-05 | -9.4621e-05 | -9.4621e-05 | -9.4621e-05 | -9.4621e-05 | -9.4621e-05 | -9.4621e-05 | -9.4621e-05 | -9.4621e-05
EXPENSES
Income Tax - Removal Cost | 0 | 0 | -0.0012826 | -0.0012826 | -0.0012826 | -0.0012826 | -0.0012826 | -0.0012826 | -0.0012826 | -0.0012826 | -0.0012826 | -0.0012826 | -0.0012826 | -0.0012826 | -0.0012826 | -0.0012826 | -0.0012826 | -0.0012826 | -0.0012826 | -0.0012826 | -0.0012826 | -0.0012826 | -0.0012826 | -0.0012826 | -0.0012826 | -0.0012826 | -0.0012826 | -0.0012826 | -0.0012826 | -0.0012826 | -0.0012826 | -0.0012826 | -0.0012826 | -0.0012826 | -0.0012826 | -0.0012826 | -0.0012826 | -0.0012826 | -0.0012826 | -0.0012826 | -0.0012826 | -0.0012826 | -0.0012826 | -0.0012826 | -0.0012826 | -0.0012826 | -0.0012826 | -0.0012826 | -0.0012826 | -0.0012826 | -0.0012826 | -0.0012826 | 0 | 0 | 0 | 0 | 0 | 0 | 0 | 0 | 0 | 0 | 0 | -0.06413
Book Depreciation | 0 | 0 | 0.074101 | 0.074101 | 0.074101 | 0.074101 | 0.074101 | 0.074101 | 0.074101 | 0.074101 | 0.074101 | 0.074101 | 0.074101 | 0.074101 | 0.074101 | 0.074101 | 0.074101 | 0.074101 | 0.074101 | 0.074101 | 0.074101 | 0.074101 | 0.074101 | 0.074101 | 0.074101 | 0.074101 | 0.074101 | 0.074101 | 0.074101 | 0.074101 | 0.074101 | 0.074101 | 0.074101 | 0.074101 | 0.074101 | 0.074101 | 0.074101 | 0.074101 | 0.074101 | 0.074101 | 0.074101 | 0.074101 | 0.074101 | 0.074101 | 0.074101 | 0.074101 | 0.074101 | 0.074101 | 0.074101 | 0.074101 | 0.074101 | 0.074101 | 0 | 0 | 0 | 0 | 0 | 0 | 0 | 0 | 0 | 0 | 0 | 3.705
Property Taxes | 0 | 0 | 0.19 | 0.19 | 0.19 | 0.19 | 0.19 | 0.19 | 0.19 | 0.19 | 0.19 | 0.19 | 0.19 | 0.19 | 0.19 | 0.19 | 0.19 | 0.19 | 0.19 | 0.19 | 0.19 | 0.19 | 0.19 | 0.19 | 0.19 | 0.19 | 0.19 | 0.19 | 0.19 | 0.19 | 0.19 | 0.19 | 0.19 | 0.19 | 0.19 | 0.19 | 0.19 | 0.19 | 0.19 | 0.19 | 0.19 | 0.19 | 0.19 | 0.19 | 0.19 | 0.19 | 0.19 | 0.19 | 0.19 | 0.19 | 0.19 | 0 | 0 | 0 | 0 | 0 | 0 | 0 | 0 | 0 | 0 | 0 | 0 | 9.3101
Total Expenses | 0 | 0 | 0.26282 | 0.26282 | 0.26282 | 0.26282 | 0.26282 | 0.26282 | 0.26282 | 0.26282 | 0.26282 | 0.26282 | 0.26282 | 0.26282 | 0.26282 | 0.26282 | 0.26282 | 0.26282 | 0.26282 | 0.26282 | 0.26282 | 0.26282 | 0.26282 | 0.26282 | 0.26282 | 0.26282 | 0.26282 | 0.26282 | 0.26282 | 0.26282 | 0.26282 | 0.26282 | 0.26282 | 0.26282 | 0.26282 | 0.26282 | 0.26282 | 0.26282 | 0.26282 | 0.26282 | 0.26282 | 0.26282 | 0.26282 | 0.26282 | 0.26282 | 0.26282 | 0.26282 | 0.26282 | 0.26282 | 0.26282 | 0.26282 | 0.072818 | 0 | 0 | 0 | 0 | 0 | 0 | 0 | 0 | 0 | 0 | 0 | 12.951
REVENUE REQUIREMENT
Net Rate Base | 0 | 0 | 1.8492 | 3.6201 | 3.468 | 3.3241 | 3.1878 | 3.0585 | 2.9357 | 2.819 | 2.7056 | 2.5926 | 2.4797 | 2.3668 | 2.2539 | 2.1409 | 2.028 | 1.9151 | 1.8022 | 1.6892 | 1.5763 | 1.4634 | 1.368 | 1.3079 | 1.2653 | 1.2228 | 1.1802 | 1.1376 | 1.0951 | 1.0525 | 1.01 | 0.9674 | 0.92484 | 0.88228 | 0.83972 | 0.79716 | 0.7546 | 0.71203 | 0.66947 | 0.62691 | 0.58435 | 0.54179 | 0.49923 | 0.45667 | 0.41411 | 0.37155 | 0.32899 | 0.28643 | 0.24387 | 0.20131 | 0.15875 | 0.068686 | -9.4621e-05 | -9.4621e-05 | -9.4621e-05 | -9.4621e-05 | -9.4621e-05 | -9.4621e-05 | -9.4621e-05 | -9.4621e-05 | -9.4621e-05 | -9.4621e-05 | -9.4621e-05 | 71.2446
ROR | 9.98% | 9.98% | 9.7% | 9.7% | 9.7% | 9.7% | 9.7% | 9.7% | 9.7% | 9.7% | 9.7% | 9.7% | 9.7% | 9.7% | 9.7% | 9.7% | 9.7% | 9.7% | 9.7% | 9.7% | 9.7% | 9.7% | 9.7% | 9.7% | 9.7% | 9.7% | 9.7% | 9.7% | 9.7% | 9.7% | 9.7% | 9.7% | 9.7% | 9.7% | 9.7% | 9.7% | 9.7% | 9.7% | 9.7% | 9.7% | 9.7% | 9.7% | 9.7% | 9.7% | 9.7% | 9.7% | 9.7% | 9.7% | 9.7% | 9.7% | 9.7% | 9.7% | 9.7% | 9.7% | 9.7% | 9.7% | 9.7% | 9.7% | 9.7% | 9.7% | 9.7% | 9.7% | 9.7%
Earnings Base | 0 | 0 | 0.17937 | 0.35115 | 0.3364 | 0.32244 | 0.30922 | 0.29668 | 0.28477 | 0.27344 | 0.26244 | 0.25149 | 0.24053 | 0.22958 | 0.21862 | 0.20767 | 0.19672 | 0.18576 | 0.17481 | 0.16385 | 0.1529 | 0.14195 | 0.1327 | 0.12686 | 0.12274 | 0.11861 | 0.11448 | 0.11035 | 0.10622 | 0.10209 | 0.097966 | 0.093838 | 0.089709 | 0.085581 | 0.081453 | 0.077324 | 0.073196 | 0.069067 | 0.064939 | 0.060811 | 0.056682 | 0.052554 | 0.048426 | 0.044297 | 0.040169 | 0.03604 | 0.031912 | 0.027784 | 0.023655 | 0.019527 | 0.015399 | 0.0066626 | -9.1783e-06 | -9.1783e-06 | -9.1783e-06 | -9.1783e-06 | -9.1783e-06 | -9.1783e-06 | -9.1783e-06 | -9.1783e-06 | -9.1783e-06 | -9.1783e-06 | -9.1783e-06
Earnings - Expense | 0 | 0 | 0.26282 | 0.26282 | 0.26282 | 0.26282 | 0.26282 | 0.26282 | 0.26282 | 0.26282 | 0.26282 | 0.26282 | 0.26282 | 0.26282 | 0.26282 | 0.26282 | 0.26282 | 0.26282 | 0.26282 | 0.26282 | 0.26282 | 0.26282 | 0.26282 | 0.26282 | 0.26282 | 0.26282 | 0.26282 | 0.26282 | 0.26282 | 0.26282 | 0.26282 | 0.26282 | 0.26282 | 0.26282 | 0.26282 | 0.26282 | 0.26282 | 0.26282 | 0.26282 | 0.26282 | 0.26282 | 0.26282 | 0.26282 | 0.26282 | 0.26282 | 0.26282 | 0.26282 | 0.26282 | 0.26282 | 0.26282 | 0.26282 | 0.072818 | 0 | 0 | 0 | 0 | 0 | 0 | 0 | 0 | 0 | 0 | 0 | 12.951
Total Earnings Effect | 0 | 0 | 0.44219 | 0.61398 | 0.59922 | 0.58526 | 0.57204 | 0.5595 | 0.54759 | 0.53626 | 0.52526 | 0.51431 | 0.50335 | 0.4924 | 0.48145 | 0.47049 | 0.45954 | 0.44858 | 0.43763 | 0.42668 | 0.41572 | 0.40477 | 0.39552 | 0.38969 | 0.38556 | 0.38143 | 0.3773 | 0.37317 | 0.36904 | 0.36492 | 0.36079 | 0.35666 | 0.35253 | 0.3484 | 0.34427 | 0.34015 | 0.33602 | 0.33189 | 0.32776 | 0.32363 | 0.3195 | 0.31537 | 0.31125 | 0.30712 | 0.30299 | 0.29886 | 0.29473 | 0.2906 | 0.28648 | 0.28235 | 0.27822 | 0.079481 | -9.1783e-06 | -9.1783e-06 | -9.1783e-06 | -9.1783e-06 | -9.1783e-06 | -9.1783e-06 | -9.1783e-06 | -9.1783e-06 | -9.1783e-06 | -9.1783e-06 | -9.1783e-06
Gross-Up Factor | 1.0354 | 1.0354 | 1.0354 | 1.0354 | 1.0354 | 1.0354 | 1.0354 | 1.0354 | 1.0354 | 1.0354 | 1.0354 | 1.0354 | 1.0354 | 1.0354 | 1.0354 | 1.0354 | 1.0354 | 1.0354 | 1.0354 | 1.0354 | 1.0354 | 1.0354 | 1.0354 | 1.0354 | 1.0354 | 1.0354 | 1.0354 | 1.0354 | 1.0354 | 1.0354 | 1.0354 | 1.0354 | 1.0354 | 1.0354 | 1.0354 | 1.0354 | 1.0354 | 1.0354 | 1.0354 | 1.0354 | 1.0354 | 1.0354 | 1.0354 | 1.0354 | 1.0354 | 1.0354 | 1.0354 | 1.0354 | 1.0354 | 1.0354 | 1.0354 | 1.0354 | 1.0354 | 1.0354 | 1.0354 | 1.0354 | 1.0354 | 1.0354 | 1.0354 | 1.0354 | 1.0354 | 1.0354 | 1.0354
Revenue requirement | 0 | 0 | 0.45783 | 0.63568 | 0.62041 | 0.60595 | 0.59226 | 0.57928 | 0.56695 | 0.55522 | 0.54383 | 0.53249 | 0.52115 | 0.50981 | 0.49847 | 0.48713 | 0.47579 | 0.46444 | 0.4531 | 0.44176 | 0.43042 | 0.41908 | 0.4095 | 0.40346 | 0.39919 | 0.39492 | 0.39064 | 0.38637 | 0.38209 | 0.37782 | 0.37354 | 0.36927 | 0.36499 | 0.36072 | 0.35645 | 0.35217 | 0.3479 | 0.34362 | 0.33935 | 0.33507 | 0.3308 | 0.32653 | 0.32225 | 0.31798 | 0.3137 | 0.30943 | 0.30515 | 0.30088 | 0.29661 | 0.29233 | 0.28806 | 0.082291 | -9.5028e-06 | -9.5028e-06 | -9.5028e-06 | -9.5028e-06 | -9.5028e-06 | -9.5028e-06 | -9.5028e-06 | -9.5028e-06 | -9.5028e-06 | -9.5028e-06 | -9.5028e-06 | 20.564
Depreciation Calculations
Tax Depreciation - Federal
Cost of new equipment in service basis | 0 | 0 | 3.8001 | 0 | 0 | 0 | 0 | 0 | 0 | 0 | 0 | 0 | 0 | 0 | 0 | 0 | 0 | 0 | 0 | 0 | 0 | 0 | 0 | 0 | 0 | 0 | 0 | 0 | 0 | 0 | 0 | 0 | 0 | 0 | 0 | 0 | 0 | 0 | 0 | 0 | 0 | 0 | 0 | 0 | 0 | 0 | 0 | 0 | 0 | 0 | 0 | -3.8001 | 0 | 0 | 0 | 0 | 0 | 0 | 0 | 0 | 0
Bonus Depreciation (N/A) | 0 | 0 | 0 | 0 | 0 | 0 | 0 | 0 | 0 | 0 | 0 | 0 | 0 | 0 | 0 | 0 | 0 | 0 | 0 | 0 | 0 | 0 | 0 | 0 | 0 | 0 | 0 | 0 | 0 | 0 | 0 | 0 | 0 | 0 | 0 | 0 | 0 | 0 | 0 | 0 | 0 | 0 | 0 | 0 | 0 | 0 | 0 | 0 | 0 | 0 | 0 | 0 | 0 | 0 | 0 | 0 | 0 | 0 | 0 | 0 | 0
Regular Depreciation basis (Cumulative) | 0 | 0 | 3.8001 | 3.8001 | 3.8001 | 3.8001 | 3.8001 | 3.8001 | 3.8001 | 3.8001 | 3.8001 | 3.8001 | 3.8001 | 3.8001 | 3.8001 | 3.8001 | 3.8001 | 3.8001 | 3.8001 | 3.8001 | 3.8001 | 3.8001 | 3.8001 | 3.8001 | 3.8001 | 3.8001 | 3.8001 | 3.8001 | 3.8001 | 3.8001 | 3.8001 | 3.8001 | 3.8001 | 3.8001 | 3.8001 | 3.8001 | 3.8001 | 3.8001 | 3.8001 | 3.8001 | 3.8001 | 3.8001 | 3.8001 | 3.8001 | 3.8001 | 3.8001 | 3.8001 | 3.8001 | 3.8001 | 3.8001 | 3.8001 | 0 | 0 | 0 | 0 | 0 | 0 | 0 | 0 | 0 | 0 | 0 | 0
RegularDepreciation |  |  | 0.1425 | 0.27433 | 0.25373 | 0.23473 | 0.2171 | 0.20083 | 0.18575 | 0.17184 | 0.16956 | 0.16956 | 0.16956 | 0.16956 | 0.16956 | 0.16956 | 0.16956 | 0.16956 | 0.16956 | 0.16956 | 0.16956 | 0.16956 | 0.084779 | [40 empty] | 3.8003
Total Depreciation for year | 0 | 0 | 0.1425 | 0.27433 | 0.25373 | 0.23473 | 0.2171 | 0.20083 | 0.18575 | 0.17184 | 0.16956 | 0.16956 | 0.16956 | 0.16956 | 0.16956 | 0.16956 | 0.16956 | 0.16956 | 0.16956 | 0.16956 | 0.16956 | 0.16956 | 0.084779 | 0 | 0 | 0 | 0 | 0 | 0 | 0 | 0 | 0 | 0 | 0 | 0 | 0 | 0 | 0 | 0 | 0 | 0 | 0 | 0 | 0 | 0 | 0 | 0 | 0 | 0 | 0 | 0 | 0 | 0 | 0 | 0 | 0 | 0 | 0 | 0 | 0 | 0
Tax Depreciation - State
Cost of new equipment in service basis | 0 | 0 | 3.8001 | 0 | 0 | 0 | 0 | 0 | 0 | 0 | 0 | 0 | 0 | 0 | 0 | 0 | 0 | 0 | 0 | 0 | 0 | 0 | 0 | 0 | 0 | 0 | 0 | 0 | 0 | 0 | 0 | 0 | 0 | 0 | 0 | 0 | 0 | 0 | 0 | 0 | 0 | 0 | 0 | 0 | 0 | 0 | 0 | 0 | 0 | 0 | 0 | -3.8001 | 0 | 0 | 0 | 0 | 0 | 0 | 0 | 0 | 0 | 0 | 0
Bonus Depreciation (N/A) | 0 | 0 | 0 | 0 | 0 | 0 | 0 | 0 | 0 | 0 | 0 | 0 | 0 | 0 | 0 | 0 | 0 | 0 | 0 | 0 | 0 | 0 | 0 | 0 | 0 | 0 | 0 | 0 | 0 | 0 | 0 | 0 | 0 | 0 | 0 | 0 | 0 | 0 | 0 | 0 | 0 | 0 | 0 | 0 | 0 | 0 | 0 | 0 | 0 | 0 | 0 | 0 | 0 | 0 | 0 | 0 | 0 | 0 | 0 | 0 | 0 | 0 | 0
Regular Depreciation basis (Cumulative) | 0 | 0 | 3.8001 | 3.8001 | 3.8001 | 3.8001 | 3.8001 | 3.8001 | 3.8001 | 3.8001 | 3.8001 | 3.8001 | 3.8001 | 3.8001 | 3.8001 | 3.8001 | 3.8001 | 3.8001 | 3.8001 | 3.8001 | 3.8001 | 3.8001 | 3.8001 | 3.8001 | 3.8001 | 3.8001 | 3.8001 | 3.8001 | 3.8001 | 3.8001 | 3.8001 | 3.8001 | 3.8001 | 3.8001 | 3.8001 | 3.8001 | 3.8001 | 3.8001 | 3.8001 | 3.8001 | 3.8001 | 3.8001 | 3.8001 | 3.8001 | 3.8001 | 3.8001 | 3.8001 | 3.8001 | 3.8001 | 3.8001 | 3.8001 | 0 | 0 | 0 | 0 | 0 | 0 | 0 | 0 | 0 | 0 | 0 | 0
RegularDepreciation | 0 | 0 | 0.1425 | 0.27433 | 0.25373 | 0.23473 | 0.2171 | 0.20083 | 0.18575 | 0.17184 | 0.16956 | 0.16956 | 0.16956 | 0.16956 | 0.16956 | 0.16956 | 0.16956 | 0.16956 | 0.16956 | 0.16956 | 0.16956 | 0.16956 | 0.084779 | 0 | 0 | 0 | 0 | 0 | 0 | 0 | 0 | 0 | 0 | 0 | 0 | 0 | 0 | 0 | 0 | 0 | 0 | 0 | 0 | 0 | 0 | 0 | 0 | 0 | 0 | 0 | 0 | 0 | 0 | 0 | 0 | 0 | 0 | 0 | 0 | 0 | 0 | 0 | 0 | 3.8003
Total Depreciation for year | 0 | 0 | 0.1425 | 0.27433 | 0.25373 | 0.23473 | 0.2171 | 0.20083 | 0.18575 | 0.17184 | 0.16956 | 0.16956 | 0.16956 | 0.16956 | 0.16956 | 0.16956 | 0.16956 | 0.16956 | 0.16956 | 0.16956 | 0.16956 | 0.16956 | 0.084779 | 0 | 0 | 0 | 0 | 0 | 0 | 0 | 0 | 0 | 0 | 0 | 0 | 0 | 0 | 0 | 0 | 0 | 0 | 0 | 0 | 0 | 0 | 0 | 0 | 0 | 0 | 0 | 0 | 0 | 0 | 0 | 0 | 0 | 0 | 0 | 0 | 0 | 0 | 0 | 0
Book Depreciation with COR
2014 | 0 | 0 | 0 | 0 | 0 | 0 | 0 | 0 | 0 | 0 | 0 | 0 | 0 | 0 | 0 | 0 | 0 | 0 | 0 | 0 | 0 | 0 | 0 | 0 | 0 | 0 | 0 | 0 | 0 | 0 | 0 | 0 | 0 | 0 | 0 | 0 | 0 | 0 | 0 | 0 | 0 | 0 | 0 | 0 | 0 | 0 | 0 | 0 | 0 | 0 | [13 empty] | 0
2015 |  | 0 | 0 | 0 | 0 | 0 | 0 | 0 | 0 | 0 | 0 | 0 | 0 | 0 | 0 | 0 | 0 | 0 | 0 | 0 | 0 | 0 | 0 | 0 | 0 | 0 | 0 | 0 | 0 | 0 | 0 | 0 | 0 | 0 | 0 | 0 | 0 | 0 | 0 | 0 | 0 | 0 | 0 | 0 | 0 | 0 | 0 | 0 | 0 | 0 | 0 | [12 empty] | 0 | check - total PIS
2016 |  |  | 0.074101 | 0.074101 | 0.074101 | 0.074101 | 0.074101 | 0.074101 | 0.074101 | 0.074101 | 0.074101 | 0.074101 | 0.074101 | 0.074101 | 0.074101 | 0.074101 | 0.074101 | 0.074101 | 0.074101 | 0.074101 | 0.074101 | 0.074101 | 0.074101 | 0.074101 | 0.074101 | 0.074101 | 0.074101 | 0.074101 | 0.074101 | 0.074101 | 0.074101 | 0.074101 | 0.074101 | 0.074101 | 0.074101 | 0.074101 | 0.074101 | 0.074101 | 0.074101 | 0.074101 | 0.074101 | 0.074101 | 0.074101 | 0.074101 | 0.074101 | 0.074101 | 0.074101 | 0.074101 | 0.074101 | 0.074101 | 0.074101 | 0.074101 | [11 empty] | 3.705 | 3.8001
2017 |  |  |  | 0 | 0 | 0 | 0 | 0 | 0 | 0 | 0 | 0 | 0 | 0 | 0 | 0 | 0 | 0 | 0 | 0 | 0 | 0 | 0 | 0 | 0 | 0 | 0 | 0 | 0 | 0 | 0 | 0 | 0 | 0 | 0 | 0 | 0 | 0 | 0 | 0 | 0 | 0 | 0 | 0 | 0 | 0 | 0 | 0 | 0 | 0 | 0 | 0 | 0 | [10 empty] | 0 | 0
2018 |  |  |  |  | 0 | 0 | 0 | 0 | 0 | 0 | 0 | 0 | 0 | 0 | 0 | 0 | 0 | 0 | 0 | 0 | 0 | 0 | 0 | 0 | 0 | 0 | 0 | 0 | 0 | 0 | 0 | 0 | 0 | 0 | 0 | 0 | 0 | 0 | 0 | 0 | 0 | 0 | 0 | 0 | 0 | 0 | 0 | 0 | 0 | 0 | 0 | 0 | 0 | 0 | [9 empty] | 0
2019 | [5 empty] | 0 | 0 | 0 | 0 | 0 | 0 | 0 | 0 | 0 | 0 | 0 | 0 | 0 | 0 | 0 | 0 | 0 | 0 | 0 | 0 | 0 | 0 | 0 | 0 | 0 | 0 | 0 | 0 | 0 | 0 | 0 | 0 | 0 | 0 | 0 | 0 | 0 | 0 | 0 | 0 | 0 | 0 | 0 | 0 | 0 | 0 | 0 | 0 | 0 | 0 | [8 empty] | 0 | 0
2020 | [6 empty] | 0 | 0 | 0 | 0 | 0 | 0 | 0 | 0 | 0 | 0 | 0 | 0 | 0 | 0 | 0 | 0 | 0 | 0 | 0 | 0 | 0 | 0 | 0 | 0 | 0 | 0 | 0 | 0 | 0 | 0 | 0 | 0 | 0 | 0 | 0 | 0 | 0 | 0 | 0 | 0 | 0 | 0 | 0 | 0 | 0 | 0 | 0 | 0 | 0 | 0 | [7 empty] | 0
2021 | [7 empty] | 0 | 0 | 0 | 0 | 0 | 0 | 0 | 0 | 0 | 0 | 0 | 0 | 0 | 0 | 0 | 0 | 0 | 0 | 0 | 0 | 0 | 0 | 0 | 0 | 0 | 0 | 0 | 0 | 0 | 0 | 0 | 0 | 0 | 0 | 0 | 0 | 0 | 0 | 0 | 0 | 0 | 0 | 0 | 0 | 0 | 0 | 0 | 0 | 0 | 0 | [6 empty] | 0
2022 | [8 empty] | 0 | 0 | 0 | 0 | 0 | 0 | 0 | 0 | 0 | 0 | 0 | 0 | 0 | 0 | 0 | 0 | 0 | 0 | 0 | 0 | 0 | 0 | 0 | 0 | 0 | 0 | 0 | 0 | 0 | 0 | 0 | 0 | 0 | 0 | 0 | 0 | 0 | 0 | 0 | 0 | 0 | 0 | 0 | 0 | 0 | 0 | 0 | 0 | 0 | 0 | [5 empty] | 0
2023 | [9 empty] | 0 | 0 | 0 | 0 | 0 | 0 | 0 | 0 | 0 | 0 | 0 | 0 | 0 | 0 | 0 | 0 | 0 | 0 | 0 | 0 | 0 | 0 | 0 | 0 | 0 | 0 | 0 | 0 | 0 | 0 | 0 | 0 | 0 | 0 | 0 | 0 | 0 | 0 | 0 | 0 | 0 | 0 | 0 | 0 | 0 | 0 | 0 | 0 | 0 | 0 |  |  |  |  | 0
2024 | [10 empty] | 0 | 0 | 0 | 0 | 0 | 0 | 0 | 0 | 0 | 0 | 0 | 0 | 0 | 0 | 0 | 0 | 0 | 0 | 0 | 0 | 0 | 0 | 0 | 0 | 0 | 0 | 0 | 0 | 0 | 0 | 0 | 0 | 0 | 0 | 0 | 0 | 0 | 0 | 0 | 0 | 0 | 0 | 0 | 0 | 0 | 0 | 0 | 0 | 0 | 0 |  |  |  | 0 | 0
2025 | [11 empty] | 0 | 0 | 0 | 0 | 0 | 0 | 0 | 0 | 0 | 0 | 0 | 0 | 0 | 0 | 0 | 0 | 0 | 0 | 0 | 0 | 0 | 0 | 0 | 0 | 0 | 0 | 0 | 0 | 0 | 0 | 0 | 0 | 0 | 0 | 0 | 0 | 0 | 0 | 0 | 0 | 0 | 0 | 0 | 0 | 0 | 0 | 0 | 0 | 0 | 0 |  |  | 0
2026 | [12 empty] | 0 | 0 | 0 | 0 | 0 | 0 | 0 | 0 | 0 | 0 | 0 | 0 | 0 | 0 | 0 | 0 | 0 | 0 | 0 | 0 | 0 | 0 | 0 | 0 | 0 | 0 | 0 | 0 | 0 | 0 | 0 | 0 | 0 | 0 | 0 | 0 | 0 | 0 | 0 | 0 | 0 | 0 | 0 | 0 | 0 | 0 | 0 | 0 | 0 | 0 |  | 0
| 0 | 0 | 0.074101 | 0.074101 | 0.074101 | 0.074101 | 0.074101 | 0.074101 | 0.074101 | 0.074101 | 0.074101 | 0.074101 | 0.074101 | 0.074101 | 0.074101 | 0.074101 | 0.074101 | 0.074101 | 0.074101 | 0.074101 | 0.074101 | 0.074101 | 0.074101 | 0.074101 | 0.074101 | 0.074101 | 0.074101 | 0.074101 | 0.074101 | 0.074101 | 0.074101 | 0.074101 | 0.074101 | 0.074101 | 0.074101 | 0.074101 | 0.074101 | 0.074101 | 0.074101 | 0.074101 | 0.074101 | 0.074101 | 0.074101 | 0.074101 | 0.074101 | 0.074101 | 0.074101 | 0.074101 | 0.074101 | 0.074101 | 0.074101 | 0.074101 | 0 | 0 | 0 | 0 | 0 | 0 | 0 | 0 | 0 | 0 | 0 | 3.705
Book Depreciation- excl. Salvage
2014 | 0 | 0 | 0 | 0 | 0 | 0 | 0 | 0 | 0 | 0 | 0 | 0 | 0 | 0 | 0 | 0 | 0 | 0 | 0 | 0 | 0 | 0 | 0 | 0 | 0 |  |  | 0 | 0 | 0 | 0 | 0 | 0 | 0 | 0 | 0 | 0 | 0 | 0 | 0 | 0 | 0 | 0 | 0 | 0 | 0 | 0 | 0 | 0 | 0 | 0 | 0 | [11 empty] | 0
2015 |  | 0 | 0 | 0 | 0 | 0 | 0 | 0 | 0 | 0 | 0 | 0 | 0 | 0 | 0 | 0 | 0 | 0 | 0 | 0 | 0 | 0 | 0 | 0 | 0 | 0 |  | 0 | 0 | 0 | 0 | 0 | 0 | 0 | 0 | 0 | 0 | 0 | 0 | 0 | 0 | 0 | 0 | 0 | 0 | 0 | 0 | 0 | 0 | 0 | 0 | 0 | [11 empty] | 0 | check - total PIS
2016 |  |  | 0.076001 | 0.076001 | 0.076001 | 0.076001 | 0.076001 | 0.076001 | 0.076001 | 0.076001 | 0.076001 | 0.076001 | 0.076001 | 0.076001 | 0.076001 | 0.076001 | 0.076001 | 0.076001 | 0.076001 | 0.076001 | 0.076001 | 0.076001 | 0.076001 | 0.076001 | 0.076001 | 0.076001 | 0.076001 | 0.076001 | 0.076001 | 0.076001 | 0.076001 | 0.076001 | 0.076001 | 0.076001 | 0.076001 | 0.076001 | 0.076001 | 0.076001 | 0.076001 | 0.076001 | 0.076001 | 0.076001 | 0.076001 | 0.076001 | 0.076001 | 0.076001 | 0.076001 | 0.076001 | 0.076001 | 0.076001 | 0.076001 | 0.076001 | [11 empty] | 3.8001 | 3.8001
2017 |  |  |  | 0 | 0 | 0 | 0 | 0 | 0 | 0 | 0 | 0 | 0 | 0 | 0 | 0 | 0 | 0 | 0 | 0 | 0 | 0 | 0 | 0 | 0 | 0 | 0 | 0 | 0 | 0 | 0 | 0 | 0 | 0 | 0 | 0 | 0 | 0 | 0 | 0 | 0 | 0 | 0 | 0 | 0 | 0 | 0 | 0 | 0 | 0 | 0 | 0 | 0 | [10 empty] | 0 | 0
2018 |  |  |  |  | 0 | 0 | 0 | 0 | 0 | 0 | 0 | 0 | 0 | 0 | 0 | 0 | 0 | 0 | 0 | 0 | 0 | 0 | 0 | 0 | 0 | 0 | 0 | 0 | 0 | 0 | 0 | 0 | 0 | 0 | 0 | 0 | 0 | 0 | 0 | 0 | 0 | 0 | 0 | 0 | 0 | 0 | 0 | 0 | 0 | 0 | 0 | 0 | 0 | 0 | [9 empty] | 0
2019 | [5 empty] | 0 | 0 | 0 | 0 | 0 | 0 | 0 | 0 | 0 | 0 | 0 | 0 | 0 | 0 | 0 | 0 | 0 | 0 | 0 | 0 | 0 | 0 | 0 | 0 | 0 | 0 | 0 | 0 | 0 | 0 | 0 | 0 | 0 | 0 | 0 | 0 | 0 | 0 | 0 | 0 | 0 | 0 | 0 | 0 | 0 | 0 | 0 | 0 | 0 | 0 | [8 empty] | 0 | 0
2020 | [6 empty] | 0 | 0 | 0 | 0 | 0 | 0 | 0 | 0 | 0 | 0 | 0 | 0 | 0 | 0 | 0 | 0 | 0 | 0 | 0 | 0 | 0 | 0 | 0 | 0 | 0 | 0 | 0 | 0 | 0 | 0 | 0 | 0 | 0 | 0 | 0 | 0 | 0 | 0 | 0 | 0 | 0 | 0 | 0 | 0 | 0 | 0 | 0 | 0 | 0 | 0 | [7 empty] | 0
2021 | [7 empty] | 0 | 0 | 0 | 0 | 0 | 0 | 0 | 0 | 0 | 0 | 0 | 0 | 0 | 0 | 0 | 0 | 0 | 0 | 0 | 0 | 0 | 0 | 0 | 0 | 0 | 0 | 0 | 0 | 0 | 0 | 0 | 0 | 0 | 0 | 0 | 0 | 0 | 0 | 0 | 0 | 0 | 0 | 0 | 0 | 0 | 0 | 0 | 0 | 0 | 0 | [6 empty] | 0
2022 | [8 empty] | 0 | 0 | 0 | 0 | 0 | 0 | 0 | 0 | 0 | 0 | 0 | 0 | 0 | 0 | 0 | 0 | 0 | 0 | 0 | 0 | 0 | 0 | 0 | 0 | 0 | 0 | 0 | 0 | 0 | 0 | 0 | 0 | 0 | 0 | 0 | 0 | 0 | 0 | 0 | 0 | 0 | 0 | 0 | 0 | 0 | 0 | 0 | 0 | 0 | 0 | [5 empty] | 0
2023 | [9 empty] | 0 | 0 | 0 | 0 | 0 | 0 | 0 | 0 | 0 | 0 | 0 | 0 | 0 | 0 | 0 | 0 | 0 | 0 | 0 | 0 | 0 | 0 | 0 | 0 | 0 | 0 | 0 | 0 | 0 | 0 | 0 | 0 | 0 | 0 | 0 | 0 | 0 | 0 | 0 | 0 | 0 | 0 | 0 | 0 | 0 | 0 | 0 | 0 | 0 | 0 |  |  |  |  | 0
2024 | [10 empty] | 0 | 0 | 0 | 0 | 0 | 0 | 0 | 0 | 0 | 0 | 0 | 0 | 0 | 0 | 0 | 0 | 0 | 0 | 0 | 0 | 0 | 0 | 0 | 0 | 0 | 0 | 0 | 0 | 0 | 0 | 0 | 0 | 0 | 0 | 0 | 0 | 0 | 0 | 0 | 0 | 0 | 0 | 0 | 0 | 0 | 0 | 0 | 0 | 0 | 0 |  |  |  | 0 | 0
2025 | [11 empty] | 0 | 0 | 0 | 0 | 0 | 0 | 0 | 0 | 0 | 0 | 0 | 0 | 0 | 0 | 0 | 0 | 0 | 0 | 0 | 0 | 0 | 0 | 0 | 0 | 0 | 0 | 0 | 0 | 0 | 0 | 0 | 0 | 0 | 0 | 0 | 0 | 0 | 0 | 0 | 0 | 0 | 0 | 0 | 0 | 0 | 0 | 0 | 0 | 0 | 0 |  |  | 0
2026 | [12 empty] | 0 | 0 | 0 | 0 | 0 | 0 | 0 | 0 | 0 | 0 | 0 | 0 | 0 | 0 | 0 | 0 | 0 | 0 | 0 | 0 | 0 | 0 | 0 | 0 | 0 | 0 | 0 | 0 | 0 | 0 | 0 | 0 | 0 | 0 | 0 | 0 | 0 | 0 | 0 | 0 | 0 | 0 | 0 | 0 | 0 | 0 | 0 | 0 | 0 | 0 |  | 0 | 0
| 0 | 0 | 0.076001 | 0.076001 | 0.076001 | 0.076001 | 0.076001 | 0.076001 | 0.076001 | 0.076001 | 0.076001 | 0.076001 | 0.076001 | 0.076001 | 0.076001 | 0.076001 | 0.076001 | 0.076001 | 0.076001 | 0.076001 | 0.076001 | 0.076001 | 0.076001 | 0.076001 | 0.076001 | 0.076001 | 0.076001 | 0.076001 | 0.076001 | 0.076001 | 0.076001 | 0.076001 | 0.076001 | 0.076001 | 0.076001 | 0.076001 | 0.076001 | 0.076001 | 0.076001 | 0.076001 | 0.076001 | 0.076001 | 0.076001 | 0.076001 | 0.076001 | 0.076001 | 0.076001 | 0.076001 | 0.076001 | 0.076001 | 0.076001 | 0.076001 | 0 | 0 | 0 | 0 | 0 | 0 | 0 | 0 | 0 | 0 | 0 | 3.8001
Note on A50: Lee, Betty: rate base does not include CWIP b/c the CapEx dollars include an AFUDC component in it already

## 4a-2026
Project No. | 4a
Project Desc. | Capacitor Installation
Book Life | 50
Tax Life | 20N
Salvage Rate | 2.5%
| 2014 | 2015 | 2016 | 2017 | 2018 | 2019 | 2020 | 2021 | 2022 | 2023 | 2024 | 2025 | 2026 | 2027 | 2028 | 2029 | 2030 | 2031 | 2032 | 2033 | 2034 | 2035 | 2036 | 2037 | 2038 | 2039 | 2040 | 2041 | 2042 | 2043 | 2044 | 2045 | 2046 | 2047 | 2048 | 2049 | 2050 | 2051 | 2052 | 2053 | 2054 | 2055 | 2056 | 2057 | 2058 | 2059 | 2060 | 2061 | 2062 | 2063 | 2064 | 2065 | 2066 | 2067 | 2068 | 2069 | 2070 | 2071 | 2072 | 2073 | 2074 | 2075 | 2076
Closing to Plant (Y/N) | N | N | Y | N | N | N | N | N | N | N | N | N | N | N | N | N | N | N | N | N | N | N | N | N | N | N | N | N | N | N | N | N | N | N | N | N | N | N | N | N | N | N | N | N | N | N | N | N | N | N | N | N | N | N | N | N | N | N | N | N | N | N | N | Total
CWIP
Beginning of Period | 0 | 0 | 1.8659 | 0 | 0 | 0 | 0 | 0 | 0 | 0 | 0 | 0 | 0 | 0 | 0 | 0 | 0 | 0 | 0 | 0 | 0 | 0 | 0 | 0 | 0 | 0 | 0 | 0 | 0 | 0 | 0 | 0 | 0 | 0 | 0 | 0 | 0 | 0 | 0 | 0 | 0 | 0 | 0 | 0 | 0 | 0 | 0 | 0 | 0 | 0 | 0 | 0 | 0 | 0 | 0 | 0 | 0 | 0 | 0 | 0 | 0 | 0 | 0
Activity
Capex | 0 | 1.8659 | 1.9342 | 0 | 0 | 0 | 0 | 0 | 0 | 0 | 0 | 0 | 0 | [50 empty] | 3.8001
Closings to Plant |  |  | -3.8001 | [60 empty] | -3.8001
End of Period | 0 | 1.8659 | 0 | 0 | 0 | 0 | 0 | 0 | 0 | 0 | 0 | 0 | 0 | 0 | 0 | 0 | 0 | 0 | 0 | 0 | 0 | 0 | 0 | 0 | 0 | 0 | 0 | 0 | 0 | 0 | 0 | 0 | 0 | 0 | 0 | 0 | 0 | 0 | 0 | 0 | 0 | 0 | 0 | 0 | 0 | 0 | 0 | 0 | 0 | 0 | 0 | 0 | 0 | 0 | 0 | 0 | 0 | 0 | 0 | 0 | 0 | 0 | 0
Average | 0 | 0.93294 | 0.93294 | 0 | 0 | 0 | 0 | 0 | 0 | 0 | 0 | 0 | 0 | 0 | 0 | 0 | 0 | 0 | 0 | 0 | 0 | 0 | 0 | 0 | 0 | 0 | 0 | 0 | 0 | 0 | 0 | 0 | 0 | 0 | 0 | 0 | 0 | 0 | 0 | 0 | 0 | 0 | 0 | 0 | 0 | 0 | 0 | 0 | 0 | 0 | 0 | 0 | 0 | 0 | 0 | 0 | 0 | 0 | 0 | 0 | 0 | 0 | 0
Plant in Service
Beginning of Period | 0 | 0 | 0 | 3.8001 | 3.8001 | 3.8001 | 3.8001 | 3.8001 | 3.8001 | 3.8001 | 3.8001 | 3.8001 | 3.8001 | 3.8001 | 3.8001 | 3.8001 | 3.8001 | 3.8001 | 3.8001 | 3.8001 | 3.8001 | 3.8001 | 3.8001 | 3.8001 | 3.8001 | 3.8001 | 3.8001 | 3.8001 | 3.8001 | 3.8001 | 3.8001 | 3.8001 | 3.8001 | 3.8001 | 3.8001 | 3.8001 | 3.8001 | 3.8001 | 3.8001 | 3.8001 | 3.8001 | 3.8001 | 3.8001 | 3.8001 | 3.8001 | 3.8001 | 3.8001 | 3.8001 | 3.8001 | 3.8001 | 3.8001 | 3.8001 | 0 | 0 | 0 | 0 | 0 | 0 | 0 | 0 | 0 | 0 | 0
Activity | 0 | 0 | 3.8001 | 0 | 0 | 0 | 0 | 0 | 0 | 0 | 0 | 0 | 0 | 0 | 0 | 0 | 0 | 0 | 0 | 0 | 0 | 0 | 0 | 0 | 0 | 0 | 0 | 0 | 0 | 0 | 0 | 0 | 0 | 0 | 0 | 0 | 0 | 0 | 0 | 0 | 0 | 0 | 0 | 0 | 0 | 0 | 0 | 0 | 0 | 0 | 0 | -3.8001 | 0 | 0 | 0 | 0 | 0 | 0 | 0 | 0 | 0 | 0 | 0 | 0
End of Period | 0 | 0 | 3.8001 | 3.8001 | 3.8001 | 3.8001 | 3.8001 | 3.8001 | 3.8001 | 3.8001 | 3.8001 | 3.8001 | 3.8001 | 3.8001 | 3.8001 | 3.8001 | 3.8001 | 3.8001 | 3.8001 | 3.8001 | 3.8001 | 3.8001 | 3.8001 | 3.8001 | 3.8001 | 3.8001 | 3.8001 | 3.8001 | 3.8001 | 3.8001 | 3.8001 | 3.8001 | 3.8001 | 3.8001 | 3.8001 | 3.8001 | 3.8001 | 3.8001 | 3.8001 | 3.8001 | 3.8001 | 3.8001 | 3.8001 | 3.8001 | 3.8001 | 3.8001 | 3.8001 | 3.8001 | 3.8001 | 3.8001 | 3.8001 | 0 | 0 | 0 | 0 | 0 | 0 | 0 | 0 | 0 | 0 | 0 | 0
Average | 0 | 0 | 1.9 | 3.8001 | 3.8001 | 3.8001 | 3.8001 | 3.8001 | 3.8001 | 3.8001 | 3.8001 | 3.8001 | 3.8001 | 3.8001 | 3.8001 | 3.8001 | 3.8001 | 3.8001 | 3.8001 | 3.8001 | 3.8001 | 3.8001 | 3.8001 | 3.8001 | 3.8001 | 3.8001 | 3.8001 | 3.8001 | 3.8001 | 3.8001 | 3.8001 | 3.8001 | 3.8001 | 3.8001 | 3.8001 | 3.8001 | 3.8001 | 3.8001 | 3.8001 | 3.8001 | 3.8001 | 3.8001 | 3.8001 | 3.8001 | 3.8001 | 3.8001 | 3.8001 | 3.8001 | 3.8001 | 3.8001 | 3.8001 | 1.9 | 0 | 0 | 0 | 0 | 0 | 0 | 0 | 0 | 0 | 0 | 0
Tax Depreciation
Beginning of Period | 0 | 0 | 0 | 0.285 | 0.83366 | 1.3411 | 1.8106 | 2.2448 | 2.6464 | 3.0179 | 3.3616 | 3.7007 | 4.0398 | 4.379 | 4.7181 | 5.0572 | 5.3963 | 5.7354 | 6.0745 | 6.4137 | 6.7528 | 7.0919 | 7.431 | 7.6006 | 7.6006 | 7.6006 | 7.6006 | 7.6006 | 7.6006 | 7.6006 | 7.6006 | 7.6006 | 7.6006 | 7.6006 | 7.6006 | 7.6006 | 7.6006 | 7.6006 | 7.6006 | 7.6006 | 7.6006 | 7.6006 | 7.6006 | 7.6006 | 7.6006 | 7.6006 | 7.6006 | 7.6006 | 7.6006 | 7.6006 | 7.6006 | 7.6006 | 7.6006 | 7.6006 | 7.6006 | 7.6006 | 7.6006 | 7.6006 | 7.6006 | 7.6006 | 7.6006 | 7.6006 | 7.6006
Federal | 0 | 0 | 0.1425 | 0.27433 | 0.25373 | 0.23473 | 0.2171 | 0.20083 | 0.18575 | 0.17184 | 0.16956 | 0.16956 | 0.16956 | 0.16956 | 0.16956 | 0.16956 | 0.16956 | 0.16956 | 0.16956 | 0.16956 | 0.16956 | 0.16956 | 0.084779 | 0 | 0 | 0 | 0 | 0 | 0 | 0 | 0 | 0 | 0 | 0 | 0 | 0 | 0 | 0 | 0 | 0 | 0 | 0 | 0 | 0 | 0 | 0 | 0 | 0 | 0 | 0 | 0 | 0 | 0 | 0 | 0 | 0 | 0 | 0 | 0 | 0 | 0 | 0 | 0 | 3.8003
State | 0 | 0 | 0.1425 | 0.27433 | 0.25373 | 0.23473 | 0.2171 | 0.20083 | 0.18575 | 0.17184 | 0.16956 | 0.16956 | 0.16956 | 0.16956 | 0.16956 | 0.16956 | 0.16956 | 0.16956 | 0.16956 | 0.16956 | 0.16956 | 0.16956 | 0.084779 | 0 | 0 | 0 | 0 | 0 | 0 | 0 | 0 | 0 | 0 | 0 | 0 | 0 | 0 | 0 | 0 | 0 | 0 | 0 | 0 | 0 | 0 | 0 | 0 | 0 | 0 | 0 | 0 | 0 | 0 | 0 | 0 | 0 | 0 | 0 | 0 | 0 | 0 | 0 | 0 | 3.8003
End of Period | 0 | 0 | 0.285 | 0.83366 | 1.3411 | 1.8106 | 2.2448 | 2.6464 | 3.0179 | 3.3616 | 3.7007 | 4.0398 | 4.379 | 4.7181 | 5.0572 | 5.3963 | 5.7354 | 6.0745 | 6.4137 | 6.7528 | 7.0919 | 7.431 | 7.6006 | 7.6006 | 7.6006 | 7.6006 | 7.6006 | 7.6006 | 7.6006 | 7.6006 | 7.6006 | 7.6006 | 7.6006 | 7.6006 | 7.6006 | 7.6006 | 7.6006 | 7.6006 | 7.6006 | 7.6006 | 7.6006 | 7.6006 | 7.6006 | 7.6006 | 7.6006 | 7.6006 | 7.6006 | 7.6006 | 7.6006 | 7.6006 | 7.6006 | 7.6006 | 7.6006 | 7.6006 | 7.6006 | 7.6006 | 7.6006 | 7.6006 | 7.6006 | 7.6006 | 7.6006 | 7.6006 | 7.6006
Average | 0 | 0 | 0.1425 | 0.55933 | 1.0874 | 1.5758 | 2.0277 | 2.4456 | 2.8322 | 3.1898 | 3.5312 | 3.8703 | 4.2094 | 4.5485 | 4.8876 | 5.2267 | 5.5659 | 5.905 | 6.2441 | 6.5832 | 6.9223 | 7.2614 | 7.5158 | 7.6006 | 7.6006 | 7.6006 | 7.6006 | 7.6006 | 7.6006 | 7.6006 | 7.6006 | 7.6006 | 7.6006 | 7.6006 | 7.6006 | 7.6006 | 7.6006 | 7.6006 | 7.6006 | 7.6006 | 7.6006 | 7.6006 | 7.6006 | 7.6006 | 7.6006 | 7.6006 | 7.6006 | 7.6006 | 7.6006 | 7.6006 | 7.6006 | 7.6006 | 7.6006 | 7.6006 | 7.6006 | 7.6006 | 7.6006 | 7.6006 | 7.6006 | 7.6006 | 7.6006 | 7.6006 | 7.6006
Book Depreciation with COR
Beginning of Period | 0 | 0 | 0 | 0.074101 | 0.1482 | 0.2223 | 0.2964 | 0.3705 | 0.44461 | 0.51871 | 0.59281 | 0.66691 | 0.74101 | 0.81511 | 0.88921 | 0.96331 | 1.0374 | 1.1115 | 1.1856 | 1.2597 | 1.3338 | 1.4079 | 1.482 | 1.5561 | 1.6302 | 1.7043 | 1.7784 | 1.8525 | 1.9266 | 2.0007 | 2.0748 | 2.1489 | 2.223 | 2.2971 | 2.3712 | 2.4453 | 2.5194 | 2.5935 | 2.6676 | 2.7417 | 2.8158 | 2.8899 | 2.964 | 3.0381 | 3.1122 | 3.1863 | 3.2604 | 3.3345 | 3.4086 | 3.4827 | 3.5568 | 3.6309 | 0 | 0 | 0 | 0 | 0 | 0 | 0 | 0 | 0 | 0 | 0
Activity | 0 | 0 | 0.074101 | 0.074101 | 0.074101 | 0.074101 | 0.074101 | 0.074101 | 0.074101 | 0.074101 | 0.074101 | 0.074101 | 0.074101 | 0.074101 | 0.074101 | 0.074101 | 0.074101 | 0.074101 | 0.074101 | 0.074101 | 0.074101 | 0.074101 | 0.074101 | 0.074101 | 0.074101 | 0.074101 | 0.074101 | 0.074101 | 0.074101 | 0.074101 | 0.074101 | 0.074101 | 0.074101 | 0.074101 | 0.074101 | 0.074101 | 0.074101 | 0.074101 | 0.074101 | 0.074101 | 0.074101 | 0.074101 | 0.074101 | 0.074101 | 0.074101 | 0.074101 | 0.074101 | 0.074101 | 0.074101 | 0.074101 | 0.074101 | 0.074101 | 0 | 0 | 0 | 0 | 0 | 0 | 0 | 0 | 0 | 0 | 0 | 3.705
Book Depreciation Related to Retired PIS | [49 empty] | 0 | 0 | -3.705 | 0 | 0 | 0 | 0 | 0 | 0 | 0 | 0 | 0 | 0 |  | -3.705
End of Period | 0 | 0 | 0.074101 | 0.1482 | 0.2223 | 0.2964 | 0.3705 | 0.44461 | 0.51871 | 0.59281 | 0.66691 | 0.74101 | 0.81511 | 0.88921 | 0.96331 | 1.0374 | 1.1115 | 1.1856 | 1.2597 | 1.3338 | 1.4079 | 1.482 | 1.5561 | 1.6302 | 1.7043 | 1.7784 | 1.8525 | 1.9266 | 2.0007 | 2.0748 | 2.1489 | 2.223 | 2.2971 | 2.3712 | 2.4453 | 2.5194 | 2.5935 | 2.6676 | 2.7417 | 2.8158 | 2.8899 | 2.964 | 3.0381 | 3.1122 | 3.1863 | 3.2604 | 3.3345 | 3.4086 | 3.4827 | 3.5568 | 3.6309 | 0 | 0 | 0 | 0 | 0 | 0 | 0 | 0 | 0 | 0 | 0 | 0
Average | 0 | 0 | 0.03705 | 0.11115 | 0.18525 | 0.25935 | 0.33345 | 0.40756 | 0.48166 | 0.55576 | 0.62986 | 0.70396 | 0.77806 | 0.85216 | 0.92626 | 1.0004 | 1.0745 | 1.1486 | 1.2227 | 1.2968 | 1.3709 | 1.445 | 1.5191 | 1.5932 | 1.6673 | 1.7414 | 1.8155 | 1.8896 | 1.9637 | 2.0378 | 2.1119 | 2.186 | 2.2601 | 2.3342 | 2.4083 | 2.4824 | 2.5565 | 2.6306 | 2.7047 | 2.7788 | 2.8529 | 2.927 | 3.0011 | 3.0752 | 3.1493 | 3.2234 | 3.2975 | 3.3716 | 3.4457 | 3.5198 | 3.5939 | 1.8155 | 0 | 0 | 0 | 0 | 0 | 0 | 0 | 0 | 0 | 0 | 0
Federal Deferred Tax Balance, Net of Tax
Beginning of Period | 0 | 0 | 0 | 0.023275 | 0.092689 | 0.15489 | 0.21045 | 0.25983 | 0.30352 | 0.34193 | 0.37548 | 0.40822 | 0.44097 | 0.47371 | 0.50646 | 0.5392 | 0.57195 | 0.60469 | 0.63744 | 0.67018 | 0.70293 | 0.73567 | 0.76842 | 0.77149 | 0.74489 | 0.71829 | 0.69169 | 0.66509 | 0.63849 | 0.61189 | 0.58529 | 0.55869 | 0.53209 | 0.50549 | 0.47889 | 0.45229 | 0.42569 | 0.39909 | 0.37248 | 0.34588 | 0.31928 | 0.29268 | 0.26608 | 0.23948 | 0.21288 | 0.18628 | 0.15968 | 0.13308 | 0.10648 | 0.079881 | 0.053281 | 0.02668 | 7.9801e-05 | 7.9801e-05 | 7.9801e-05 | 7.9801e-05 | 7.9801e-05 | 7.9801e-05 | 7.9801e-05 | 7.9801e-05 | 7.9801e-05 | 7.9801e-05 | 7.9801e-05
Activity | 0 | 0 | 0.023275 | 0.069414 | 0.062205 | 0.055555 | 0.049384 | 0.043691 | 0.038411 | 0.033543 | 0.032745 | 0.032745 | 0.032745 | 0.032745 | 0.032745 | 0.032745 | 0.032745 | 0.032745 | 0.032745 | 0.032745 | 0.032745 | 0.032745 | 0.0030723 | -0.0266 | -0.0266 | -0.0266 | -0.0266 | -0.0266 | -0.0266 | -0.0266 | -0.0266 | -0.0266 | -0.0266 | -0.0266 | -0.0266 | -0.0266 | -0.0266 | -0.0266 | -0.0266 | -0.0266 | -0.0266 | -0.0266 | -0.0266 | -0.0266 | -0.0266 | -0.0266 | -0.0266 | -0.0266 | -0.0266 | -0.0266 | -0.0266 | -0.0266 | 0 | 0 | 0 | 0 | 0 | 0 | 0 | 0 | 0 | 0 | 0 | 7.9801e-05
End of Period | 0 | 0 | 0.023275 | 0.092689 | 0.15489 | 0.21045 | 0.25983 | 0.30352 | 0.34193 | 0.37548 | 0.40822 | 0.44097 | 0.47371 | 0.50646 | 0.5392 | 0.57195 | 0.60469 | 0.63744 | 0.67018 | 0.70293 | 0.73567 | 0.76842 | 0.77149 | 0.74489 | 0.71829 | 0.69169 | 0.66509 | 0.63849 | 0.61189 | 0.58529 | 0.55869 | 0.53209 | 0.50549 | 0.47889 | 0.45229 | 0.42569 | 0.39909 | 0.37248 | 0.34588 | 0.31928 | 0.29268 | 0.26608 | 0.23948 | 0.21288 | 0.18628 | 0.15968 | 0.13308 | 0.10648 | 0.079881 | 0.053281 | 0.02668 | 7.9801e-05 | 7.9801e-05 | 7.9801e-05 | 7.9801e-05 | 7.9801e-05 | 7.9801e-05 | 7.9801e-05 | 7.9801e-05 | 7.9801e-05 | 7.9801e-05 | 7.9801e-05 | 7.9801e-05
Average | 0 | 0 | 0.011638 | 0.057982 | 0.12379 | 0.18267 | 0.23514 | 0.28168 | 0.32273 | 0.35871 | 0.39185 | 0.42459 | 0.45734 | 0.49009 | 0.52283 | 0.55558 | 0.58832 | 0.62107 | 0.65381 | 0.68656 | 0.7193 | 0.75205 | 0.76995 | 0.75819 | 0.73159 | 0.70499 | 0.67839 | 0.65179 | 0.62519 | 0.59859 | 0.57199 | 0.54539 | 0.51879 | 0.49219 | 0.46559 | 0.43899 | 0.41239 | 0.38578 | 0.35918 | 0.33258 | 0.30598 | 0.27938 | 0.25278 | 0.22618 | 0.19958 | 0.17298 | 0.14638 | 0.11978 | 0.093181 | 0.066581 | 0.03998 | 0.01338 | 7.9801e-05 | 7.9801e-05 | 7.9801e-05 | 7.9801e-05 | 7.9801e-05 | 7.9801e-05 | 7.9801e-05 | 7.9801e-05 | 7.9801e-05 | 7.9801e-05 | 7.9801e-05
State Deferred Tax Balance
Beginning of Period | 0 | 0 | 0 | 0.0043226 | 0.017214 | 0.028766 | 0.039083 | 0.048255 | 0.056369 | 0.063502 | 0.069732 | 0.075813 | 0.081894 | 0.087975 | 0.094056 | 0.10014 | 0.10622 | 0.1123 | 0.11838 | 0.12446 | 0.13054 | 0.13662 | 0.14271 | 0.14328 | 0.13834 | 0.1334 | 0.12846 | 0.12352 | 0.11858 | 0.11364 | 0.1087 | 0.10376 | 0.098816 | 0.093876 | 0.088936 | 0.083996 | 0.079056 | 0.074116 | 0.069176 | 0.064236 | 0.059296 | 0.054356 | 0.049415 | 0.044475 | 0.039535 | 0.034595 | 0.029655 | 0.024715 | 0.019775 | 0.014835 | 0.009895 | 0.0049549 | 1.482e-05 | 1.482e-05 | 1.482e-05 | 1.482e-05 | 1.482e-05 | 1.482e-05 | 1.482e-05 | 1.482e-05 | 1.482e-05 | 1.482e-05 | 1.482e-05
Activity | 0 | 0 | 0.0043226 | 0.012891 | 0.011552 | 0.010317 | 0.0091712 | 0.0081141 | 0.0071335 | 0.0062294 | 0.0060812 | 0.0060812 | 0.0060812 | 0.0060812 | 0.0060812 | 0.0060812 | 0.0060812 | 0.0060812 | 0.0060812 | 0.0060812 | 0.0060812 | 0.0060812 | 0.00057058 | -0.0049401 | -0.0049401 | -0.0049401 | -0.0049401 | -0.0049401 | -0.0049401 | -0.0049401 | -0.0049401 | -0.0049401 | -0.0049401 | -0.0049401 | -0.0049401 | -0.0049401 | -0.0049401 | -0.0049401 | -0.0049401 | -0.0049401 | -0.0049401 | -0.0049401 | -0.0049401 | -0.0049401 | -0.0049401 | -0.0049401 | -0.0049401 | -0.0049401 | -0.0049401 | -0.0049401 | -0.0049401 | -0.0049401 | 0 | 0 | 0 | 0 | 0 | 0 | 0 | 0 | 0 | 0 | 0 | 1.482e-05
End of Period | 0 | 0 | 0.0043226 | 0.017214 | 0.028766 | 0.039083 | 0.048255 | 0.056369 | 0.063502 | 0.069732 | 0.075813 | 0.081894 | 0.087975 | 0.094056 | 0.10014 | 0.10622 | 0.1123 | 0.11838 | 0.12446 | 0.13054 | 0.13662 | 0.14271 | 0.14328 | 0.13834 | 0.1334 | 0.12846 | 0.12352 | 0.11858 | 0.11364 | 0.1087 | 0.10376 | 0.098816 | 0.093876 | 0.088936 | 0.083996 | 0.079056 | 0.074116 | 0.069176 | 0.064236 | 0.059296 | 0.054356 | 0.049415 | 0.044475 | 0.039535 | 0.034595 | 0.029655 | 0.024715 | 0.019775 | 0.014835 | 0.009895 | 0.0049549 | 1.482e-05 | 1.482e-05 | 1.482e-05 | 1.482e-05 | 1.482e-05 | 1.482e-05 | 1.482e-05 | 1.482e-05 | 1.482e-05 | 1.482e-05 | 1.482e-05 | 1.482e-05
Average | 0 | 0 | 0.0021613 | 0.010768 | 0.02299 | 0.033925 | 0.043669 | 0.052312 | 0.059935 | 0.066617 | 0.072772 | 0.078853 | 0.084935 | 0.091016 | 0.097097 | 0.10318 | 0.10926 | 0.11534 | 0.12142 | 0.1275 | 0.13358 | 0.13967 | 0.14299 | 0.14081 | 0.13587 | 0.13093 | 0.12599 | 0.12105 | 0.11611 | 0.11117 | 0.10623 | 0.10129 | 0.096346 | 0.091406 | 0.086466 | 0.081526 | 0.076586 | 0.071646 | 0.066706 | 0.061766 | 0.056826 | 0.051886 | 0.046945 | 0.042005 | 0.037065 | 0.032125 | 0.027185 | 0.022245 | 0.017305 | 0.012365 | 0.0074249 | 0.0024849 | 1.482e-05 | 1.482e-05 | 1.482e-05 | 1.482e-05 | 1.482e-05 | 1.482e-05 | 1.482e-05 | 1.482e-05 | 1.482e-05 | 1.482e-05 | 1.482e-05
Net Rate Base - Average | 0 | 0 | 1.8492 | 3.6201 | 3.468 | 3.3241 | 3.1878 | 3.0585 | 2.9357 | 2.819 | 2.7056 | 2.5926 | 2.4797 | 2.3668 | 2.2539 | 2.1409 | 2.028 | 1.9151 | 1.8022 | 1.6892 | 1.5763 | 1.4634 | 1.368 | 1.3079 | 1.2653 | 1.2228 | 1.1802 | 1.1376 | 1.0951 | 1.0525 | 1.01 | 0.9674 | 0.92484 | 0.88228 | 0.83972 | 0.79716 | 0.7546 | 0.71203 | 0.66947 | 0.62691 | 0.58435 | 0.54179 | 0.49923 | 0.45667 | 0.41411 | 0.37155 | 0.32899 | 0.28643 | 0.24387 | 0.20131 | 0.15875 | 0.068686 | -9.4621e-05 | -9.4621e-05 | -9.4621e-05 | -9.4621e-05 | -9.4621e-05 | -9.4621e-05 | -9.4621e-05 | -9.4621e-05 | -9.4621e-05 | -9.4621e-05 | -9.4621e-05
EXPENSES
Income Tax - Removal Cost | 0 | 0 | -0.0012826 | -0.0012826 | -0.0012826 | -0.0012826 | -0.0012826 | -0.0012826 | -0.0012826 | -0.0012826 | -0.0012826 | -0.0012826 | -0.0012826 | -0.0012826 | -0.0012826 | -0.0012826 | -0.0012826 | -0.0012826 | -0.0012826 | -0.0012826 | -0.0012826 | -0.0012826 | -0.0012826 | -0.0012826 | -0.0012826 | -0.0012826 | -0.0012826 | -0.0012826 | -0.0012826 | -0.0012826 | -0.0012826 | -0.0012826 | -0.0012826 | -0.0012826 | -0.0012826 | -0.0012826 | -0.0012826 | -0.0012826 | -0.0012826 | -0.0012826 | -0.0012826 | -0.0012826 | -0.0012826 | -0.0012826 | -0.0012826 | -0.0012826 | -0.0012826 | -0.0012826 | -0.0012826 | -0.0012826 | -0.0012826 | -0.0012826 | 0 | 0 | 0 | 0 | 0 | 0 | 0 | 0 | 0 | 0 | 0 | -0.06413
Book Depreciation | 0 | 0 | 0.074101 | 0.074101 | 0.074101 | 0.074101 | 0.074101 | 0.074101 | 0.074101 | 0.074101 | 0.074101 | 0.074101 | 0.074101 | 0.074101 | 0.074101 | 0.074101 | 0.074101 | 0.074101 | 0.074101 | 0.074101 | 0.074101 | 0.074101 | 0.074101 | 0.074101 | 0.074101 | 0.074101 | 0.074101 | 0.074101 | 0.074101 | 0.074101 | 0.074101 | 0.074101 | 0.074101 | 0.074101 | 0.074101 | 0.074101 | 0.074101 | 0.074101 | 0.074101 | 0.074101 | 0.074101 | 0.074101 | 0.074101 | 0.074101 | 0.074101 | 0.074101 | 0.074101 | 0.074101 | 0.074101 | 0.074101 | 0.074101 | 0.074101 | 0 | 0 | 0 | 0 | 0 | 0 | 0 | 0 | 0 | 0 | 0 | 3.705
Property Taxes | 0 | 0 | 0.19 | 0.19 | 0.19 | 0.19 | 0.19 | 0.19 | 0.19 | 0.19 | 0.19 | 0.19 | 0.19 | 0.19 | 0.19 | 0.19 | 0.19 | 0.19 | 0.19 | 0.19 | 0.19 | 0.19 | 0.19 | 0.19 | 0.19 | 0.19 | 0.19 | 0.19 | 0.19 | 0.19 | 0.19 | 0.19 | 0.19 | 0.19 | 0.19 | 0.19 | 0.19 | 0.19 | 0.19 | 0.19 | 0.19 | 0.19 | 0.19 | 0.19 | 0.19 | 0.19 | 0.19 | 0.19 | 0.19 | 0.19 | 0.19 | 0 | 0 | 0 | 0 | 0 | 0 | 0 | 0 | 0 | 0 | 0 | 0 | 9.3101
Total Expenses | 0 | 0 | 0.26282 | 0.26282 | 0.26282 | 0.26282 | 0.26282 | 0.26282 | 0.26282 | 0.26282 | 0.26282 | 0.26282 | 0.26282 | 0.26282 | 0.26282 | 0.26282 | 0.26282 | 0.26282 | 0.26282 | 0.26282 | 0.26282 | 0.26282 | 0.26282 | 0.26282 | 0.26282 | 0.26282 | 0.26282 | 0.26282 | 0.26282 | 0.26282 | 0.26282 | 0.26282 | 0.26282 | 0.26282 | 0.26282 | 0.26282 | 0.26282 | 0.26282 | 0.26282 | 0.26282 | 0.26282 | 0.26282 | 0.26282 | 0.26282 | 0.26282 | 0.26282 | 0.26282 | 0.26282 | 0.26282 | 0.26282 | 0.26282 | 0.072818 | 0 | 0 | 0 | 0 | 0 | 0 | 0 | 0 | 0 | 0 | 0 | 12.951
REVENUE REQUIREMENT
Net Rate Base | 0 | 0 | 1.8492 | 3.6201 | 3.468 | 3.3241 | 3.1878 | 3.0585 | 2.9357 | 2.819 | 2.7056 | 2.5926 | 2.4797 | 2.3668 | 2.2539 | 2.1409 | 2.028 | 1.9151 | 1.8022 | 1.6892 | 1.5763 | 1.4634 | 1.368 | 1.3079 | 1.2653 | 1.2228 | 1.1802 | 1.1376 | 1.0951 | 1.0525 | 1.01 | 0.9674 | 0.92484 | 0.88228 | 0.83972 | 0.79716 | 0.7546 | 0.71203 | 0.66947 | 0.62691 | 0.58435 | 0.54179 | 0.49923 | 0.45667 | 0.41411 | 0.37155 | 0.32899 | 0.28643 | 0.24387 | 0.20131 | 0.15875 | 0.068686 | -9.4621e-05 | -9.4621e-05 | -9.4621e-05 | -9.4621e-05 | -9.4621e-05 | -9.4621e-05 | -9.4621e-05 | -9.4621e-05 | -9.4621e-05 | -9.4621e-05 | -9.4621e-05 | 71.2446
ROR | 9.98% | 9.98% | 9.7% | 9.7% | 9.7% | 9.7% | 9.7% | 9.7% | 9.7% | 9.7% | 9.7% | 9.7% | 9.7% | 9.7% | 9.7% | 9.7% | 9.7% | 9.7% | 9.7% | 9.7% | 9.7% | 9.7% | 9.7% | 9.7% | 9.7% | 9.7% | 9.7% | 9.7% | 9.7% | 9.7% | 9.7% | 9.7% | 9.7% | 9.7% | 9.7% | 9.7% | 9.7% | 9.7% | 9.7% | 9.7% | 9.7% | 9.7% | 9.7% | 9.7% | 9.7% | 9.7% | 9.7% | 9.7% | 9.7% | 9.7% | 9.7% | 9.7% | 9.7% | 9.7% | 9.7% | 9.7% | 9.7% | 9.7% | 9.7% | 9.7% | 9.7% | 9.7% | 9.7%
Earnings Base | 0 | 0 | 0.17937 | 0.35115 | 0.3364 | 0.32244 | 0.30922 | 0.29668 | 0.28477 | 0.27344 | 0.26244 | 0.25149 | 0.24053 | 0.22958 | 0.21862 | 0.20767 | 0.19672 | 0.18576 | 0.17481 | 0.16385 | 0.1529 | 0.14195 | 0.1327 | 0.12686 | 0.12274 | 0.11861 | 0.11448 | 0.11035 | 0.10622 | 0.10209 | 0.097966 | 0.093838 | 0.089709 | 0.085581 | 0.081453 | 0.077324 | 0.073196 | 0.069067 | 0.064939 | 0.060811 | 0.056682 | 0.052554 | 0.048426 | 0.044297 | 0.040169 | 0.03604 | 0.031912 | 0.027784 | 0.023655 | 0.019527 | 0.015399 | 0.0066626 | -9.1783e-06 | -9.1783e-06 | -9.1783e-06 | -9.1783e-06 | -9.1783e-06 | -9.1783e-06 | -9.1783e-06 | -9.1783e-06 | -9.1783e-06 | -9.1783e-06 | -9.1783e-06
Earnings - Expense | 0 | 0 | 0.26282 | 0.26282 | 0.26282 | 0.26282 | 0.26282 | 0.26282 | 0.26282 | 0.26282 | 0.26282 | 0.26282 | 0.26282 | 0.26282 | 0.26282 | 0.26282 | 0.26282 | 0.26282 | 0.26282 | 0.26282 | 0.26282 | 0.26282 | 0.26282 | 0.26282 | 0.26282 | 0.26282 | 0.26282 | 0.26282 | 0.26282 | 0.26282 | 0.26282 | 0.26282 | 0.26282 | 0.26282 | 0.26282 | 0.26282 | 0.26282 | 0.26282 | 0.26282 | 0.26282 | 0.26282 | 0.26282 | 0.26282 | 0.26282 | 0.26282 | 0.26282 | 0.26282 | 0.26282 | 0.26282 | 0.26282 | 0.26282 | 0.072818 | 0 | 0 | 0 | 0 | 0 | 0 | 0 | 0 | 0 | 0 | 0 | 12.951
Total Earnings Effect | 0 | 0 | 0.44219 | 0.61398 | 0.59922 | 0.58526 | 0.57204 | 0.5595 | 0.54759 | 0.53626 | 0.52526 | 0.51431 | 0.50335 | 0.4924 | 0.48145 | 0.47049 | 0.45954 | 0.44858 | 0.43763 | 0.42668 | 0.41572 | 0.40477 | 0.39552 | 0.38969 | 0.38556 | 0.38143 | 0.3773 | 0.37317 | 0.36904 | 0.36492 | 0.36079 | 0.35666 | 0.35253 | 0.3484 | 0.34427 | 0.34015 | 0.33602 | 0.33189 | 0.32776 | 0.32363 | 0.3195 | 0.31537 | 0.31125 | 0.30712 | 0.30299 | 0.29886 | 0.29473 | 0.2906 | 0.28648 | 0.28235 | 0.27822 | 0.079481 | -9.1783e-06 | -9.1783e-06 | -9.1783e-06 | -9.1783e-06 | -9.1783e-06 | -9.1783e-06 | -9.1783e-06 | -9.1783e-06 | -9.1783e-06 | -9.1783e-06 | -9.1783e-06
Gross-Up Factor | 1.0354 | 1.0354 | 1.0354 | 1.0354 | 1.0354 | 1.0354 | 1.0354 | 1.0354 | 1.0354 | 1.0354 | 1.0354 | 1.0354 | 1.0354 | 1.0354 | 1.0354 | 1.0354 | 1.0354 | 1.0354 | 1.0354 | 1.0354 | 1.0354 | 1.0354 | 1.0354 | 1.0354 | 1.0354 | 1.0354 | 1.0354 | 1.0354 | 1.0354 | 1.0354 | 1.0354 | 1.0354 | 1.0354 | 1.0354 | 1.0354 | 1.0354 | 1.0354 | 1.0354 | 1.0354 | 1.0354 | 1.0354 | 1.0354 | 1.0354 | 1.0354 | 1.0354 | 1.0354 | 1.0354 | 1.0354 | 1.0354 | 1.0354 | 1.0354 | 1.0354 | 1.0354 | 1.0354 | 1.0354 | 1.0354 | 1.0354 | 1.0354 | 1.0354 | 1.0354 | 1.0354 | 1.0354 | 1.0354
Revenue requirement | 0 | 0 | 0.45783 | 0.63568 | 0.62041 | 0.60595 | 0.59226 | 0.57928 | 0.56695 | 0.55522 | 0.54383 | 0.53249 | 0.52115 | 0.50981 | 0.49847 | 0.48713 | 0.47579 | 0.46444 | 0.4531 | 0.44176 | 0.43042 | 0.41908 | 0.4095 | 0.40346 | 0.39919 | 0.39492 | 0.39064 | 0.38637 | 0.38209 | 0.37782 | 0.37354 | 0.36927 | 0.36499 | 0.36072 | 0.35645 | 0.35217 | 0.3479 | 0.34362 | 0.33935 | 0.33507 | 0.3308 | 0.32653 | 0.32225 | 0.31798 | 0.3137 | 0.30943 | 0.30515 | 0.30088 | 0.29661 | 0.29233 | 0.28806 | 0.082291 | -9.5028e-06 | -9.5028e-06 | -9.5028e-06 | -9.5028e-06 | -9.5028e-06 | -9.5028e-06 | -9.5028e-06 | -9.5028e-06 | -9.5028e-06 | -9.5028e-06 | -9.5028e-06 | 20.564
Depreciation Calculations
Tax Depreciation - Federal
Cost of new equipment in service basis | 0 | 0 | 3.8001 | 0 | 0 | 0 | 0 | 0 | 0 | 0 | 0 | 0 | 0 | 0 | 0 | 0 | 0 | 0 | 0 | 0 | 0 | 0 | 0 | 0 | 0 | 0 | 0 | 0 | 0 | 0 | 0 | 0 | 0 | 0 | 0 | 0 | 0 | 0 | 0 | 0 | 0 | 0 | 0 | 0 | 0 | 0 | 0 | 0 | 0 | 0 | 0 | -3.8001 | 0 | 0 | 0 | 0 | 0 | 0 | 0 | 0 | 0
Bonus Depreciation (N/A) | 0 | 0 | 0 | 0 | 0 | 0 | 0 | 0 | 0 | 0 | 0 | 0 | 0 | 0 | 0 | 0 | 0 | 0 | 0 | 0 | 0 | 0 | 0 | 0 | 0 | 0 | 0 | 0 | 0 | 0 | 0 | 0 | 0 | 0 | 0 | 0 | 0 | 0 | 0 | 0 | 0 | 0 | 0 | 0 | 0 | 0 | 0 | 0 | 0 | 0 | 0 | 0 | 0 | 0 | 0 | 0 | 0 | 0 | 0 | 0 | 0
Regular Depreciation basis (Cumulative) | 0 | 0 | 3.8001 | 3.8001 | 3.8001 | 3.8001 | 3.8001 | 3.8001 | 3.8001 | 3.8001 | 3.8001 | 3.8001 | 3.8001 | 3.8001 | 3.8001 | 3.8001 | 3.8001 | 3.8001 | 3.8001 | 3.8001 | 3.8001 | 3.8001 | 3.8001 | 3.8001 | 3.8001 | 3.8001 | 3.8001 | 3.8001 | 3.8001 | 3.8001 | 3.8001 | 3.8001 | 3.8001 | 3.8001 | 3.8001 | 3.8001 | 3.8001 | 3.8001 | 3.8001 | 3.8001 | 3.8001 | 3.8001 | 3.8001 | 3.8001 | 3.8001 | 3.8001 | 3.8001 | 3.8001 | 3.8001 | 3.8001 | 3.8001 | 0 | 0 | 0 | 0 | 0 | 0 | 0 | 0 | 0 | 0 | 0 | 0
RegularDepreciation |  |  | 0.1425 | 0.27433 | 0.25373 | 0.23473 | 0.2171 | 0.20083 | 0.18575 | 0.17184 | 0.16956 | 0.16956 | 0.16956 | 0.16956 | 0.16956 | 0.16956 | 0.16956 | 0.16956 | 0.16956 | 0.16956 | 0.16956 | 0.16956 | 0.084779 | [40 empty] | 3.8003
Total Depreciation for year | 0 | 0 | 0.1425 | 0.27433 | 0.25373 | 0.23473 | 0.2171 | 0.20083 | 0.18575 | 0.17184 | 0.16956 | 0.16956 | 0.16956 | 0.16956 | 0.16956 | 0.16956 | 0.16956 | 0.16956 | 0.16956 | 0.16956 | 0.16956 | 0.16956 | 0.084779 | 0 | 0 | 0 | 0 | 0 | 0 | 0 | 0 | 0 | 0 | 0 | 0 | 0 | 0 | 0 | 0 | 0 | 0 | 0 | 0 | 0 | 0 | 0 | 0 | 0 | 0 | 0 | 0 | 0 | 0 | 0 | 0 | 0 | 0 | 0 | 0 | 0 | 0
Tax Depreciation - State
Cost of new equipment in service basis | 0 | 0 | 3.8001 | 0 | 0 | 0 | 0 | 0 | 0 | 0 | 0 | 0 | 0 | 0 | 0 | 0 | 0 | 0 | 0 | 0 | 0 | 0 | 0 | 0 | 0 | 0 | 0 | 0 | 0 | 0 | 0 | 0 | 0 | 0 | 0 | 0 | 0 | 0 | 0 | 0 | 0 | 0 | 0 | 0 | 0 | 0 | 0 | 0 | 0 | 0 | 0 | -3.8001 | 0 | 0 | 0 | 0 | 0 | 0 | 0 | 0 | 0 | 0 | 0
Bonus Depreciation (N/A) | 0 | 0 | 0 | 0 | 0 | 0 | 0 | 0 | 0 | 0 | 0 | 0 | 0 | 0 | 0 | 0 | 0 | 0 | 0 | 0 | 0 | 0 | 0 | 0 | 0 | 0 | 0 | 0 | 0 | 0 | 0 | 0 | 0 | 0 | 0 | 0 | 0 | 0 | 0 | 0 | 0 | 0 | 0 | 0 | 0 | 0 | 0 | 0 | 0 | 0 | 0 | 0 | 0 | 0 | 0 | 0 | 0 | 0 | 0 | 0 | 0 | 0 | 0
Regular Depreciation basis (Cumulative) | 0 | 0 | 3.8001 | 3.8001 | 3.8001 | 3.8001 | 3.8001 | 3.8001 | 3.8001 | 3.8001 | 3.8001 | 3.8001 | 3.8001 | 3.8001 | 3.8001 | 3.8001 | 3.8001 | 3.8001 | 3.8001 | 3.8001 | 3.8001 | 3.8001 | 3.8001 | 3.8001 | 3.8001 | 3.8001 | 3.8001 | 3.8001 | 3.8001 | 3.8001 | 3.8001 | 3.8001 | 3.8001 | 3.8001 | 3.8001 | 3.8001 | 3.8001 | 3.8001 | 3.8001 | 3.8001 | 3.8001 | 3.8001 | 3.8001 | 3.8001 | 3.8001 | 3.8001 | 3.8001 | 3.8001 | 3.8001 | 3.8001 | 3.8001 | 0 | 0 | 0 | 0 | 0 | 0 | 0 | 0 | 0 | 0 | 0 | 0
RegularDepreciation | 0 | 0 | 0.1425 | 0.27433 | 0.25373 | 0.23473 | 0.2171 | 0.20083 | 0.18575 | 0.17184 | 0.16956 | 0.16956 | 0.16956 | 0.16956 | 0.16956 | 0.16956 | 0.16956 | 0.16956 | 0.16956 | 0.16956 | 0.16956 | 0.16956 | 0.084779 | 0 | 0 | 0 | 0 | 0 | 0 | 0 | 0 | 0 | 0 | 0 | 0 | 0 | 0 | 0 | 0 | 0 | 0 | 0 | 0 | 0 | 0 | 0 | 0 | 0 | 0 | 0 | 0 | 0 | 0 | 0 | 0 | 0 | 0 | 0 | 0 | 0 | 0 | 0 | 0 | 3.8003
Total Depreciation for year | 0 | 0 | 0.1425 | 0.27433 | 0.25373 | 0.23473 | 0.2171 | 0.20083 | 0.18575 | 0.17184 | 0.16956 | 0.16956 | 0.16956 | 0.16956 | 0.16956 | 0.16956 | 0.16956 | 0.16956 | 0.16956 | 0.16956 | 0.16956 | 0.16956 | 0.084779 | 0 | 0 | 0 | 0 | 0 | 0 | 0 | 0 | 0 | 0 | 0 | 0 | 0 | 0 | 0 | 0 | 0 | 0 | 0 | 0 | 0 | 0 | 0 | 0 | 0 | 0 | 0 | 0 | 0 | 0 | 0 | 0 | 0 | 0 | 0 | 0 | 0 | 0 | 0 | 0
Book Depreciation with COR
2014 | 0 | 0 | 0 | 0 | 0 | 0 | 0 | 0 | 0 | 0 | 0 | 0 | 0 | 0 | 0 | 0 | 0 | 0 | 0 | 0 | 0 | 0 | 0 | 0 | 0 | 0 | 0 | 0 | 0 | 0 | 0 | 0 | 0 | 0 | 0 | 0 | 0 | 0 | 0 | 0 | 0 | 0 | 0 | 0 | 0 | 0 | 0 | 0 | 0 | 0 | [13 empty] | 0
2015 |  | 0 | 0 | 0 | 0 | 0 | 0 | 0 | 0 | 0 | 0 | 0 | 0 | 0 | 0 | 0 | 0 | 0 | 0 | 0 | 0 | 0 | 0 | 0 | 0 | 0 | 0 | 0 | 0 | 0 | 0 | 0 | 0 | 0 | 0 | 0 | 0 | 0 | 0 | 0 | 0 | 0 | 0 | 0 | 0 | 0 | 0 | 0 | 0 | 0 | 0 | [12 empty] | 0 | check - total PIS
2016 |  |  | 0.074101 | 0.074101 | 0.074101 | 0.074101 | 0.074101 | 0.074101 | 0.074101 | 0.074101 | 0.074101 | 0.074101 | 0.074101 | 0.074101 | 0.074101 | 0.074101 | 0.074101 | 0.074101 | 0.074101 | 0.074101 | 0.074101 | 0.074101 | 0.074101 | 0.074101 | 0.074101 | 0.074101 | 0.074101 | 0.074101 | 0.074101 | 0.074101 | 0.074101 | 0.074101 | 0.074101 | 0.074101 | 0.074101 | 0.074101 | 0.074101 | 0.074101 | 0.074101 | 0.074101 | 0.074101 | 0.074101 | 0.074101 | 0.074101 | 0.074101 | 0.074101 | 0.074101 | 0.074101 | 0.074101 | 0.074101 | 0.074101 | 0.074101 | [11 empty] | 3.705 | 3.8001
2017 |  |  |  | 0 | 0 | 0 | 0 | 0 | 0 | 0 | 0 | 0 | 0 | 0 | 0 | 0 | 0 | 0 | 0 | 0 | 0 | 0 | 0 | 0 | 0 | 0 | 0 | 0 | 0 | 0 | 0 | 0 | 0 | 0 | 0 | 0 | 0 | 0 | 0 | 0 | 0 | 0 | 0 | 0 | 0 | 0 | 0 | 0 | 0 | 0 | 0 | 0 | 0 | [10 empty] | 0 | 0
2018 |  |  |  |  | 0 | 0 | 0 | 0 | 0 | 0 | 0 | 0 | 0 | 0 | 0 | 0 | 0 | 0 | 0 | 0 | 0 | 0 | 0 | 0 | 0 | 0 | 0 | 0 | 0 | 0 | 0 | 0 | 0 | 0 | 0 | 0 | 0 | 0 | 0 | 0 | 0 | 0 | 0 | 0 | 0 | 0 | 0 | 0 | 0 | 0 | 0 | 0 | 0 | 0 | [9 empty] | 0
2019 | [5 empty] | 0 | 0 | 0 | 0 | 0 | 0 | 0 | 0 | 0 | 0 | 0 | 0 | 0 | 0 | 0 | 0 | 0 | 0 | 0 | 0 | 0 | 0 | 0 | 0 | 0 | 0 | 0 | 0 | 0 | 0 | 0 | 0 | 0 | 0 | 0 | 0 | 0 | 0 | 0 | 0 | 0 | 0 | 0 | 0 | 0 | 0 | 0 | 0 | 0 | 0 | [8 empty] | 0 | 0
2020 | [6 empty] | 0 | 0 | 0 | 0 | 0 | 0 | 0 | 0 | 0 | 0 | 0 | 0 | 0 | 0 | 0 | 0 | 0 | 0 | 0 | 0 | 0 | 0 | 0 | 0 | 0 | 0 | 0 | 0 | 0 | 0 | 0 | 0 | 0 | 0 | 0 | 0 | 0 | 0 | 0 | 0 | 0 | 0 | 0 | 0 | 0 | 0 | 0 | 0 | 0 | 0 | [7 empty] | 0
2021 | [7 empty] | 0 | 0 | 0 | 0 | 0 | 0 | 0 | 0 | 0 | 0 | 0 | 0 | 0 | 0 | 0 | 0 | 0 | 0 | 0 | 0 | 0 | 0 | 0 | 0 | 0 | 0 | 0 | 0 | 0 | 0 | 0 | 0 | 0 | 0 | 0 | 0 | 0 | 0 | 0 | 0 | 0 | 0 | 0 | 0 | 0 | 0 | 0 | 0 | 0 | 0 | [6 empty] | 0
2022 | [8 empty] | 0 | 0 | 0 | 0 | 0 | 0 | 0 | 0 | 0 | 0 | 0 | 0 | 0 | 0 | 0 | 0 | 0 | 0 | 0 | 0 | 0 | 0 | 0 | 0 | 0 | 0 | 0 | 0 | 0 | 0 | 0 | 0 | 0 | 0 | 0 | 0 | 0 | 0 | 0 | 0 | 0 | 0 | 0 | 0 | 0 | 0 | 0 | 0 | 0 | 0 | [5 empty] | 0
2023 | [9 empty] | 0 | 0 | 0 | 0 | 0 | 0 | 0 | 0 | 0 | 0 | 0 | 0 | 0 | 0 | 0 | 0 | 0 | 0 | 0 | 0 | 0 | 0 | 0 | 0 | 0 | 0 | 0 | 0 | 0 | 0 | 0 | 0 | 0 | 0 | 0 | 0 | 0 | 0 | 0 | 0 | 0 | 0 | 0 | 0 | 0 | 0 | 0 | 0 | 0 | 0 |  |  |  |  | 0
2024 | [10 empty] | 0 | 0 | 0 | 0 | 0 | 0 | 0 | 0 | 0 | 0 | 0 | 0 | 0 | 0 | 0 | 0 | 0 | 0 | 0 | 0 | 0 | 0 | 0 | 0 | 0 | 0 | 0 | 0 | 0 | 0 | 0 | 0 | 0 | 0 | 0 | 0 | 0 | 0 | 0 | 0 | 0 | 0 | 0 | 0 | 0 | 0 | 0 | 0 | 0 | 0 |  |  |  | 0 | 0
2025 | [11 empty] | 0 | 0 | 0 | 0 | 0 | 0 | 0 | 0 | 0 | 0 | 0 | 0 | 0 | 0 | 0 | 0 | 0 | 0 | 0 | 0 | 0 | 0 | 0 | 0 | 0 | 0 | 0 | 0 | 0 | 0 | 0 | 0 | 0 | 0 | 0 | 0 | 0 | 0 | 0 | 0 | 0 | 0 | 0 | 0 | 0 | 0 | 0 | 0 | 0 | 0 |  |  | 0
2026 | [12 empty] | 0 | 0 | 0 | 0 | 0 | 0 | 0 | 0 | 0 | 0 | 0 | 0 | 0 | 0 | 0 | 0 | 0 | 0 | 0 | 0 | 0 | 0 | 0 | 0 | 0 | 0 | 0 | 0 | 0 | 0 | 0 | 0 | 0 | 0 | 0 | 0 | 0 | 0 | 0 | 0 | 0 | 0 | 0 | 0 | 0 | 0 | 0 | 0 | 0 | 0 |  | 0
| 0 | 0 | 0.074101 | 0.074101 | 0.074101 | 0.074101 | 0.074101 | 0.074101 | 0.074101 | 0.074101 | 0.074101 | 0.074101 | 0.074101 | 0.074101 | 0.074101 | 0.074101 | 0.074101 | 0.074101 | 0.074101 | 0.074101 | 0.074101 | 0.074101 | 0.074101 | 0.074101 | 0.074101 | 0.074101 | 0.074101 | 0.074101 | 0.074101 | 0.074101 | 0.074101 | 0.074101 | 0.074101 | 0.074101 | 0.074101 | 0.074101 | 0.074101 | 0.074101 | 0.074101 | 0.074101 | 0.074101 | 0.074101 | 0.074101 | 0.074101 | 0.074101 | 0.074101 | 0.074101 | 0.074101 | 0.074101 | 0.074101 | 0.074101 | 0.074101 | 0 | 0 | 0 | 0 | 0 | 0 | 0 | 0 | 0 | 0 | 0 | 3.705
Book Depreciation- excl. Salvage
2014 | 0 | 0 | 0 | 0 | 0 | 0 | 0 | 0 | 0 | 0 | 0 | 0 | 0 | 0 | 0 | 0 | 0 | 0 | 0 | 0 | 0 | 0 | 0 | 0 | 0 |  |  | 0 | 0 | 0 | 0 | 0 | 0 | 0 | 0 | 0 | 0 | 0 | 0 | 0 | 0 | 0 | 0 | 0 | 0 | 0 | 0 | 0 | 0 | 0 | 0 | 0 | [11 empty] | 0
2015 |  | 0 | 0 | 0 | 0 | 0 | 0 | 0 | 0 | 0 | 0 | 0 | 0 | 0 | 0 | 0 | 0 | 0 | 0 | 0 | 0 | 0 | 0 | 0 | 0 | 0 |  | 0 | 0 | 0 | 0 | 0 | 0 | 0 | 0 | 0 | 0 | 0 | 0 | 0 | 0 | 0 | 0 | 0 | 0 | 0 | 0 | 0 | 0 | 0 | 0 | 0 | [11 empty] | 0 | check - total PIS
2016 |  |  | 0.076001 | 0.076001 | 0.076001 | 0.076001 | 0.076001 | 0.076001 | 0.076001 | 0.076001 | 0.076001 | 0.076001 | 0.076001 | 0.076001 | 0.076001 | 0.076001 | 0.076001 | 0.076001 | 0.076001 | 0.076001 | 0.076001 | 0.076001 | 0.076001 | 0.076001 | 0.076001 | 0.076001 | 0.076001 | 0.076001 | 0.076001 | 0.076001 | 0.076001 | 0.076001 | 0.076001 | 0.076001 | 0.076001 | 0.076001 | 0.076001 | 0.076001 | 0.076001 | 0.076001 | 0.076001 | 0.076001 | 0.076001 | 0.076001 | 0.076001 | 0.076001 | 0.076001 | 0.076001 | 0.076001 | 0.076001 | 0.076001 | 0.076001 | [11 empty] | 3.8001 | 3.8001
2017 |  |  |  | 0 | 0 | 0 | 0 | 0 | 0 | 0 | 0 | 0 | 0 | 0 | 0 | 0 | 0 | 0 | 0 | 0 | 0 | 0 | 0 | 0 | 0 | 0 | 0 | 0 | 0 | 0 | 0 | 0 | 0 | 0 | 0 | 0 | 0 | 0 | 0 | 0 | 0 | 0 | 0 | 0 | 0 | 0 | 0 | 0 | 0 | 0 | 0 | 0 | 0 | [10 empty] | 0 | 0
2018 |  |  |  |  | 0 | 0 | 0 | 0 | 0 | 0 | 0 | 0 | 0 | 0 | 0 | 0 | 0 | 0 | 0 | 0 | 0 | 0 | 0 | 0 | 0 | 0 | 0 | 0 | 0 | 0 | 0 | 0 | 0 | 0 | 0 | 0 | 0 | 0 | 0 | 0 | 0 | 0 | 0 | 0 | 0 | 0 | 0 | 0 | 0 | 0 | 0 | 0 | 0 | 0 | [9 empty] | 0
2019 | [5 empty] | 0 | 0 | 0 | 0 | 0 | 0 | 0 | 0 | 0 | 0 | 0 | 0 | 0 | 0 | 0 | 0 | 0 | 0 | 0 | 0 | 0 | 0 | 0 | 0 | 0 | 0 | 0 | 0 | 0 | 0 | 0 | 0 | 0 | 0 | 0 | 0 | 0 | 0 | 0 | 0 | 0 | 0 | 0 | 0 | 0 | 0 | 0 | 0 | 0 | 0 | [8 empty] | 0 | 0
2020 | [6 empty] | 0 | 0 | 0 | 0 | 0 | 0 | 0 | 0 | 0 | 0 | 0 | 0 | 0 | 0 | 0 | 0 | 0 | 0 | 0 | 0 | 0 | 0 | 0 | 0 | 0 | 0 | 0 | 0 | 0 | 0 | 0 | 0 | 0 | 0 | 0 | 0 | 0 | 0 | 0 | 0 | 0 | 0 | 0 | 0 | 0 | 0 | 0 | 0 | 0 | 0 | [7 empty] | 0
2021 | [7 empty] | 0 | 0 | 0 | 0 | 0 | 0 | 0 | 0 | 0 | 0 | 0 | 0 | 0 | 0 | 0 | 0 | 0 | 0 | 0 | 0 | 0 | 0 | 0 | 0 | 0 | 0 | 0 | 0 | 0 | 0 | 0 | 0 | 0 | 0 | 0 | 0 | 0 | 0 | 0 | 0 | 0 | 0 | 0 | 0 | 0 | 0 | 0 | 0 | 0 | 0 | [6 empty] | 0
2022 | [8 empty] | 0 | 0 | 0 | 0 | 0 | 0 | 0 | 0 | 0 | 0 | 0 | 0 | 0 | 0 | 0 | 0 | 0 | 0 | 0 | 0 | 0 | 0 | 0 | 0 | 0 | 0 | 0 | 0 | 0 | 0 | 0 | 0 | 0 | 0 | 0 | 0 | 0 | 0 | 0 | 0 | 0 | 0 | 0 | 0 | 0 | 0 | 0 | 0 | 0 | 0 | [5 empty] | 0
2023 | [9 empty] | 0 | 0 | 0 | 0 | 0 | 0 | 0 | 0 | 0 | 0 | 0 | 0 | 0 | 0 | 0 | 0 | 0 | 0 | 0 | 0 | 0 | 0 | 0 | 0 | 0 | 0 | 0 | 0 | 0 | 0 | 0 | 0 | 0 | 0 | 0 | 0 | 0 | 0 | 0 | 0 | 0 | 0 | 0 | 0 | 0 | 0 | 0 | 0 | 0 | 0 |  |  |  |  | 0
2024 | [10 empty] | 0 | 0 | 0 | 0 | 0 | 0 | 0 | 0 | 0 | 0 | 0 | 0 | 0 | 0 | 0 | 0 | 0 | 0 | 0 | 0 | 0 | 0 | 0 | 0 | 0 | 0 | 0 | 0 | 0 | 0 | 0 | 0 | 0 | 0 | 0 | 0 | 0 | 0 | 0 | 0 | 0 | 0 | 0 | 0 | 0 | 0 | 0 | 0 | 0 | 0 |  |  |  | 0 | 0
2025 | [11 empty] | 0 | 0 | 0 | 0 | 0 | 0 | 0 | 0 | 0 | 0 | 0 | 0 | 0 | 0 | 0 | 0 | 0 | 0 | 0 | 0 | 0 | 0 | 0 | 0 | 0 | 0 | 0 | 0 | 0 | 0 | 0 | 0 | 0 | 0 | 0 | 0 | 0 | 0 | 0 | 0 | 0 | 0 | 0 | 0 | 0 | 0 | 0 | 0 | 0 | 0 |  |  | 0
2026 | [12 empty] | 0 | 0 | 0 | 0 | 0 | 0 | 0 | 0 | 0 | 0 | 0 | 0 | 0 | 0 | 0 | 0 | 0 | 0 | 0 | 0 | 0 | 0 | 0 | 0 | 0 | 0 | 0 | 0 | 0 | 0 | 0 | 0 | 0 | 0 | 0 | 0 | 0 | 0 | 0 | 0 | 0 | 0 | 0 | 0 | 0 | 0 | 0 | 0 | 0 | 0 |  | 0 | 0
| 0 | 0 | 0.076001 | 0.076001 | 0.076001 | 0.076001 | 0.076001 | 0.076001 | 0.076001 | 0.076001 | 0.076001 | 0.076001 | 0.076001 | 0.076001 | 0.076001 | 0.076001 | 0.076001 | 0.076001 | 0.076001 | 0.076001 | 0.076001 | 0.076001 | 0.076001 | 0.076001 | 0.076001 | 0.076001 | 0.076001 | 0.076001 | 0.076001 | 0.076001 | 0.076001 | 0.076001 | 0.076001 | 0.076001 | 0.076001 | 0.076001 | 0.076001 | 0.076001 | 0.076001 | 0.076001 | 0.076001 | 0.076001 | 0.076001 | 0.076001 | 0.076001 | 0.076001 | 0.076001 | 0.076001 | 0.076001 | 0.076001 | 0.076001 | 0.076001 | 0 | 0 | 0 | 0 | 0 | 0 | 0 | 0 | 0 | 0 | 0 | 3.8001
Note on A50: Lee, Betty: rate base does not include CWIP b/c the CapEx dollars include an AFUDC component in it already

## 4b-2017
Project No. | 4b
Project Desc. | Glendale 5th Transformer
Book Life | 50
Tax Life | 20N
Salvage Rate | 2.5%
| 2014 | 2015 | 2016 | 2017 | 2018 | 2019 | 2020 | 2021 | 2022 | 2023 | 2024 | 2025 | 2026 | 2027 | 2028 | 2029 | 2030 | 2031 | 2032 | 2033 | 2034 | 2035 | 2036 | 2037 | 2038 | 2039 | 2040 | 2041 | 2042 | 2043 | 2044 | 2045 | 2046 | 2047 | 2048 | 2049 | 2050 | 2051 | 2052 | 2053 | 2054 | 2055 | 2056 | 2057 | 2058 | 2059 | 2060 | 2061 | 2062 | 2063 | 2064 | 2065 | 2066 | 2067 | 2068 | 2069 | 2070 | 2071 | 2072 | 2073 | 2074 | 2075 | 2076
Closing to Plant (Y/N) | N | N | N | N | N | Y | N | N | N | N | N | N | N | N | N | N | N | N | N | N | N | N | N | N | N | N | N | N | N | N | N | N | N | N | N | N | N | N | N | N | N | N | N | N | N | N | N | N | N | N | N | N | N | N | N | N | N | N | N | N | N | N | N | Total
CWIP
Beginning of Period | 0 | 0 | 0 | 0 | 0 | 0 | 0 | 0 | 0 | 0 | 0 | 0 | 0 | 0 | 0 | 0 | 0 | 0 | 0 | 0 | 0 | 0 | 0 | 0 | 0 | 0 | 0 | 0 | 0 | 0 | 0 | 0 | 0 | 0 | 0 | 0 | 0 | 0 | 0 | 0 | 0 | 0 | 0 | 0 | 0 | 0 | 0 | 0 | 0 | 0 | 0 | 0 | 0 | 0 | 0 | 0 | 0 | 0 | 0 | 0 | 0 | 0 | 0
Activity
Capex | 0 | 0 | 0 | 0 | 0 | 0 | 0 | 0 | 0 | 0 | 0 | 0 | 0 | [50 empty] | 0
Closings to Plant |  |  | 0 | [60 empty] | 0
End of Period | 0 | 0 | 0 | 0 | 0 | 0 | 0 | 0 | 0 | 0 | 0 | 0 | 0 | 0 | 0 | 0 | 0 | 0 | 0 | 0 | 0 | 0 | 0 | 0 | 0 | 0 | 0 | 0 | 0 | 0 | 0 | 0 | 0 | 0 | 0 | 0 | 0 | 0 | 0 | 0 | 0 | 0 | 0 | 0 | 0 | 0 | 0 | 0 | 0 | 0 | 0 | 0 | 0 | 0 | 0 | 0 | 0 | 0 | 0 | 0 | 0 | 0 | 0
Average | 0 | 0 | 0 | 0 | 0 | 0 | 0 | 0 | 0 | 0 | 0 | 0 | 0 | 0 | 0 | 0 | 0 | 0 | 0 | 0 | 0 | 0 | 0 | 0 | 0 | 0 | 0 | 0 | 0 | 0 | 0 | 0 | 0 | 0 | 0 | 0 | 0 | 0 | 0 | 0 | 0 | 0 | 0 | 0 | 0 | 0 | 0 | 0 | 0 | 0 | 0 | 0 | 0 | 0 | 0 | 0 | 0 | 0 | 0 | 0 | 0 | 0 | 0
Plant in Service
Beginning of Period | 0 | 0 | 0 | 0 | 0 | 0 | 0 | 0 | 0 | 0 | 0 | 0 | 0 | 0 | 0 | 0 | 0 | 0 | 0 | 0 | 0 | 0 | 0 | 0 | 0 | 0 | 0 | 0 | 0 | 0 | 0 | 0 | 0 | 0 | 0 | 0 | 0 | 0 | 0 | 0 | 0 | 0 | 0 | 0 | 0 | 0 | 0 | 0 | 0 | 0 | 0 | 0 | 0 | 0 | 0 | 0 | 0 | 0 | 0 | 0 | 0 | 0 | 0
Activity | 0 | 0 | 0 | 0 | 0 | 0 | 0 | 0 | 0 | 0 | 0 | 0 | 0 | 0 | 0 | 0 | 0 | 0 | 0 | 0 | 0 | 0 | 0 | 0 | 0 | 0 | 0 | 0 | 0 | 0 | 0 | 0 | 0 | 0 | 0 | 0 | 0 | 0 | 0 | 0 | 0 | 0 | 0 | 0 | 0 | 0 | 0 | 0 | 0 | 0 | 0 | 0 | 0 | 0 | 0 | 0 | 0 | 0 | 0 | 0 | 0 | 0 | 0 | 0
End of Period | 0 | 0 | 0 | 0 | 0 | 0 | 0 | 0 | 0 | 0 | 0 | 0 | 0 | 0 | 0 | 0 | 0 | 0 | 0 | 0 | 0 | 0 | 0 | 0 | 0 | 0 | 0 | 0 | 0 | 0 | 0 | 0 | 0 | 0 | 0 | 0 | 0 | 0 | 0 | 0 | 0 | 0 | 0 | 0 | 0 | 0 | 0 | 0 | 0 | 0 | 0 | 0 | 0 | 0 | 0 | 0 | 0 | 0 | 0 | 0 | 0 | 0 | 0
Average | 0 | 0 | 0 | 0 | 0 | 0 | 0 | 0 | 0 | 0 | 0 | 0 | 0 | 0 | 0 | 0 | 0 | 0 | 0 | 0 | 0 | 0 | 0 | 0 | 0 | 0 | 0 | 0 | 0 | 0 | 0 | 0 | 0 | 0 | 0 | 0 | 0 | 0 | 0 | 0 | 0 | 0 | 0 | 0 | 0 | 0 | 0 | 0 | 0 | 0 | 0 | 0 | 0 | 0 | 0 | 0 | 0 | 0 | 0 | 0 | 0 | 0 | 0
Tax Depreciation
Beginning of Period | 0 | 0 | 0 | 0 | 0 | 0 | 0 | 0 | 0 | 0 | 0 | 0 | 0 | 0 | 0 | 0 | 0 | 0 | 0 | 0 | 0 | 0 | 0 | 0 | 0 | 0 | 0 | 0 | 0 | 0 | 0 | 0 | 0 | 0 | 0 | 0 | 0 | 0 | 0 | 0 | 0 | 0 | 0 | 0 | 0 | 0 | 0 | 0 | 0 | 0 | 0 | 0 | 0 | 0 | 0 | 0 | 0 | 0 | 0 | 0 | 0 | 0 | 0
Federal | 0 | 0 | 0 | 0 | 0 | 0 | 0 | 0 | 0 | 0 | 0 | 0 | 0 | 0 | 0 | 0 | 0 | 0 | 0 | 0 | 0 | 0 | 0 | 0 | 0 | 0 | 0 | 0 | 0 | 0 | 0 | 0 | 0 | 0 | 0 | 0 | 0 | 0 | 0 | 0 | 0 | 0 | 0 | 0 | 0 | 0 | 0 | 0 | 0 | 0 | 0 | 0 | 0 | 0 | 0 | 0 | 0 | 0 | 0 | 0 | 0 | 0 | 0 | 0
State | 0 | 0 | 0 | 0 | 0 | 0 | 0 | 0 | 0 | 0 | 0 | 0 | 0 | 0 | 0 | 0 | 0 | 0 | 0 | 0 | 0 | 0 | 0 | 0 | 0 | 0 | 0 | 0 | 0 | 0 | 0 | 0 | 0 | 0 | 0 | 0 | 0 | 0 | 0 | 0 | 0 | 0 | 0 | 0 | 0 | 0 | 0 | 0 | 0 | 0 | 0 | 0 | 0 | 0 | 0 | 0 | 0 | 0 | 0 | 0 | 0 | 0 | 0 | 0
End of Period | 0 | 0 | 0 | 0 | 0 | 0 | 0 | 0 | 0 | 0 | 0 | 0 | 0 | 0 | 0 | 0 | 0 | 0 | 0 | 0 | 0 | 0 | 0 | 0 | 0 | 0 | 0 | 0 | 0 | 0 | 0 | 0 | 0 | 0 | 0 | 0 | 0 | 0 | 0 | 0 | 0 | 0 | 0 | 0 | 0 | 0 | 0 | 0 | 0 | 0 | 0 | 0 | 0 | 0 | 0 | 0 | 0 | 0 | 0 | 0 | 0 | 0 | 0
Average | 0 | 0 | 0 | 0 | 0 | 0 | 0 | 0 | 0 | 0 | 0 | 0 | 0 | 0 | 0 | 0 | 0 | 0 | 0 | 0 | 0 | 0 | 0 | 0 | 0 | 0 | 0 | 0 | 0 | 0 | 0 | 0 | 0 | 0 | 0 | 0 | 0 | 0 | 0 | 0 | 0 | 0 | 0 | 0 | 0 | 0 | 0 | 0 | 0 | 0 | 0 | 0 | 0 | 0 | 0 | 0 | 0 | 0 | 0 | 0 | 0 | 0 | 0
Book Depreciation with COR
Beginning of Period | 0 | 0 | 0 | 0 | 0 | 0 | 0 | 0 | 0 | 0 | 0 | 0 | 0 | 0 | 0 | 0 | 0 | 0 | 0 | 0 | 0 | 0 | 0 | 0 | 0 | 0 | 0 | 0 | 0 | 0 | 0 | 0 | 0 | 0 | 0 | 0 | 0 | 0 | 0 | 0 | 0 | 0 | 0 | 0 | 0 | 0 | 0 | 0 | 0 | 0 | 0 | 0 | 0 | 0 | 0 | 0 | 0 | 0 | 0 | 0 | 0 | 0 | 0
Activity | 0 | 0 | 0 | 0 | 0 | 0 | 0 | 0 | 0 | 0 | 0 | 0 | 0 | 0 | 0 | 0 | 0 | 0 | 0 | 0 | 0 | 0 | 0 | 0 | 0 | 0 | 0 | 0 | 0 | 0 | 0 | 0 | 0 | 0 | 0 | 0 | 0 | 0 | 0 | 0 | 0 | 0 | 0 | 0 | 0 | 0 | 0 | 0 | 0 | 0 | 0 | 0 | 0 | 0 | 0 | 0 | 0 | 0 | 0 | 0 | 0 | 0 | 0 | 0
Book Depreciation Related to Retired PIS | [49 empty] | 0 | 0 | 0 | 0 | 0 | 0 | 0 | 0 | 0 | 0 | 0 | 0 | 0 |  | 0
End of Period | 0 | 0 | 0 | 0 | 0 | 0 | 0 | 0 | 0 | 0 | 0 | 0 | 0 | 0 | 0 | 0 | 0 | 0 | 0 | 0 | 0 | 0 | 0 | 0 | 0 | 0 | 0 | 0 | 0 | 0 | 0 | 0 | 0 | 0 | 0 | 0 | 0 | 0 | 0 | 0 | 0 | 0 | 0 | 0 | 0 | 0 | 0 | 0 | 0 | 0 | 0 | 0 | 0 | 0 | 0 | 0 | 0 | 0 | 0 | 0 | 0 | 0 | 0
Average | 0 | 0 | 0 | 0 | 0 | 0 | 0 | 0 | 0 | 0 | 0 | 0 | 0 | 0 | 0 | 0 | 0 | 0 | 0 | 0 | 0 | 0 | 0 | 0 | 0 | 0 | 0 | 0 | 0 | 0 | 0 | 0 | 0 | 0 | 0 | 0 | 0 | 0 | 0 | 0 | 0 | 0 | 0 | 0 | 0 | 0 | 0 | 0 | 0 | 0 | 0 | 0 | 0 | 0 | 0 | 0 | 0 | 0 | 0 | 0 | 0 | 0 | 0
Federal Deferred Tax Balance, Net of Tax
Beginning of Period | 0 | 0 | 0 | 0 | 0 | 0 | 0 | 0 | 0 | 0 | 0 | 0 | 0 | 0 | 0 | 0 | 0 | 0 | 0 | 0 | 0 | 0 | 0 | 0 | 0 | 0 | 0 | 0 | 0 | 0 | 0 | 0 | 0 | 0 | 0 | 0 | 0 | 0 | 0 | 0 | 0 | 0 | 0 | 0 | 0 | 0 | 0 | 0 | 0 | 0 | 0 | 0 | 0 | 0 | 0 | 0 | 0 | 0 | 0 | 0 | 0 | 0 | 0
Activity | 0 | 0 | 0 | 0 | 0 | 0 | 0 | 0 | 0 | 0 | 0 | 0 | 0 | 0 | 0 | 0 | 0 | 0 | 0 | 0 | 0 | 0 | 0 | 0 | 0 | 0 | 0 | 0 | 0 | 0 | 0 | 0 | 0 | 0 | 0 | 0 | 0 | 0 | 0 | 0 | 0 | 0 | 0 | 0 | 0 | 0 | 0 | 0 | 0 | 0 | 0 | 0 | 0 | 0 | 0 | 0 | 0 | 0 | 0 | 0 | 0 | 0 | 0 | 0
End of Period | 0 | 0 | 0 | 0 | 0 | 0 | 0 | 0 | 0 | 0 | 0 | 0 | 0 | 0 | 0 | 0 | 0 | 0 | 0 | 0 | 0 | 0 | 0 | 0 | 0 | 0 | 0 | 0 | 0 | 0 | 0 | 0 | 0 | 0 | 0 | 0 | 0 | 0 | 0 | 0 | 0 | 0 | 0 | 0 | 0 | 0 | 0 | 0 | 0 | 0 | 0 | 0 | 0 | 0 | 0 | 0 | 0 | 0 | 0 | 0 | 0 | 0 | 0
Average | 0 | 0 | 0 | 0 | 0 | 0 | 0 | 0 | 0 | 0 | 0 | 0 | 0 | 0 | 0 | 0 | 0 | 0 | 0 | 0 | 0 | 0 | 0 | 0 | 0 | 0 | 0 | 0 | 0 | 0 | 0 | 0 | 0 | 0 | 0 | 0 | 0 | 0 | 0 | 0 | 0 | 0 | 0 | 0 | 0 | 0 | 0 | 0 | 0 | 0 | 0 | 0 | 0 | 0 | 0 | 0 | 0 | 0 | 0 | 0 | 0 | 0 | 0
State Deferred Tax Balance
Beginning of Period | 0 | 0 | 0 | 0 | 0 | 0 | 0 | 0 | 0 | 0 | 0 | 0 | 0 | 0 | 0 | 0 | 0 | 0 | 0 | 0 | 0 | 0 | 0 | 0 | 0 | 0 | 0 | 0 | 0 | 0 | 0 | 0 | 0 | 0 | 0 | 0 | 0 | 0 | 0 | 0 | 0 | 0 | 0 | 0 | 0 | 0 | 0 | 0 | 0 | 0 | 0 | 0 | 0 | 0 | 0 | 0 | 0 | 0 | 0 | 0 | 0 | 0 | 0
Activity | 0 | 0 | 0 | 0 | 0 | 0 | 0 | 0 | 0 | 0 | 0 | 0 | 0 | 0 | 0 | 0 | 0 | 0 | 0 | 0 | 0 | 0 | 0 | 0 | 0 | 0 | 0 | 0 | 0 | 0 | 0 | 0 | 0 | 0 | 0 | 0 | 0 | 0 | 0 | 0 | 0 | 0 | 0 | 0 | 0 | 0 | 0 | 0 | 0 | 0 | 0 | 0 | 0 | 0 | 0 | 0 | 0 | 0 | 0 | 0 | 0 | 0 | 0 | 0
End of Period | 0 | 0 | 0 | 0 | 0 | 0 | 0 | 0 | 0 | 0 | 0 | 0 | 0 | 0 | 0 | 0 | 0 | 0 | 0 | 0 | 0 | 0 | 0 | 0 | 0 | 0 | 0 | 0 | 0 | 0 | 0 | 0 | 0 | 0 | 0 | 0 | 0 | 0 | 0 | 0 | 0 | 0 | 0 | 0 | 0 | 0 | 0 | 0 | 0 | 0 | 0 | 0 | 0 | 0 | 0 | 0 | 0 | 0 | 0 | 0 | 0 | 0 | 0
Average | 0 | 0 | 0 | 0 | 0 | 0 | 0 | 0 | 0 | 0 | 0 | 0 | 0 | 0 | 0 | 0 | 0 | 0 | 0 | 0 | 0 | 0 | 0 | 0 | 0 | 0 | 0 | 0 | 0 | 0 | 0 | 0 | 0 | 0 | 0 | 0 | 0 | 0 | 0 | 0 | 0 | 0 | 0 | 0 | 0 | 0 | 0 | 0 | 0 | 0 | 0 | 0 | 0 | 0 | 0 | 0 | 0 | 0 | 0 | 0 | 0 | 0 | 0
Net Rate Base - Average | 0 | 0 | 0 | 0 | 0 | 0 | 0 | 0 | 0 | 0 | 0 | 0 | 0 | 0 | 0 | 0 | 0 | 0 | 0 | 0 | 0 | 0 | 0 | 0 | 0 | 0 | 0 | 0 | 0 | 0 | 0 | 0 | 0 | 0 | 0 | 0 | 0 | 0 | 0 | 0 | 0 | 0 | 0 | 0 | 0 | 0 | 0 | 0 | 0 | 0 | 0 | 0 | 0 | 0 | 0 | 0 | 0 | 0 | 0 | 0 | 0 | 0 | 0
EXPENSES
Income Tax - Removal Cost | 0 | 0 | 0 | 0 | 0 | 0 | 0 | 0 | 0 | 0 | 0 | 0 | 0 | 0 | 0 | 0 | 0 | 0 | 0 | 0 | 0 | 0 | 0 | 0 | 0 | 0 | 0 | 0 | 0 | 0 | 0 | 0 | 0 | 0 | 0 | 0 | 0 | 0 | 0 | 0 | 0 | 0 | 0 | 0 | 0 | 0 | 0 | 0 | 0 | 0 | 0 | 0 | 0 | 0 | 0 | 0 | 0 | 0 | 0 | 0 | 0 | 0 | 0 | 0
Book Depreciation | 0 | 0 | 0 | 0 | 0 | 0 | 0 | 0 | 0 | 0 | 0 | 0 | 0 | 0 | 0 | 0 | 0 | 0 | 0 | 0 | 0 | 0 | 0 | 0 | 0 | 0 | 0 | 0 | 0 | 0 | 0 | 0 | 0 | 0 | 0 | 0 | 0 | 0 | 0 | 0 | 0 | 0 | 0 | 0 | 0 | 0 | 0 | 0 | 0 | 0 | 0 | 0 | 0 | 0 | 0 | 0 | 0 | 0 | 0 | 0 | 0 | 0 | 0 | 0
Property Taxes | 0 | 0 | 0 | 0 | 0 | 0 | 0 | 0 | 0 | 0 | 0 | 0 | 0 | 0 | 0 | 0 | 0 | 0 | 0 | 0 | 0 | 0 | 0 | 0 | 0 | 0 | 0 | 0 | 0 | 0 | 0 | 0 | 0 | 0 | 0 | 0 | 0 | 0 | 0 | 0 | 0 | 0 | 0 | 0 | 0 | 0 | 0 | 0 | 0 | 0 | 0 | 0 | 0 | 0 | 0 | 0 | 0 | 0 | 0 | 0 | 0 | 0 | 0 | 0
Total Expenses | 0 | 0 | 0 | 0 | 0 | 0 | 0 | 0 | 0 | 0 | 0 | 0 | 0 | 0 | 0 | 0 | 0 | 0 | 0 | 0 | 0 | 0 | 0 | 0 | 0 | 0 | 0 | 0 | 0 | 0 | 0 | 0 | 0 | 0 | 0 | 0 | 0 | 0 | 0 | 0 | 0 | 0 | 0 | 0 | 0 | 0 | 0 | 0 | 0 | 0 | 0 | 0 | 0 | 0 | 0 | 0 | 0 | 0 | 0 | 0 | 0 | 0 | 0 | 0
REVENUE REQUIREMENT
Net Rate Base | 0 | 0 | 0 | 0 | 0 | 0 | 0 | 0 | 0 | 0 | 0 | 0 | 0 | 0 | 0 | 0 | 0 | 0 | 0 | 0 | 0 | 0 | 0 | 0 | 0 | 0 | 0 | 0 | 0 | 0 | 0 | 0 | 0 | 0 | 0 | 0 | 0 | 0 | 0 | 0 | 0 | 0 | 0 | 0 | 0 | 0 | 0 | 0 | 0 | 0 | 0 | 0 | 0 | 0 | 0 | 0 | 0 | 0 | 0 | 0 | 0 | 0 | 0 | 0
ROR | 9.98% | 9.98% | 9.7% | 9.7% | 9.7% | 9.7% | 9.7% | 9.7% | 9.7% | 9.7% | 9.7% | 9.7% | 9.7% | 9.7% | 9.7% | 9.7% | 9.7% | 9.7% | 9.7% | 9.7% | 9.7% | 9.7% | 9.7% | 9.7% | 9.7% | 9.7% | 9.7% | 9.7% | 9.7% | 9.7% | 9.7% | 9.7% | 9.7% | 9.7% | 9.7% | 9.7% | 9.7% | 9.7% | 9.7% | 9.7% | 9.7% | 9.7% | 9.7% | 9.7% | 9.7% | 9.7% | 9.7% | 9.7% | 9.7% | 9.7% | 9.7% | 9.7% | 9.7% | 9.7% | 9.7% | 9.7% | 9.7% | 9.7% | 9.7% | 9.7% | 9.7% | 9.7% | 9.7%
Earnings Base | 0 | 0 | 0 | 0 | 0 | 0 | 0 | 0 | 0 | 0 | 0 | 0 | 0 | 0 | 0 | 0 | 0 | 0 | 0 | 0 | 0 | 0 | 0 | 0 | 0 | 0 | 0 | 0 | 0 | 0 | 0 | 0 | 0 | 0 | 0 | 0 | 0 | 0 | 0 | 0 | 0 | 0 | 0 | 0 | 0 | 0 | 0 | 0 | 0 | 0 | 0 | 0 | 0 | 0 | 0 | 0 | 0 | 0 | 0 | 0 | 0 | 0 | 0
Earnings - Expense | 0 | 0 | 0 | 0 | 0 | 0 | 0 | 0 | 0 | 0 | 0 | 0 | 0 | 0 | 0 | 0 | 0 | 0 | 0 | 0 | 0 | 0 | 0 | 0 | 0 | 0 | 0 | 0 | 0 | 0 | 0 | 0 | 0 | 0 | 0 | 0 | 0 | 0 | 0 | 0 | 0 | 0 | 0 | 0 | 0 | 0 | 0 | 0 | 0 | 0 | 0 | 0 | 0 | 0 | 0 | 0 | 0 | 0 | 0 | 0 | 0 | 0 | 0 | 0
Total Earnings Effect | 0 | 0 | 0 | 0 | 0 | 0 | 0 | 0 | 0 | 0 | 0 | 0 | 0 | 0 | 0 | 0 | 0 | 0 | 0 | 0 | 0 | 0 | 0 | 0 | 0 | 0 | 0 | 0 | 0 | 0 | 0 | 0 | 0 | 0 | 0 | 0 | 0 | 0 | 0 | 0 | 0 | 0 | 0 | 0 | 0 | 0 | 0 | 0 | 0 | 0 | 0 | 0 | 0 | 0 | 0 | 0 | 0 | 0 | 0 | 0 | 0 | 0 | 0
Gross-Up Factor | 1.0354 | 1.0354 | 1.0354 | 1.0354 | 1.0354 | 1.0354 | 1.0354 | 1.0354 | 1.0354 | 1.0354 | 1.0354 | 1.0354 | 1.0354 | 1.0354 | 1.0354 | 1.0354 | 1.0354 | 1.0354 | 1.0354 | 1.0354 | 1.0354 | 1.0354 | 1.0354 | 1.0354 | 1.0354 | 1.0354 | 1.0354 | 1.0354 | 1.0354 | 1.0354 | 1.0354 | 1.0354 | 1.0354 | 1.0354 | 1.0354 | 1.0354 | 1.0354 | 1.0354 | 1.0354 | 1.0354 | 1.0354 | 1.0354 | 1.0354 | 1.0354 | 1.0354 | 1.0354 | 1.0354 | 1.0354 | 1.0354 | 1.0354 | 1.0354 | 1.0354 | 1.0354 | 1.0354 | 1.0354 | 1.0354 | 1.0354 | 1.0354 | 1.0354 | 1.0354 | 1.0354 | 1.0354 | 1.0354
Revenue requirement | 0 | 0 | 0 | 0 | 0 | 0 | 0 | 0 | 0 | 0 | 0 | 0 | 0 | 0 | 0 | 0 | 0 | 0 | 0 | 0 | 0 | 0 | 0 | 0 | 0 | 0 | 0 | 0 | 0 | 0 | 0 | 0 | 0 | 0 | 0 | 0 | 0 | 0 | 0 | 0 | 0 | 0 | 0 | 0 | 0 | 0 | 0 | 0 | 0 | 0 | 0 | 0 | 0 | 0 | 0 | 0 | 0 | 0 | 0 | 0 | 0 | 0 | 0 | 0
Depreciation Calculations
Tax Depreciation - Federal
Cost of new equipment in service basis | 0 | 0 | 0 | 0 | 0 | 0 | 0 | 0 | 0 | 0 | 0 | 0 | 0 | 0 | 0 | 0 | 0 | 0 | 0 | 0 | 0 | 0 | 0 | 0 | 0 | 0 | 0 | 0 | 0 | 0 | 0 | 0 | 0 | 0 | 0 | 0 | 0 | 0 | 0 | 0 | 0 | 0 | 0 | 0 | 0 | 0 | 0 | 0 | 0 | 0 | 0 | 0 | 0 | 0 | 0 | 0 | 0 | 0 | 0 | 0 | 0
Bonus Depreciation (N/A) | 0 | 0 | 0 | 0 | 0 | 0 | 0 | 0 | 0 | 0 | 0 | 0 | 0 | 0 | 0 | 0 | 0 | 0 | 0 | 0 | 0 | 0 | 0 | 0 | 0 | 0 | 0 | 0 | 0 | 0 | 0 | 0 | 0 | 0 | 0 | 0 | 0 | 0 | 0 | 0 | 0 | 0 | 0 | 0 | 0 | 0 | 0 | 0 | 0 | 0 | 0 | 0 | 0 | 0 | 0 | 0 | 0 | 0 | 0 | 0 | 0
Regular Depreciation basis (Cumulative) | 0 | 0 | 0 | 0 | 0 | 0 | 0 | 0 | 0 | 0 | 0 | 0 | 0 | 0 | 0 | 0 | 0 | 0 | 0 | 0 | 0 | 0 | 0 | 0 | 0 | 0 | 0 | 0 | 0 | 0 | 0 | 0 | 0 | 0 | 0 | 0 | 0 | 0 | 0 | 0 | 0 | 0 | 0 | 0 | 0 | 0 | 0 | 0 | 0 | 0 | 0 | 0 | 0 | 0 | 0 | 0 | 0 | 0 | 0 | 0 | 0 | 0 | 0
RegularDepreciation |  |  | 0 | 0 | 0 | 0 | 0 | 0 | 0 | 0 | 0 | 0 | 0 | 0 | 0 | 0 | 0 | 0 | 0 | 0 | 0 | 0 | 0 | [40 empty] | 0
Total Depreciation for year | 0 | 0 | 0 | 0 | 0 | 0 | 0 | 0 | 0 | 0 | 0 | 0 | 0 | 0 | 0 | 0 | 0 | 0 | 0 | 0 | 0 | 0 | 0 | 0 | 0 | 0 | 0 | 0 | 0 | 0 | 0 | 0 | 0 | 0 | 0 | 0 | 0 | 0 | 0 | 0 | 0 | 0 | 0 | 0 | 0 | 0 | 0 | 0 | 0 | 0 | 0 | 0 | 0 | 0 | 0 | 0 | 0 | 0 | 0 | 0 | 0
Tax Depreciation - State
Cost of new equipment in service basis | 0 | 0 | 0 | 0 | 0 | 0 | 0 | 0 | 0 | 0 | 0 | 0 | 0 | 0 | 0 | 0 | 0 | 0 | 0 | 0 | 0 | 0 | 0 | 0 | 0 | 0 | 0 | 0 | 0 | 0 | 0 | 0 | 0 | 0 | 0 | 0 | 0 | 0 | 0 | 0 | 0 | 0 | 0 | 0 | 0 | 0 | 0 | 0 | 0 | 0 | 0 | 0 | 0 | 0 | 0 | 0 | 0 | 0 | 0 | 0 | 0 | 0 | 0
Bonus Depreciation (N/A) | 0 | 0 | 0 | 0 | 0 | 0 | 0 | 0 | 0 | 0 | 0 | 0 | 0 | 0 | 0 | 0 | 0 | 0 | 0 | 0 | 0 | 0 | 0 | 0 | 0 | 0 | 0 | 0 | 0 | 0 | 0 | 0 | 0 | 0 | 0 | 0 | 0 | 0 | 0 | 0 | 0 | 0 | 0 | 0 | 0 | 0 | 0 | 0 | 0 | 0 | 0 | 0 | 0 | 0 | 0 | 0 | 0 | 0 | 0 | 0 | 0 | 0 | 0
Regular Depreciation basis (Cumulative) | 0 | 0 | 0 | 0 | 0 | 0 | 0 | 0 | 0 | 0 | 0 | 0 | 0 | 0 | 0 | 0 | 0 | 0 | 0 | 0 | 0 | 0 | 0 | 0 | 0 | 0 | 0 | 0 | 0 | 0 | 0 | 0 | 0 | 0 | 0 | 0 | 0 | 0 | 0 | 0 | 0 | 0 | 0 | 0 | 0 | 0 | 0 | 0 | 0 | 0 | 0 | 0 | 0 | 0 | 0 | 0 | 0 | 0 | 0 | 0 | 0 | 0 | 0
RegularDepreciation | 0 | 0 | 0 | 0 | 0 | 0 | 0 | 0 | 0 | 0 | 0 | 0 | 0 | 0 | 0 | 0 | 0 | 0 | 0 | 0 | 0 | 0 | 0 | 0 | 0 | 0 | 0 | 0 | 0 | 0 | 0 | 0 | 0 | 0 | 0 | 0 | 0 | 0 | 0 | 0 | 0 | 0 | 0 | 0 | 0 | 0 | 0 | 0 | 0 | 0 | 0 | 0 | 0 | 0 | 0 | 0 | 0 | 0 | 0 | 0 | 0 | 0 | 0 | 0
Total Depreciation for year | 0 | 0 | 0 | 0 | 0 | 0 | 0 | 0 | 0 | 0 | 0 | 0 | 0 | 0 | 0 | 0 | 0 | 0 | 0 | 0 | 0 | 0 | 0 | 0 | 0 | 0 | 0 | 0 | 0 | 0 | 0 | 0 | 0 | 0 | 0 | 0 | 0 | 0 | 0 | 0 | 0 | 0 | 0 | 0 | 0 | 0 | 0 | 0 | 0 | 0 | 0 | 0 | 0 | 0 | 0 | 0 | 0 | 0 | 0 | 0 | 0 | 0 | 0
Book Depreciation with COR
2014 | 0 | 0 | 0 | 0 | 0 | 0 | 0 | 0 | 0 | 0 | 0 | 0 | 0 | 0 | 0 | 0 | 0 | 0 | 0 | 0 | 0 | 0 | 0 | 0 | 0 | 0 | 0 | 0 | 0 | 0 | 0 | 0 | 0 | 0 | 0 | 0 | 0 | 0 | 0 | 0 | 0 | 0 | 0 | 0 | 0 | 0 | 0 | 0 | 0 | 0 | [13 empty] | 0
2015 |  | 0 | 0 | 0 | 0 | 0 | 0 | 0 | 0 | 0 | 0 | 0 | 0 | 0 | 0 | 0 | 0 | 0 | 0 | 0 | 0 | 0 | 0 | 0 | 0 | 0 | 0 | 0 | 0 | 0 | 0 | 0 | 0 | 0 | 0 | 0 | 0 | 0 | 0 | 0 | 0 | 0 | 0 | 0 | 0 | 0 | 0 | 0 | 0 | 0 | 0 | [12 empty] | 0 | check - total PIS
2016 |  |  | 0 | 0 | 0 | 0 | 0 | 0 | 0 | 0 | 0 | 0 | 0 | 0 | 0 | 0 | 0 | 0 | 0 | 0 | 0 | 0 | 0 | 0 | 0 | 0 | 0 | 0 | 0 | 0 | 0 | 0 | 0 | 0 | 0 | 0 | 0 | 0 | 0 | 0 | 0 | 0 | 0 | 0 | 0 | 0 | 0 | 0 | 0 | 0 | 0 | 0 | [11 empty] | 0 | 0
2017 |  |  |  | 0 | 0 | 0 | 0 | 0 | 0 | 0 | 0 | 0 | 0 | 0 | 0 | 0 | 0 | 0 | 0 | 0 | 0 | 0 | 0 | 0 | 0 | 0 | 0 | 0 | 0 | 0 | 0 | 0 | 0 | 0 | 0 | 0 | 0 | 0 | 0 | 0 | 0 | 0 | 0 | 0 | 0 | 0 | 0 | 0 | 0 | 0 | 0 | 0 | 0 | [10 empty] | 0 | 0
2018 |  |  |  |  | 0 | 0 | 0 | 0 | 0 | 0 | 0 | 0 | 0 | 0 | 0 | 0 | 0 | 0 | 0 | 0 | 0 | 0 | 0 | 0 | 0 | 0 | 0 | 0 | 0 | 0 | 0 | 0 | 0 | 0 | 0 | 0 | 0 | 0 | 0 | 0 | 0 | 0 | 0 | 0 | 0 | 0 | 0 | 0 | 0 | 0 | 0 | 0 | 0 | 0 | [9 empty] | 0
2019 | [5 empty] | 0 | 0 | 0 | 0 | 0 | 0 | 0 | 0 | 0 | 0 | 0 | 0 | 0 | 0 | 0 | 0 | 0 | 0 | 0 | 0 | 0 | 0 | 0 | 0 | 0 | 0 | 0 | 0 | 0 | 0 | 0 | 0 | 0 | 0 | 0 | 0 | 0 | 0 | 0 | 0 | 0 | 0 | 0 | 0 | 0 | 0 | 0 | 0 | 0 | 0 | [8 empty] | 0 | 0
2020 | [6 empty] | 0 | 0 | 0 | 0 | 0 | 0 | 0 | 0 | 0 | 0 | 0 | 0 | 0 | 0 | 0 | 0 | 0 | 0 | 0 | 0 | 0 | 0 | 0 | 0 | 0 | 0 | 0 | 0 | 0 | 0 | 0 | 0 | 0 | 0 | 0 | 0 | 0 | 0 | 0 | 0 | 0 | 0 | 0 | 0 | 0 | 0 | 0 | 0 | 0 | 0 | [7 empty] | 0
2021 | [7 empty] | 0 | 0 | 0 | 0 | 0 | 0 | 0 | 0 | 0 | 0 | 0 | 0 | 0 | 0 | 0 | 0 | 0 | 0 | 0 | 0 | 0 | 0 | 0 | 0 | 0 | 0 | 0 | 0 | 0 | 0 | 0 | 0 | 0 | 0 | 0 | 0 | 0 | 0 | 0 | 0 | 0 | 0 | 0 | 0 | 0 | 0 | 0 | 0 | 0 | 0 | [6 empty] | 0
2022 | [8 empty] | 0 | 0 | 0 | 0 | 0 | 0 | 0 | 0 | 0 | 0 | 0 | 0 | 0 | 0 | 0 | 0 | 0 | 0 | 0 | 0 | 0 | 0 | 0 | 0 | 0 | 0 | 0 | 0 | 0 | 0 | 0 | 0 | 0 | 0 | 0 | 0 | 0 | 0 | 0 | 0 | 0 | 0 | 0 | 0 | 0 | 0 | 0 | 0 | 0 | 0 | [5 empty] | 0
2023 | [9 empty] | 0 | 0 | 0 | 0 | 0 | 0 | 0 | 0 | 0 | 0 | 0 | 0 | 0 | 0 | 0 | 0 | 0 | 0 | 0 | 0 | 0 | 0 | 0 | 0 | 0 | 0 | 0 | 0 | 0 | 0 | 0 | 0 | 0 | 0 | 0 | 0 | 0 | 0 | 0 | 0 | 0 | 0 | 0 | 0 | 0 | 0 | 0 | 0 | 0 | 0 |  |  |  |  | 0
2024 | [10 empty] | 0 | 0 | 0 | 0 | 0 | 0 | 0 | 0 | 0 | 0 | 0 | 0 | 0 | 0 | 0 | 0 | 0 | 0 | 0 | 0 | 0 | 0 | 0 | 0 | 0 | 0 | 0 | 0 | 0 | 0 | 0 | 0 | 0 | 0 | 0 | 0 | 0 | 0 | 0 | 0 | 0 | 0 | 0 | 0 | 0 | 0 | 0 | 0 | 0 | 0 |  |  |  | 0 | 0
2025 | [11 empty] | 0 | 0 | 0 | 0 | 0 | 0 | 0 | 0 | 0 | 0 | 0 | 0 | 0 | 0 | 0 | 0 | 0 | 0 | 0 | 0 | 0 | 0 | 0 | 0 | 0 | 0 | 0 | 0 | 0 | 0 | 0 | 0 | 0 | 0 | 0 | 0 | 0 | 0 | 0 | 0 | 0 | 0 | 0 | 0 | 0 | 0 | 0 | 0 | 0 | 0 |  |  | 0
2026 | [12 empty] | 0 | 0 | 0 | 0 | 0 | 0 | 0 | 0 | 0 | 0 | 0 | 0 | 0 | 0 | 0 | 0 | 0 | 0 | 0 | 0 | 0 | 0 | 0 | 0 | 0 | 0 | 0 | 0 | 0 | 0 | 0 | 0 | 0 | 0 | 0 | 0 | 0 | 0 | 0 | 0 | 0 | 0 | 0 | 0 | 0 | 0 | 0 | 0 | 0 | 0 |  | 0
| 0 | 0 | 0 | 0 | 0 | 0 | 0 | 0 | 0 | 0 | 0 | 0 | 0 | 0 | 0 | 0 | 0 | 0 | 0 | 0 | 0 | 0 | 0 | 0 | 0 | 0 | 0 | 0 | 0 | 0 | 0 | 0 | 0 | 0 | 0 | 0 | 0 | 0 | 0 | 0 | 0 | 0 | 0 | 0 | 0 | 0 | 0 | 0 | 0 | 0 | 0 | 0 | 0 | 0 | 0 | 0 | 0 | 0 | 0 | 0 | 0 | 0 | 0 | 0
Book Depreciation- excl. Salvage
2014 | 0 | 0 | 0 | 0 | 0 | 0 | 0 | 0 | 0 | 0 | 0 | 0 | 0 | 0 | 0 | 0 | 0 | 0 | 0 | 0 | 0 | 0 | 0 | 0 | 0 |  |  | 0 | 0 | 0 | 0 | 0 | 0 | 0 | 0 | 0 | 0 | 0 | 0 | 0 | 0 | 0 | 0 | 0 | 0 | 0 | 0 | 0 | 0 | 0 | 0 | 0 | [11 empty] | 0
2015 |  | 0 | 0 | 0 | 0 | 0 | 0 | 0 | 0 | 0 | 0 | 0 | 0 | 0 | 0 | 0 | 0 | 0 | 0 | 0 | 0 | 0 | 0 | 0 | 0 | 0 |  | 0 | 0 | 0 | 0 | 0 | 0 | 0 | 0 | 0 | 0 | 0 | 0 | 0 | 0 | 0 | 0 | 0 | 0 | 0 | 0 | 0 | 0 | 0 | 0 | 0 | [11 empty] | 0 | check - total PIS
2016 |  |  | 0 | 0 | 0 | 0 | 0 | 0 | 0 | 0 | 0 | 0 | 0 | 0 | 0 | 0 | 0 | 0 | 0 | 0 | 0 | 0 | 0 | 0 | 0 | 0 | 0 | 0 | 0 | 0 | 0 | 0 | 0 | 0 | 0 | 0 | 0 | 0 | 0 | 0 | 0 | 0 | 0 | 0 | 0 | 0 | 0 | 0 | 0 | 0 | 0 | 0 | [11 empty] | 0 | 0
2017 |  |  |  | 0 | 0 | 0 | 0 | 0 | 0 | 0 | 0 | 0 | 0 | 0 | 0 | 0 | 0 | 0 | 0 | 0 | 0 | 0 | 0 | 0 | 0 | 0 | 0 | 0 | 0 | 0 | 0 | 0 | 0 | 0 | 0 | 0 | 0 | 0 | 0 | 0 | 0 | 0 | 0 | 0 | 0 | 0 | 0 | 0 | 0 | 0 | 0 | 0 | 0 | [10 empty] | 0 | 0
2018 |  |  |  |  | 0 | 0 | 0 | 0 | 0 | 0 | 0 | 0 | 0 | 0 | 0 | 0 | 0 | 0 | 0 | 0 | 0 | 0 | 0 | 0 | 0 | 0 | 0 | 0 | 0 | 0 | 0 | 0 | 0 | 0 | 0 | 0 | 0 | 0 | 0 | 0 | 0 | 0 | 0 | 0 | 0 | 0 | 0 | 0 | 0 | 0 | 0 | 0 | 0 | 0 | [9 empty] | 0
2019 | [5 empty] | 0 | 0 | 0 | 0 | 0 | 0 | 0 | 0 | 0 | 0 | 0 | 0 | 0 | 0 | 0 | 0 | 0 | 0 | 0 | 0 | 0 | 0 | 0 | 0 | 0 | 0 | 0 | 0 | 0 | 0 | 0 | 0 | 0 | 0 | 0 | 0 | 0 | 0 | 0 | 0 | 0 | 0 | 0 | 0 | 0 | 0 | 0 | 0 | 0 | 0 | [8 empty] | 0 | 0
2020 | [6 empty] | 0 | 0 | 0 | 0 | 0 | 0 | 0 | 0 | 0 | 0 | 0 | 0 | 0 | 0 | 0 | 0 | 0 | 0 | 0 | 0 | 0 | 0 | 0 | 0 | 0 | 0 | 0 | 0 | 0 | 0 | 0 | 0 | 0 | 0 | 0 | 0 | 0 | 0 | 0 | 0 | 0 | 0 | 0 | 0 | 0 | 0 | 0 | 0 | 0 | 0 | [7 empty] | 0
2021 | [7 empty] | 0 | 0 | 0 | 0 | 0 | 0 | 0 | 0 | 0 | 0 | 0 | 0 | 0 | 0 | 0 | 0 | 0 | 0 | 0 | 0 | 0 | 0 | 0 | 0 | 0 | 0 | 0 | 0 | 0 | 0 | 0 | 0 | 0 | 0 | 0 | 0 | 0 | 0 | 0 | 0 | 0 | 0 | 0 | 0 | 0 | 0 | 0 | 0 | 0 | 0 | [6 empty] | 0
2022 | [8 empty] | 0 | 0 | 0 | 0 | 0 | 0 | 0 | 0 | 0 | 0 | 0 | 0 | 0 | 0 | 0 | 0 | 0 | 0 | 0 | 0 | 0 | 0 | 0 | 0 | 0 | 0 | 0 | 0 | 0 | 0 | 0 | 0 | 0 | 0 | 0 | 0 | 0 | 0 | 0 | 0 | 0 | 0 | 0 | 0 | 0 | 0 | 0 | 0 | 0 | 0 | [5 empty] | 0
2023 | [9 empty] | 0 | 0 | 0 | 0 | 0 | 0 | 0 | 0 | 0 | 0 | 0 | 0 | 0 | 0 | 0 | 0 | 0 | 0 | 0 | 0 | 0 | 0 | 0 | 0 | 0 | 0 | 0 | 0 | 0 | 0 | 0 | 0 | 0 | 0 | 0 | 0 | 0 | 0 | 0 | 0 | 0 | 0 | 0 | 0 | 0 | 0 | 0 | 0 | 0 | 0 |  |  |  |  | 0
2024 | [10 empty] | 0 | 0 | 0 | 0 | 0 | 0 | 0 | 0 | 0 | 0 | 0 | 0 | 0 | 0 | 0 | 0 | 0 | 0 | 0 | 0 | 0 | 0 | 0 | 0 | 0 | 0 | 0 | 0 | 0 | 0 | 0 | 0 | 0 | 0 | 0 | 0 | 0 | 0 | 0 | 0 | 0 | 0 | 0 | 0 | 0 | 0 | 0 | 0 | 0 | 0 |  |  |  | 0 | 0
2025 | [11 empty] | 0 | 0 | 0 | 0 | 0 | 0 | 0 | 0 | 0 | 0 | 0 | 0 | 0 | 0 | 0 | 0 | 0 | 0 | 0 | 0 | 0 | 0 | 0 | 0 | 0 | 0 | 0 | 0 | 0 | 0 | 0 | 0 | 0 | 0 | 0 | 0 | 0 | 0 | 0 | 0 | 0 | 0 | 0 | 0 | 0 | 0 | 0 | 0 | 0 | 0 |  |  | 0
2026 | [12 empty] | 0 | 0 | 0 | 0 | 0 | 0 | 0 | 0 | 0 | 0 | 0 | 0 | 0 | 0 | 0 | 0 | 0 | 0 | 0 | 0 | 0 | 0 | 0 | 0 | 0 | 0 | 0 | 0 | 0 | 0 | 0 | 0 | 0 | 0 | 0 | 0 | 0 | 0 | 0 | 0 | 0 | 0 | 0 | 0 | 0 | 0 | 0 | 0 | 0 | 0 |  | 0 | 0
| 0 | 0 | 0 | 0 | 0 | 0 | 0 | 0 | 0 | 0 | 0 | 0 | 0 | 0 | 0 | 0 | 0 | 0 | 0 | 0 | 0 | 0 | 0 | 0 | 0 | 0 | 0 | 0 | 0 | 0 | 0 | 0 | 0 | 0 | 0 | 0 | 0 | 0 | 0 | 0 | 0 | 0 | 0 | 0 | 0 | 0 | 0 | 0 | 0 | 0 | 0 | 0 | 0 | 0 | 0 | 0 | 0 | 0 | 0 | 0 | 0 | 0 | 0 | 0
Note on A50: Lee, Betty: rate base does not include CWIP b/c the CapEx dollars include an AFUDC component in it already

## 4b-2026
Project No. | 4b
Project Desc. | Glendale 5th Transformer
Book Life | 50
Tax Life | 20N
Salvage Rate | 2.5%
| 2014 | 2015 | 2016 | 2017 | 2018 | 2019 | 2020 | 2021 | 2022 | 2023 | 2024 | 2025 | 2026 | 2027 | 2028 | 2029 | 2030 | 2031 | 2032 | 2033 | 2034 | 2035 | 2036 | 2037 | 2038 | 2039 | 2040 | 2041 | 2042 | 2043 | 2044 | 2045 | 2046 | 2047 | 2048 | 2049 | 2050 | 2051 | 2052 | 2053 | 2054 | 2055 | 2056 | 2057 | 2058 | 2059 | 2060 | 2061 | 2062 | 2063 | 2064 | 2065 | 2066 | 2067 | 2068 | 2069 | 2070 | 2071 | 2072 | 2073 | 2074 | 2075 | 2076
Closing to Plant (Y/N) | N | N | N | N | N | Y | N | N | N | N | N | N | N | N | N | N | N | N | N | N | N | N | N | N | N | N | N | N | N | N | N | N | N | N | N | N | N | N | N | N | N | N | N | N | N | N | N | N | N | N | N | N | N | N | N | N | N | N | N | N | N | N | N | Total
CWIP
Beginning of Period | 0 | 0 | 0 | 20.9535 | 107.8352 | 197.8968 | 0 | 0 | 0 | 0 | 0 | 0 | 0 | 0 | 0 | 0 | 0 | 0 | 0 | 0 | 0 | 0 | 0 | 0 | 0 | 0 | 0 | 0 | 0 | 0 | 0 | 0 | 0 | 0 | 0 | 0 | 0 | 0 | 0 | 0 | 0 | 0 | 0 | 0 | 0 | 0 | 0 | 0 | 0 | 0 | 0 | 0 | 0 | 0 | 0 | 0 | 0 | 0 | 0 | 0 | 0 | 0 | 0
Activity
Capex | 0 | 0 | 20.9535 | 86.8817 | 90.0616 | 23.3395 | 0 | 0 | 0 | 0 | 0 | 0 | 0 | [50 empty] | 221.2362
Closings to Plant | [5 empty] | -221.2362 | [57 empty] | -221.2362
End of Period | 0 | 0 | 20.9535 | 107.8352 | 197.8968 | 0 | 0 | 0 | 0 | 0 | 0 | 0 | 0 | 0 | 0 | 0 | 0 | 0 | 0 | 0 | 0 | 0 | 0 | 0 | 0 | 0 | 0 | 0 | 0 | 0 | 0 | 0 | 0 | 0 | 0 | 0 | 0 | 0 | 0 | 0 | 0 | 0 | 0 | 0 | 0 | 0 | 0 | 0 | 0 | 0 | 0 | 0 | 0 | 0 | 0 | 0 | 0 | 0 | 0 | 0 | 0 | 0 | 0
Average | 0 | 0 | 10.4768 | 64.3944 | 152.866 | 98.9484 | 0 | 0 | 0 | 0 | 0 | 0 | 0 | 0 | 0 | 0 | 0 | 0 | 0 | 0 | 0 | 0 | 0 | 0 | 0 | 0 | 0 | 0 | 0 | 0 | 0 | 0 | 0 | 0 | 0 | 0 | 0 | 0 | 0 | 0 | 0 | 0 | 0 | 0 | 0 | 0 | 0 | 0 | 0 | 0 | 0 | 0 | 0 | 0 | 0 | 0 | 0 | 0 | 0 | 0 | 0 | 0 | 0
Plant in Service
Beginning of Period | 0 | 0 | 0 | 0 | 0 | 0 | 221.2362 | 221.2362 | 221.2362 | 221.2362 | 221.2362 | 221.2362 | 221.2362 | 221.2362 | 221.2362 | 221.2362 | 221.2362 | 221.2362 | 221.2362 | 221.2362 | 221.2362 | 221.2362 | 221.2362 | 221.2362 | 221.2362 | 221.2362 | 221.2362 | 221.2362 | 221.2362 | 221.2362 | 221.2362 | 221.2362 | 221.2362 | 221.2362 | 221.2362 | 221.2362 | 221.2362 | 221.2362 | 221.2362 | 221.2362 | 221.2362 | 221.2362 | 221.2362 | 221.2362 | 221.2362 | 221.2362 | 221.2362 | 221.2362 | 221.2362 | 221.2362 | 221.2362 | 221.2362 | 221.2362 | 221.2362 | 221.2362 | 0 | 0 | 0 | 0 | 0 | 0 | 0 | 0
Activity | 0 | 0 | 0 | 0 | 0 | 221.2362 | 0 | 0 | 0 | 0 | 0 | 0 | 0 | 0 | 0 | 0 | 0 | 0 | 0 | 0 | 0 | 0 | 0 | 0 | 0 | 0 | 0 | 0 | 0 | 0 | 0 | 0 | 0 | 0 | 0 | 0 | 0 | 0 | 0 | 0 | 0 | 0 | 0 | 0 | 0 | 0 | 0 | 0 | 0 | 0 | 0 | 0 | 0 | 0 | -221.2362 | 0 | 0 | 0 | 0 | 0 | 0 | 0 | 0 | 0
End of Period | 0 | 0 | 0 | 0 | 0 | 221.2362 | 221.2362 | 221.2362 | 221.2362 | 221.2362 | 221.2362 | 221.2362 | 221.2362 | 221.2362 | 221.2362 | 221.2362 | 221.2362 | 221.2362 | 221.2362 | 221.2362 | 221.2362 | 221.2362 | 221.2362 | 221.2362 | 221.2362 | 221.2362 | 221.2362 | 221.2362 | 221.2362 | 221.2362 | 221.2362 | 221.2362 | 221.2362 | 221.2362 | 221.2362 | 221.2362 | 221.2362 | 221.2362 | 221.2362 | 221.2362 | 221.2362 | 221.2362 | 221.2362 | 221.2362 | 221.2362 | 221.2362 | 221.2362 | 221.2362 | 221.2362 | 221.2362 | 221.2362 | 221.2362 | 221.2362 | 221.2362 | 0 | 0 | 0 | 0 | 0 | 0 | 0 | 0 | 0
Average | 0 | 0 | 0 | 0 | 0 | 110.6181 | 221.2362 | 221.2362 | 221.2362 | 221.2362 | 221.2362 | 221.2362 | 221.2362 | 221.2362 | 221.2362 | 221.2362 | 221.2362 | 221.2362 | 221.2362 | 221.2362 | 221.2362 | 221.2362 | 221.2362 | 221.2362 | 221.2362 | 221.2362 | 221.2362 | 221.2362 | 221.2362 | 221.2362 | 221.2362 | 221.2362 | 221.2362 | 221.2362 | 221.2362 | 221.2362 | 221.2362 | 221.2362 | 221.2362 | 221.2362 | 221.2362 | 221.2362 | 221.2362 | 221.2362 | 221.2362 | 221.2362 | 221.2362 | 221.2362 | 221.2362 | 221.2362 | 221.2362 | 221.2362 | 221.2362 | 221.2362 | 110.6181 | 0 | 0 | 0 | 0 | 0 | 0 | 0 | 0
Tax Depreciation
Beginning of Period | 0 | 0 | 0 | 0 | 0 | 0 | 16.5927 | 48.5348 | 78.0787 | 105.4102 | 130.6887 | 154.0733 | 175.7014 | 195.71 | 215.4531 | 235.1962 | 254.9393 | 274.6824 | 294.4256 | 314.1687 | 333.9118 | 353.6549 | 373.398 | 393.1412 | 412.8843 | 432.6274 | 442.499 | 442.499 | 442.499 | 442.499 | 442.499 | 442.499 | 442.499 | 442.499 | 442.499 | 442.499 | 442.499 | 442.499 | 442.499 | 442.499 | 442.499 | 442.499 | 442.499 | 442.499 | 442.499 | 442.499 | 442.499 | 442.499 | 442.499 | 442.499 | 442.499 | 442.499 | 442.499 | 442.499 | 442.499 | 442.499 | 442.499 | 442.499 | 442.499 | 442.499 | 442.499 | 442.499 | 442.499
Federal | 0 | 0 | 0 | 0 | 0 | 8.2964 | 15.971 | 14.7719 | 13.6658 | 12.6392 | 11.6923 | 10.814 | 10.0043 | 9.8716 | 9.8716 | 9.8716 | 9.8716 | 9.8716 | 9.8716 | 9.8716 | 9.8716 | 9.8716 | 9.8716 | 9.8716 | 9.8716 | 4.9358 | 0 | 0 | 0 | 0 | 0 | 0 | 0 | 0 | 0 | 0 | 0 | 0 | 0 | 0 | 0 | 0 | 0 | 0 | 0 | 0 | 0 | 0 | 0 | 0 | 0 | 0 | 0 | 0 | 0 | 0 | 0 | 0 | 0 | 0 | 0 | 0 | 0 | 221.2495
State | 0 | 0 | 0 | 0 | 0 | 8.2964 | 15.971 | 14.7719 | 13.6658 | 12.6392 | 11.6923 | 10.814 | 10.0043 | 9.8716 | 9.8716 | 9.8716 | 9.8716 | 9.8716 | 9.8716 | 9.8716 | 9.8716 | 9.8716 | 9.8716 | 9.8716 | 9.8716 | 4.9358 | 0 | 0 | 0 | 0 | 0 | 0 | 0 | 0 | 0 | 0 | 0 | 0 | 0 | 0 | 0 | 0 | 0 | 0 | 0 | 0 | 0 | 0 | 0 | 0 | 0 | 0 | 0 | 0 | 0 | 0 | 0 | 0 | 0 | 0 | 0 | 0 | 0 | 221.2495
End of Period | 0 | 0 | 0 | 0 | 0 | 16.5927 | 48.5348 | 78.0787 | 105.4102 | 130.6887 | 154.0733 | 175.7014 | 195.71 | 215.4531 | 235.1962 | 254.9393 | 274.6824 | 294.4256 | 314.1687 | 333.9118 | 353.6549 | 373.398 | 393.1412 | 412.8843 | 432.6274 | 442.499 | 442.499 | 442.499 | 442.499 | 442.499 | 442.499 | 442.499 | 442.499 | 442.499 | 442.499 | 442.499 | 442.499 | 442.499 | 442.499 | 442.499 | 442.499 | 442.499 | 442.499 | 442.499 | 442.499 | 442.499 | 442.499 | 442.499 | 442.499 | 442.499 | 442.499 | 442.499 | 442.499 | 442.499 | 442.499 | 442.499 | 442.499 | 442.499 | 442.499 | 442.499 | 442.499 | 442.499 | 442.499
Average | 0 | 0 | 0 | 0 | 0 | 8.2964 | 32.5638 | 63.3067 | 91.7444 | 118.0494 | 142.381 | 164.8873 | 185.7057 | 205.5815 | 225.3246 | 245.0678 | 264.8109 | 284.554 | 304.2971 | 324.0402 | 343.7834 | 363.5265 | 383.2696 | 403.0127 | 422.7558 | 437.5632 | 442.499 | 442.499 | 442.499 | 442.499 | 442.499 | 442.499 | 442.499 | 442.499 | 442.499 | 442.499 | 442.499 | 442.499 | 442.499 | 442.499 | 442.499 | 442.499 | 442.499 | 442.499 | 442.499 | 442.499 | 442.499 | 442.499 | 442.499 | 442.499 | 442.499 | 442.499 | 442.499 | 442.499 | 442.499 | 442.499 | 442.499 | 442.499 | 442.499 | 442.499 | 442.499 | 442.499 | 442.499
Book Depreciation with COR
Beginning of Period | 0 | 0 | 0 | 0 | 0 | 0 | 4.3141 | 8.6282 | 12.9423 | 17.2564 | 21.5705 | 25.8846 | 30.1987 | 34.5128 | 38.827 | 43.1411 | 47.4552 | 51.7693 | 56.0834 | 60.3975 | 64.7116 | 69.0257 | 73.3398 | 77.6539 | 81.968 | 86.2821 | 90.5962 | 94.9103 | 99.2244 | 103.5385 | 107.8526 | 112.1668 | 116.4809 | 120.795 | 125.1091 | 129.4232 | 133.7373 | 138.0514 | 142.3655 | 146.6796 | 150.9937 | 155.3078 | 159.6219 | 163.936 | 168.2501 | 172.5642 | 176.8783 | 181.1925 | 185.5066 | 189.8207 | 194.1348 | 198.4489 | 202.763 | 207.0771 | 211.3912 | 0 | 0 | 0 | 0 | 0 | 0 | 0 | 0
Activity | 0 | 0 | 0 | 0 | 0 | 4.3141 | 4.3141 | 4.3141 | 4.3141 | 4.3141 | 4.3141 | 4.3141 | 4.3141 | 4.3141 | 4.3141 | 4.3141 | 4.3141 | 4.3141 | 4.3141 | 4.3141 | 4.3141 | 4.3141 | 4.3141 | 4.3141 | 4.3141 | 4.3141 | 4.3141 | 4.3141 | 4.3141 | 4.3141 | 4.3141 | 4.3141 | 4.3141 | 4.3141 | 4.3141 | 4.3141 | 4.3141 | 4.3141 | 4.3141 | 4.3141 | 4.3141 | 4.3141 | 4.3141 | 4.3141 | 4.3141 | 4.3141 | 4.3141 | 4.3141 | 4.3141 | 4.3141 | 4.3141 | 4.3141 | 4.3141 | 4.3141 | 4.3141 | 0 | 0 | 0 | 0 | 0 | 0 | 0 | 0 | 215.7053
Book Depreciation Related to Retired PIS | [49 empty] | 0 | 0 | 0 | 0 | 0 | -215.7053 | 0 | 0 | 0 | 0 | 0 | 0 | 0 |  | -215.7053
End of Period | 0 | 0 | 0 | 0 | 0 | 4.3141 | 8.6282 | 12.9423 | 17.2564 | 21.5705 | 25.8846 | 30.1987 | 34.5128 | 38.827 | 43.1411 | 47.4552 | 51.7693 | 56.0834 | 60.3975 | 64.7116 | 69.0257 | 73.3398 | 77.6539 | 81.968 | 86.2821 | 90.5962 | 94.9103 | 99.2244 | 103.5385 | 107.8526 | 112.1668 | 116.4809 | 120.795 | 125.1091 | 129.4232 | 133.7373 | 138.0514 | 142.3655 | 146.6796 | 150.9937 | 155.3078 | 159.6219 | 163.936 | 168.2501 | 172.5642 | 176.8783 | 181.1925 | 185.5066 | 189.8207 | 194.1348 | 198.4489 | 202.763 | 207.0771 | 211.3912 | 0 | 0 | 0 | 0 | 0 | 0 | 0 | 0 | 0
Average | 0 | 0 | 0 | 0 | 0 | 2.1571 | 6.4712 | 10.7853 | 15.0994 | 19.4135 | 23.7276 | 28.0417 | 32.3558 | 36.6699 | 40.984 | 45.2981 | 49.6122 | 53.9263 | 58.2404 | 62.5545 | 66.8686 | 71.1827 | 75.4969 | 79.811 | 84.1251 | 88.4392 | 92.7533 | 97.0674 | 101.3815 | 105.6956 | 110.0097 | 114.3238 | 118.6379 | 122.952 | 127.2661 | 131.5802 | 135.8943 | 140.2084 | 144.5226 | 148.8367 | 153.1508 | 157.4649 | 161.779 | 166.0931 | 170.4072 | 174.7213 | 179.0354 | 183.3495 | 187.6636 | 191.9777 | 196.2918 | 200.6059 | 204.92 | 209.2341 | 105.6956 | 0 | 0 | 0 | 0 | 0 | 0 | 0 | 0
Federal Deferred Tax Balance, Net of Tax
Beginning of Period | 0 | 0 | 0 | 0 | 0 | 0 | 1.3551 | 5.3963 | 9.0178 | 12.2522 | 15.1272 | 17.6709 | 19.9072 | 21.86 | 23.7664 | 25.6728 | 27.5792 | 29.4856 | 31.392 | 33.2984 | 35.2048 | 37.1112 | 39.0175 | 40.9239 | 42.8303 | 44.7367 | 44.9156 | 43.3669 | 41.8183 | 40.2696 | 38.721 | 37.1723 | 35.6237 | 34.075 | 32.5264 | 30.9777 | 29.4291 | 27.8804 | 26.3318 | 24.7831 | 23.2344 | 21.6858 | 20.1371 | 18.5885 | 17.0398 | 15.4912 | 13.9425 | 12.3939 | 10.8452 | 9.2966 | 7.7479 | 6.1993 | 4.6506 | 3.102 | 1.5533 | 0.004646 | 0.004646 | 0.004646 | 0.004646 | 0.004646 | 0.004646 | 0.004646 | 0.004646
Activity | 0 | 0 | 0 | 0 | 0 | 1.3551 | 4.0412 | 3.6215 | 3.2344 | 2.8751 | 2.5437 | 2.2363 | 1.9529 | 1.9064 | 1.9064 | 1.9064 | 1.9064 | 1.9064 | 1.9064 | 1.9064 | 1.9064 | 1.9064 | 1.9064 | 1.9064 | 1.9064 | 0.17887 | -1.5487 | -1.5487 | -1.5487 | -1.5487 | -1.5487 | -1.5487 | -1.5487 | -1.5487 | -1.5487 | -1.5487 | -1.5487 | -1.5487 | -1.5487 | -1.5487 | -1.5487 | -1.5487 | -1.5487 | -1.5487 | -1.5487 | -1.5487 | -1.5487 | -1.5487 | -1.5487 | -1.5487 | -1.5487 | -1.5487 | -1.5487 | -1.5487 | -1.5487 | 0 | 0 | 0 | 0 | 0 | 0 | 0 | 0 | 0.004646
End of Period | 0 | 0 | 0 | 0 | 0 | 1.3551 | 5.3963 | 9.0178 | 12.2522 | 15.1272 | 17.6709 | 19.9072 | 21.86 | 23.7664 | 25.6728 | 27.5792 | 29.4856 | 31.392 | 33.2984 | 35.2048 | 37.1112 | 39.0175 | 40.9239 | 42.8303 | 44.7367 | 44.9156 | 43.3669 | 41.8183 | 40.2696 | 38.721 | 37.1723 | 35.6237 | 34.075 | 32.5264 | 30.9777 | 29.4291 | 27.8804 | 26.3318 | 24.7831 | 23.2344 | 21.6858 | 20.1371 | 18.5885 | 17.0398 | 15.4912 | 13.9425 | 12.3939 | 10.8452 | 9.2966 | 7.7479 | 6.1993 | 4.6506 | 3.102 | 1.5533 | 0.004646 | 0.004646 | 0.004646 | 0.004646 | 0.004646 | 0.004646 | 0.004646 | 0.004646 | 0.004646
Average | 0 | 0 | 0 | 0 | 0 | 0.67754 | 3.3757 | 7.207 | 10.635 | 13.6897 | 16.3991 | 18.789 | 20.8836 | 22.8132 | 24.7196 | 26.626 | 28.5324 | 30.4388 | 32.3452 | 34.2516 | 36.158 | 38.0644 | 39.9707 | 41.8771 | 43.7835 | 44.8262 | 44.1413 | 42.5926 | 41.044 | 39.4953 | 37.9467 | 36.398 | 34.8493 | 33.3007 | 31.752 | 30.2034 | 28.6547 | 27.1061 | 25.5574 | 24.0088 | 22.4601 | 20.9115 | 19.3628 | 17.8142 | 16.2655 | 14.7169 | 13.1682 | 11.6195 | 10.0709 | 8.5222 | 6.9736 | 5.4249 | 3.8763 | 2.3276 | 0.77897 | 0.004646 | 0.004646 | 0.004646 | 0.004646 | 0.004646 | 0.004646 | 0.004646 | 0.004646
State Deferred Tax Balance
Beginning of Period | 0 | 0 | 0 | 0 | 0 | 0 | 0.25166 | 1.0022 | 1.6747 | 2.2754 | 2.8093 | 3.2817 | 3.697 | 4.0597 | 4.4138 | 4.7678 | 5.1219 | 5.4759 | 5.8299 | 6.184 | 6.538 | 6.8921 | 7.2461 | 7.6002 | 7.9542 | 8.3082 | 8.3415 | 8.0539 | 7.7663 | 7.4786 | 7.191 | 6.9034 | 6.6158 | 6.3282 | 6.0406 | 5.753 | 5.4654 | 5.1778 | 4.8902 | 4.6026 | 4.315 | 4.0274 | 3.7398 | 3.4521 | 3.1645 | 2.8769 | 2.5893 | 2.3017 | 2.0141 | 1.7265 | 1.4389 | 1.1513 | 0.86368 | 0.57608 | 0.28847 | 0.00086282 | 0.00086282 | 0.00086282 | 0.00086282 | 0.00086282 | 0.00086282 | 0.00086282 | 0.00086282
Activity | 0 | 0 | 0 | 0 | 0 | 0.25166 | 0.75051 | 0.67257 | 0.60067 | 0.53394 | 0.47239 | 0.4153 | 0.36267 | 0.35404 | 0.35404 | 0.35404 | 0.35404 | 0.35404 | 0.35404 | 0.35404 | 0.35404 | 0.35404 | 0.35404 | 0.35404 | 0.35404 | 0.033219 | -0.28761 | -0.28761 | -0.28761 | -0.28761 | -0.28761 | -0.28761 | -0.28761 | -0.28761 | -0.28761 | -0.28761 | -0.28761 | -0.28761 | -0.28761 | -0.28761 | -0.28761 | -0.28761 | -0.28761 | -0.28761 | -0.28761 | -0.28761 | -0.28761 | -0.28761 | -0.28761 | -0.28761 | -0.28761 | -0.28761 | -0.28761 | -0.28761 | -0.28761 | 0 | 0 | 0 | 0 | 0 | 0 | 0 | 0 | 0.00086282
End of Period | 0 | 0 | 0 | 0 | 0 | 0.25166 | 1.0022 | 1.6747 | 2.2754 | 2.8093 | 3.2817 | 3.697 | 4.0597 | 4.4138 | 4.7678 | 5.1219 | 5.4759 | 5.8299 | 6.184 | 6.538 | 6.8921 | 7.2461 | 7.6002 | 7.9542 | 8.3082 | 8.3415 | 8.0539 | 7.7663 | 7.4786 | 7.191 | 6.9034 | 6.6158 | 6.3282 | 6.0406 | 5.753 | 5.4654 | 5.1778 | 4.8902 | 4.6026 | 4.315 | 4.0274 | 3.7398 | 3.4521 | 3.1645 | 2.8769 | 2.5893 | 2.3017 | 2.0141 | 1.7265 | 1.4389 | 1.1513 | 0.86368 | 0.57608 | 0.28847 | 0.00086282 | 0.00086282 | 0.00086282 | 0.00086282 | 0.00086282 | 0.00086282 | 0.00086282 | 0.00086282 | 0.00086282
Average | 0 | 0 | 0 | 0 | 0 | 0.12583 | 0.62691 | 1.3385 | 1.9751 | 2.5424 | 3.0455 | 3.4894 | 3.8784 | 4.2367 | 4.5908 | 4.9448 | 5.2989 | 5.6529 | 6.007 | 6.361 | 6.715 | 7.0691 | 7.4231 | 7.7772 | 8.1312 | 8.3249 | 8.1977 | 7.9101 | 7.6225 | 7.3348 | 7.0472 | 6.7596 | 6.472 | 6.1844 | 5.8968 | 5.6092 | 5.3216 | 5.034 | 4.7464 | 4.4588 | 4.1712 | 3.8836 | 3.596 | 3.3083 | 3.0207 | 2.7331 | 2.4455 | 2.1579 | 1.8703 | 1.5827 | 1.2951 | 1.0075 | 0.71988 | 0.43227 | 0.14467 | 0.00086282 | 0.00086282 | 0.00086282 | 0.00086282 | 0.00086282 | 0.00086282 | 0.00086282 | 0.00086282
Net Rate Base - Average | 0 | 0 | 0 | 0 | 0 | 107.6577 | 210.7625 | 201.9054 | 193.5268 | 185.5906 | 178.064 | 170.9161 | 164.1184 | 157.5164 | 150.9418 | 144.3673 | 137.7927 | 131.2182 | 124.6436 | 118.0691 | 111.4946 | 104.92 | 98.3455 | 91.7709 | 85.1964 | 79.646 | 76.144 | 73.6661 | 71.1883 | 68.7105 | 66.2326 | 63.7548 | 61.2769 | 58.7991 | 56.3212 | 53.8434 | 51.3655 | 48.8877 | 46.4098 | 43.932 | 41.4542 | 38.9763 | 36.4985 | 34.0206 | 31.5428 | 29.0649 | 26.5871 | 24.1092 | 21.6314 | 19.1535 | 16.6757 | 14.1979 | 11.72 | 9.2422 | 3.9989 | -0.0055088 | -0.0055088 | -0.0055088 | -0.0055088 | -0.0055088 | -0.0055088 | -0.0055088 | -0.0055088
EXPENSES
Income Tax - Removal Cost | 0 | 0 | 0 | 0 | 0 | -0.074672 | -0.074672 | -0.074672 | -0.074672 | -0.074672 | -0.074672 | -0.074672 | -0.074672 | -0.074672 | -0.074672 | -0.074672 | -0.074672 | -0.074672 | -0.074672 | -0.074672 | -0.074672 | -0.074672 | -0.074672 | -0.074672 | -0.074672 | -0.074672 | -0.074672 | -0.074672 | -0.074672 | -0.074672 | -0.074672 | -0.074672 | -0.074672 | -0.074672 | -0.074672 | -0.074672 | -0.074672 | -0.074672 | -0.074672 | -0.074672 | -0.074672 | -0.074672 | -0.074672 | -0.074672 | -0.074672 | -0.074672 | -0.074672 | -0.074672 | -0.074672 | -0.074672 | -0.074672 | -0.074672 | -0.074672 | -0.074672 | -0.074672 | 0 | 0 | 0 | 0 | 0 | 0 | 0 | 0 | -3.7336
Book Depreciation | 0 | 0 | 0 | 0 | 0 | 4.3141 | 4.3141 | 4.3141 | 4.3141 | 4.3141 | 4.3141 | 4.3141 | 4.3141 | 4.3141 | 4.3141 | 4.3141 | 4.3141 | 4.3141 | 4.3141 | 4.3141 | 4.3141 | 4.3141 | 4.3141 | 4.3141 | 4.3141 | 4.3141 | 4.3141 | 4.3141 | 4.3141 | 4.3141 | 4.3141 | 4.3141 | 4.3141 | 4.3141 | 4.3141 | 4.3141 | 4.3141 | 4.3141 | 4.3141 | 4.3141 | 4.3141 | 4.3141 | 4.3141 | 4.3141 | 4.3141 | 4.3141 | 4.3141 | 4.3141 | 4.3141 | 4.3141 | 4.3141 | 4.3141 | 4.3141 | 4.3141 | 4.3141 | 0 | 0 | 0 | 0 | 0 | 0 | 0 | 0 | 215.7053
Property Taxes | 0 | 0 | 0 | 0 | 0 | 11.0618 | 11.0618 | 11.0618 | 11.0618 | 11.0618 | 11.0618 | 11.0618 | 11.0618 | 11.0618 | 11.0618 | 11.0618 | 11.0618 | 11.0618 | 11.0618 | 11.0618 | 11.0618 | 11.0618 | 11.0618 | 11.0618 | 11.0618 | 11.0618 | 11.0618 | 11.0618 | 11.0618 | 11.0618 | 11.0618 | 11.0618 | 11.0618 | 11.0618 | 11.0618 | 11.0618 | 11.0618 | 11.0618 | 11.0618 | 11.0618 | 11.0618 | 11.0618 | 11.0618 | 11.0618 | 11.0618 | 11.0618 | 11.0618 | 11.0618 | 11.0618 | 11.0618 | 11.0618 | 11.0618 | 11.0618 | 11.0618 | 0 | 0 | 0 | 0 | 0 | 0 | 0 | 0 | 0 | 542.0287
Total Expenses | 0 | 0 | 0 | 0 | 0 | 15.3012 | 15.3012 | 15.3012 | 15.3012 | 15.3012 | 15.3012 | 15.3012 | 15.3012 | 15.3012 | 15.3012 | 15.3012 | 15.3012 | 15.3012 | 15.3012 | 15.3012 | 15.3012 | 15.3012 | 15.3012 | 15.3012 | 15.3012 | 15.3012 | 15.3012 | 15.3012 | 15.3012 | 15.3012 | 15.3012 | 15.3012 | 15.3012 | 15.3012 | 15.3012 | 15.3012 | 15.3012 | 15.3012 | 15.3012 | 15.3012 | 15.3012 | 15.3012 | 15.3012 | 15.3012 | 15.3012 | 15.3012 | 15.3012 | 15.3012 | 15.3012 | 15.3012 | 15.3012 | 15.3012 | 15.3012 | 15.3012 | 4.2394 | 0 | 0 | 0 | 0 | 0 | 0 | 0 | 0 | 754.0004
REVENUE REQUIREMENT
Net Rate Base | 0 | 0 | 0 | 0 | 0 | 107.6577 | 210.7625 | 201.9054 | 193.5268 | 185.5906 | 178.064 | 170.9161 | 164.1184 | 157.5164 | 150.9418 | 144.3673 | 137.7927 | 131.2182 | 124.6436 | 118.0691 | 111.4946 | 104.92 | 98.3455 | 91.7709 | 85.1964 | 79.646 | 76.144 | 73.6661 | 71.1883 | 68.7105 | 66.2326 | 63.7548 | 61.2769 | 58.7991 | 56.3212 | 53.8434 | 51.3655 | 48.8877 | 46.4098 | 43.932 | 41.4542 | 38.9763 | 36.4985 | 34.0206 | 31.5428 | 29.0649 | 26.5871 | 24.1092 | 21.6314 | 19.1535 | 16.6757 | 14.1979 | 11.72 | 9.2422 | 3.9989 | -0.0055088 | -0.0055088 | -0.0055088 | -0.0055088 | -0.0055088 | -0.0055088 | -0.0055088 | -0.0055088 | 4147.8249
ROR | 9.98% | 9.98% | 9.7% | 9.7% | 9.7% | 9.7% | 9.7% | 9.7% | 9.7% | 9.7% | 9.7% | 9.7% | 9.7% | 9.7% | 9.7% | 9.7% | 9.7% | 9.7% | 9.7% | 9.7% | 9.7% | 9.7% | 9.7% | 9.7% | 9.7% | 9.7% | 9.7% | 9.7% | 9.7% | 9.7% | 9.7% | 9.7% | 9.7% | 9.7% | 9.7% | 9.7% | 9.7% | 9.7% | 9.7% | 9.7% | 9.7% | 9.7% | 9.7% | 9.7% | 9.7% | 9.7% | 9.7% | 9.7% | 9.7% | 9.7% | 9.7% | 9.7% | 9.7% | 9.7% | 9.7% | 9.7% | 9.7% | 9.7% | 9.7% | 9.7% | 9.7% | 9.7% | 9.7%
Earnings Base | 0 | 0 | 0 | 0 | 0 | 10.4428 | 20.444 | 19.5848 | 18.7721 | 18.0023 | 17.2722 | 16.5789 | 15.9195 | 15.2791 | 14.6414 | 14.0036 | 13.3659 | 12.7282 | 12.0904 | 11.4527 | 10.815 | 10.1772 | 9.5395 | 8.9018 | 8.264 | 7.7257 | 7.386 | 7.1456 | 6.9053 | 6.6649 | 6.4246 | 6.1842 | 5.9439 | 5.7035 | 5.4632 | 5.2228 | 4.9825 | 4.7421 | 4.5018 | 4.2614 | 4.0211 | 3.7807 | 3.5404 | 3.3 | 3.0596 | 2.8193 | 2.5789 | 2.3386 | 2.0982 | 1.8579 | 1.6175 | 1.3772 | 1.1368 | 0.89649 | 0.38789 | -0.00053435 | -0.00053435 | -0.00053435 | -0.00053435 | -0.00053435 | -0.00053435 | -0.00053435 | -0.00053435
Earnings - Expense | 0 | 0 | 0 | 0 | 0 | 15.3012 | 15.3012 | 15.3012 | 15.3012 | 15.3012 | 15.3012 | 15.3012 | 15.3012 | 15.3012 | 15.3012 | 15.3012 | 15.3012 | 15.3012 | 15.3012 | 15.3012 | 15.3012 | 15.3012 | 15.3012 | 15.3012 | 15.3012 | 15.3012 | 15.3012 | 15.3012 | 15.3012 | 15.3012 | 15.3012 | 15.3012 | 15.3012 | 15.3012 | 15.3012 | 15.3012 | 15.3012 | 15.3012 | 15.3012 | 15.3012 | 15.3012 | 15.3012 | 15.3012 | 15.3012 | 15.3012 | 15.3012 | 15.3012 | 15.3012 | 15.3012 | 15.3012 | 15.3012 | 15.3012 | 15.3012 | 15.3012 | 4.2394 | 0 | 0 | 0 | 0 | 0 | 0 | 0 | 0 | 754.0004
Total Earnings Effect | 0 | 0 | 0 | 0 | 0 | 25.744 | 35.7452 | 34.8861 | 34.0733 | 33.3035 | 32.5735 | 31.8801 | 31.2207 | 30.5803 | 29.9426 | 29.3049 | 28.6671 | 28.0294 | 27.3917 | 26.7539 | 26.1162 | 25.4785 | 24.8408 | 24.203 | 23.5653 | 23.0269 | 22.6872 | 22.4469 | 22.2065 | 21.9662 | 21.7258 | 21.4855 | 21.2451 | 21.0048 | 20.7644 | 20.5241 | 20.2837 | 20.0434 | 19.803 | 19.5626 | 19.3223 | 19.0819 | 18.8416 | 18.6012 | 18.3609 | 18.1205 | 17.8802 | 17.6398 | 17.3995 | 17.1591 | 16.9188 | 16.6784 | 16.4381 | 16.1977 | 4.6273 | -0.00053435 | -0.00053435 | -0.00053435 | -0.00053435 | -0.00053435 | -0.00053435 | -0.00053435 | -0.00053435
Gross-Up Factor | 1.0354 | 1.0354 | 1.0354 | 1.0354 | 1.0354 | 1.0354 | 1.0354 | 1.0354 | 1.0354 | 1.0354 | 1.0354 | 1.0354 | 1.0354 | 1.0354 | 1.0354 | 1.0354 | 1.0354 | 1.0354 | 1.0354 | 1.0354 | 1.0354 | 1.0354 | 1.0354 | 1.0354 | 1.0354 | 1.0354 | 1.0354 | 1.0354 | 1.0354 | 1.0354 | 1.0354 | 1.0354 | 1.0354 | 1.0354 | 1.0354 | 1.0354 | 1.0354 | 1.0354 | 1.0354 | 1.0354 | 1.0354 | 1.0354 | 1.0354 | 1.0354 | 1.0354 | 1.0354 | 1.0354 | 1.0354 | 1.0354 | 1.0354 | 1.0354 | 1.0354 | 1.0354 | 1.0354 | 1.0354 | 1.0354 | 1.0354 | 1.0354 | 1.0354 | 1.0354 | 1.0354 | 1.0354 | 1.0354
Revenue requirement | 0 | 0 | 0 | 0 | 0 | 26.6543 | 37.0091 | 36.1196 | 35.2781 | 34.4811 | 33.7252 | 33.0073 | 32.3246 | 31.6616 | 31.0013 | 30.341 | 29.6807 | 29.0205 | 28.3602 | 27.6999 | 27.0396 | 26.3793 | 25.7191 | 25.0588 | 24.3985 | 23.8411 | 23.4894 | 23.2405 | 22.9917 | 22.7428 | 22.494 | 22.2451 | 21.9963 | 21.7474 | 21.4986 | 21.2497 | 21.0009 | 20.752 | 20.5032 | 20.2543 | 20.0055 | 19.7566 | 19.5078 | 19.2589 | 19.0101 | 18.7612 | 18.5124 | 18.2635 | 18.0147 | 17.7658 | 17.517 | 17.2681 | 17.0193 | 16.7704 | 4.7909 | -0.00055325 | -0.00055325 | -0.00055325 | -0.00055325 | -0.00055325 | -0.00055325 | -0.00055325 | -0.00055325 | 1197.2246
Depreciation Calculations
Tax Depreciation - Federal
Cost of new equipment in service basis | 0 | 0 | 0 | 0 | 0 | 221.2362 | 0 | 0 | 0 | 0 | 0 | 0 | 0 | 0 | 0 | 0 | 0 | 0 | 0 | 0 | 0 | 0 | 0 | 0 | 0 | 0 | 0 | 0 | 0 | 0 | 0 | 0 | 0 | 0 | 0 | 0 | 0 | 0 | 0 | 0 | 0 | 0 | 0 | 0 | 0 | 0 | 0 | 0 | 0 | 0 | 0 | 0 | 0 | 0 | -221.2362 | 0 | 0 | 0 | 0 | 0 | 0
Bonus Depreciation (N/A) | 0 | 0 | 0 | 0 | 0 | 0 | 0 | 0 | 0 | 0 | 0 | 0 | 0 | 0 | 0 | 0 | 0 | 0 | 0 | 0 | 0 | 0 | 0 | 0 | 0 | 0 | 0 | 0 | 0 | 0 | 0 | 0 | 0 | 0 | 0 | 0 | 0 | 0 | 0 | 0 | 0 | 0 | 0 | 0 | 0 | 0 | 0 | 0 | 0 | 0 | 0 | 0 | 0 | 0 | 0 | 0 | 0 | 0 | 0 | 0 | 0
Regular Depreciation basis (Cumulative) | 0 | 0 | 0 | 0 | 0 | 221.2362 | 221.2362 | 221.2362 | 221.2362 | 221.2362 | 221.2362 | 221.2362 | 221.2362 | 221.2362 | 221.2362 | 221.2362 | 221.2362 | 221.2362 | 221.2362 | 221.2362 | 221.2362 | 221.2362 | 221.2362 | 221.2362 | 221.2362 | 221.2362 | 221.2362 | 221.2362 | 221.2362 | 221.2362 | 221.2362 | 221.2362 | 221.2362 | 221.2362 | 221.2362 | 221.2362 | 221.2362 | 221.2362 | 221.2362 | 221.2362 | 221.2362 | 221.2362 | 221.2362 | 221.2362 | 221.2362 | 221.2362 | 221.2362 | 221.2362 | 221.2362 | 221.2362 | 221.2362 | 221.2362 | 221.2362 | 221.2362 | 0 | 0 | 0 | 0 | 0 | 0 | 0 | 0 | 0
RegularDepreciation | [5 empty] | 8.2964 | 15.971 | 14.7719 | 13.6658 | 12.6392 | 11.6923 | 10.814 | 10.0043 | 9.8716 | 9.8716 | 9.8716 | 9.8716 | 9.8716 | 9.8716 | 9.8716 | 9.8716 | 9.8716 | 9.8716 | 9.8716 | 9.8716 | 4.9358 | [37 empty] | 221.2495
Total Depreciation for year | 0 | 0 | 0 | 0 | 0 | 8.2964 | 15.971 | 14.7719 | 13.6658 | 12.6392 | 11.6923 | 10.814 | 10.0043 | 9.8716 | 9.8716 | 9.8716 | 9.8716 | 9.8716 | 9.8716 | 9.8716 | 9.8716 | 9.8716 | 9.8716 | 9.8716 | 9.8716 | 4.9358 | 0 | 0 | 0 | 0 | 0 | 0 | 0 | 0 | 0 | 0 | 0 | 0 | 0 | 0 | 0 | 0 | 0 | 0 | 0 | 0 | 0 | 0 | 0 | 0 | 0 | 0 | 0 | 0 | 0 | 0 | 0 | 0 | 0 | 0 | 0
Tax Depreciation - State
Cost of new equipment in service basis | 0 | 0 | 0 | 0 | 0 | 221.2362 | 0 | 0 | 0 | 0 | 0 | 0 | 0 | 0 | 0 | 0 | 0 | 0 | 0 | 0 | 0 | 0 | 0 | 0 | 0 | 0 | 0 | 0 | 0 | 0 | 0 | 0 | 0 | 0 | 0 | 0 | 0 | 0 | 0 | 0 | 0 | 0 | 0 | 0 | 0 | 0 | 0 | 0 | 0 | 0 | 0 | 0 | 0 | 0 | -221.2362 | 0 | 0 | 0 | 0 | 0 | 0 | 0 | 0
Bonus Depreciation (N/A) | 0 | 0 | 0 | 0 | 0 | 0 | 0 | 0 | 0 | 0 | 0 | 0 | 0 | 0 | 0 | 0 | 0 | 0 | 0 | 0 | 0 | 0 | 0 | 0 | 0 | 0 | 0 | 0 | 0 | 0 | 0 | 0 | 0 | 0 | 0 | 0 | 0 | 0 | 0 | 0 | 0 | 0 | 0 | 0 | 0 | 0 | 0 | 0 | 0 | 0 | 0 | 0 | 0 | 0 | 0 | 0 | 0 | 0 | 0 | 0 | 0 | 0 | 0
Regular Depreciation basis (Cumulative) | 0 | 0 | 0 | 0 | 0 | 221.2362 | 221.2362 | 221.2362 | 221.2362 | 221.2362 | 221.2362 | 221.2362 | 221.2362 | 221.2362 | 221.2362 | 221.2362 | 221.2362 | 221.2362 | 221.2362 | 221.2362 | 221.2362 | 221.2362 | 221.2362 | 221.2362 | 221.2362 | 221.2362 | 221.2362 | 221.2362 | 221.2362 | 221.2362 | 221.2362 | 221.2362 | 221.2362 | 221.2362 | 221.2362 | 221.2362 | 221.2362 | 221.2362 | 221.2362 | 221.2362 | 221.2362 | 221.2362 | 221.2362 | 221.2362 | 221.2362 | 221.2362 | 221.2362 | 221.2362 | 221.2362 | 221.2362 | 221.2362 | 221.2362 | 221.2362 | 221.2362 | 0 | 0 | 0 | 0 | 0 | 0 | 0 | 0 | 0
RegularDepreciation | 0 | 0 | 0 | 0 | 0 | 8.2964 | 15.971 | 14.7719 | 13.6658 | 12.6392 | 11.6923 | 10.814 | 10.0043 | 9.8716 | 9.8716 | 9.8716 | 9.8716 | 9.8716 | 9.8716 | 9.8716 | 9.8716 | 9.8716 | 9.8716 | 9.8716 | 9.8716 | 4.9358 | 0 | 0 | 0 | 0 | 0 | 0 | 0 | 0 | 0 | 0 | 0 | 0 | 0 | 0 | 0 | 0 | 0 | 0 | 0 | 0 | 0 | 0 | 0 | 0 | 0 | 0 | 0 | 0 | 0 | 0 | 0 | 0 | 0 | 0 | 0 | 0 | 0 | 221.2495
Total Depreciation for year | 0 | 0 | 0 | 0 | 0 | 8.2964 | 15.971 | 14.7719 | 13.6658 | 12.6392 | 11.6923 | 10.814 | 10.0043 | 9.8716 | 9.8716 | 9.8716 | 9.8716 | 9.8716 | 9.8716 | 9.8716 | 9.8716 | 9.8716 | 9.8716 | 9.8716 | 9.8716 | 4.9358 | 0 | 0 | 0 | 0 | 0 | 0 | 0 | 0 | 0 | 0 | 0 | 0 | 0 | 0 | 0 | 0 | 0 | 0 | 0 | 0 | 0 | 0 | 0 | 0 | 0 | 0 | 0 | 0 | 0 | 0 | 0 | 0 | 0 | 0 | 0 | 0 | 0
Book Depreciation with COR
2014 | 0 | 0 | 0 | 0 | 0 | 0 | 0 | 0 | 0 | 0 | 0 | 0 | 0 | 0 | 0 | 0 | 0 | 0 | 0 | 0 | 0 | 0 | 0 | 0 | 0 | 0 | 0 | 0 | 0 | 0 | 0 | 0 | 0 | 0 | 0 | 0 | 0 | 0 | 0 | 0 | 0 | 0 | 0 | 0 | 0 | 0 | 0 | 0 | 0 | 0 | [13 empty] | 0
2015 |  | 0 | 0 | 0 | 0 | 0 | 0 | 0 | 0 | 0 | 0 | 0 | 0 | 0 | 0 | 0 | 0 | 0 | 0 | 0 | 0 | 0 | 0 | 0 | 0 | 0 | 0 | 0 | 0 | 0 | 0 | 0 | 0 | 0 | 0 | 0 | 0 | 0 | 0 | 0 | 0 | 0 | 0 | 0 | 0 | 0 | 0 | 0 | 0 | 0 | 0 | [12 empty] | 0 | check - total PIS
2016 |  |  | 0 | 0 | 0 | 0 | 0 | 0 | 0 | 0 | 0 | 0 | 0 | 0 | 0 | 0 | 0 | 0 | 0 | 0 | 0 | 0 | 0 | 0 | 0 | 0 | 0 | 0 | 0 | 0 | 0 | 0 | 0 | 0 | 0 | 0 | 0 | 0 | 0 | 0 | 0 | 0 | 0 | 0 | 0 | 0 | 0 | 0 | 0 | 0 | 0 | 0 | [11 empty] | 0 | 0
2017 |  |  |  | 0 | 0 | 0 | 0 | 0 | 0 | 0 | 0 | 0 | 0 | 0 | 0 | 0 | 0 | 0 | 0 | 0 | 0 | 0 | 0 | 0 | 0 | 0 | 0 | 0 | 0 | 0 | 0 | 0 | 0 | 0 | 0 | 0 | 0 | 0 | 0 | 0 | 0 | 0 | 0 | 0 | 0 | 0 | 0 | 0 | 0 | 0 | 0 | 0 | 0 | [10 empty] | 0 | 0
2018 |  |  |  |  | 0 | 0 | 0 | 0 | 0 | 0 | 0 | 0 | 0 | 0 | 0 | 0 | 0 | 0 | 0 | 0 | 0 | 0 | 0 | 0 | 0 | 0 | 0 | 0 | 0 | 0 | 0 | 0 | 0 | 0 | 0 | 0 | 0 | 0 | 0 | 0 | 0 | 0 | 0 | 0 | 0 | 0 | 0 | 0 | 0 | 0 | 0 | 0 | 0 | 0 | [9 empty] | 0
2019 | [5 empty] | 4.3141 | 4.3141 | 4.3141 | 4.3141 | 4.3141 | 4.3141 | 4.3141 | 4.3141 | 4.3141 | 4.3141 | 4.3141 | 4.3141 | 4.3141 | 4.3141 | 4.3141 | 4.3141 | 4.3141 | 4.3141 | 4.3141 | 4.3141 | 4.3141 | 4.3141 | 4.3141 | 4.3141 | 4.3141 | 4.3141 | 4.3141 | 4.3141 | 4.3141 | 4.3141 | 4.3141 | 4.3141 | 4.3141 | 4.3141 | 4.3141 | 4.3141 | 4.3141 | 4.3141 | 4.3141 | 4.3141 | 4.3141 | 4.3141 | 4.3141 | 4.3141 | 4.3141 | 4.3141 | 4.3141 | 4.3141 | 4.3141 | 4.3141 | [8 empty] | 215.7053 | 215.7053
2020 | [6 empty] | 0 | 0 | 0 | 0 | 0 | 0 | 0 | 0 | 0 | 0 | 0 | 0 | 0 | 0 | 0 | 0 | 0 | 0 | 0 | 0 | 0 | 0 | 0 | 0 | 0 | 0 | 0 | 0 | 0 | 0 | 0 | 0 | 0 | 0 | 0 | 0 | 0 | 0 | 0 | 0 | 0 | 0 | 0 | 0 | 0 | 0 | 0 | 0 | 0 | 0 | [7 empty] | 0
2021 | [7 empty] | 0 | 0 | 0 | 0 | 0 | 0 | 0 | 0 | 0 | 0 | 0 | 0 | 0 | 0 | 0 | 0 | 0 | 0 | 0 | 0 | 0 | 0 | 0 | 0 | 0 | 0 | 0 | 0 | 0 | 0 | 0 | 0 | 0 | 0 | 0 | 0 | 0 | 0 | 0 | 0 | 0 | 0 | 0 | 0 | 0 | 0 | 0 | 0 | 0 | 0 | [6 empty] | 0
2022 | [8 empty] | 0 | 0 | 0 | 0 | 0 | 0 | 0 | 0 | 0 | 0 | 0 | 0 | 0 | 0 | 0 | 0 | 0 | 0 | 0 | 0 | 0 | 0 | 0 | 0 | 0 | 0 | 0 | 0 | 0 | 0 | 0 | 0 | 0 | 0 | 0 | 0 | 0 | 0 | 0 | 0 | 0 | 0 | 0 | 0 | 0 | 0 | 0 | 0 | 0 | 0 | [5 empty] | 0
2023 | [9 empty] | 0 | 0 | 0 | 0 | 0 | 0 | 0 | 0 | 0 | 0 | 0 | 0 | 0 | 0 | 0 | 0 | 0 | 0 | 0 | 0 | 0 | 0 | 0 | 0 | 0 | 0 | 0 | 0 | 0 | 0 | 0 | 0 | 0 | 0 | 0 | 0 | 0 | 0 | 0 | 0 | 0 | 0 | 0 | 0 | 0 | 0 | 0 | 0 | 0 | 0 |  |  |  |  | 0
2024 | [10 empty] | 0 | 0 | 0 | 0 | 0 | 0 | 0 | 0 | 0 | 0 | 0 | 0 | 0 | 0 | 0 | 0 | 0 | 0 | 0 | 0 | 0 | 0 | 0 | 0 | 0 | 0 | 0 | 0 | 0 | 0 | 0 | 0 | 0 | 0 | 0 | 0 | 0 | 0 | 0 | 0 | 0 | 0 | 0 | 0 | 0 | 0 | 0 | 0 | 0 | 0 |  |  |  | 0 | 0
2025 | [11 empty] | 0 | 0 | 0 | 0 | 0 | 0 | 0 | 0 | 0 | 0 | 0 | 0 | 0 | 0 | 0 | 0 | 0 | 0 | 0 | 0 | 0 | 0 | 0 | 0 | 0 | 0 | 0 | 0 | 0 | 0 | 0 | 0 | 0 | 0 | 0 | 0 | 0 | 0 | 0 | 0 | 0 | 0 | 0 | 0 | 0 | 0 | 0 | 0 | 0 | 0 |  |  | 0
2026 | [12 empty] | 0 | 0 | 0 | 0 | 0 | 0 | 0 | 0 | 0 | 0 | 0 | 0 | 0 | 0 | 0 | 0 | 0 | 0 | 0 | 0 | 0 | 0 | 0 | 0 | 0 | 0 | 0 | 0 | 0 | 0 | 0 | 0 | 0 | 0 | 0 | 0 | 0 | 0 | 0 | 0 | 0 | 0 | 0 | 0 | 0 | 0 | 0 | 0 | 0 | 0 |  | 0
| 0 | 0 | 0 | 0 | 0 | 4.3141 | 4.3141 | 4.3141 | 4.3141 | 4.3141 | 4.3141 | 4.3141 | 4.3141 | 4.3141 | 4.3141 | 4.3141 | 4.3141 | 4.3141 | 4.3141 | 4.3141 | 4.3141 | 4.3141 | 4.3141 | 4.3141 | 4.3141 | 4.3141 | 4.3141 | 4.3141 | 4.3141 | 4.3141 | 4.3141 | 4.3141 | 4.3141 | 4.3141 | 4.3141 | 4.3141 | 4.3141 | 4.3141 | 4.3141 | 4.3141 | 4.3141 | 4.3141 | 4.3141 | 4.3141 | 4.3141 | 4.3141 | 4.3141 | 4.3141 | 4.3141 | 4.3141 | 4.3141 | 4.3141 | 4.3141 | 4.3141 | 4.3141 | 0 | 0 | 0 | 0 | 0 | 0 | 0 | 0 | 215.7053
Book Depreciation- excl. Salvage
2014 | 0 | 0 | 0 | 0 | 0 | 0 | 0 | 0 | 0 | 0 | 0 | 0 | 0 | 0 | 0 | 0 | 0 | 0 | 0 | 0 | 0 | 0 | 0 | 0 | 0 |  |  | 0 | 0 | 0 | 0 | 0 | 0 | 0 | 0 | 0 | 0 | 0 | 0 | 0 | 0 | 0 | 0 | 0 | 0 | 0 | 0 | 0 | 0 | 0 | 0 | 0 | [11 empty] | 0
2015 |  | 0 | 0 | 0 | 0 | 0 | 0 | 0 | 0 | 0 | 0 | 0 | 0 | 0 | 0 | 0 | 0 | 0 | 0 | 0 | 0 | 0 | 0 | 0 | 0 | 0 |  | 0 | 0 | 0 | 0 | 0 | 0 | 0 | 0 | 0 | 0 | 0 | 0 | 0 | 0 | 0 | 0 | 0 | 0 | 0 | 0 | 0 | 0 | 0 | 0 | 0 | [11 empty] | 0 | check - total PIS
2016 |  |  | 0 | 0 | 0 | 0 | 0 | 0 | 0 | 0 | 0 | 0 | 0 | 0 | 0 | 0 | 0 | 0 | 0 | 0 | 0 | 0 | 0 | 0 | 0 | 0 | 0 | 0 | 0 | 0 | 0 | 0 | 0 | 0 | 0 | 0 | 0 | 0 | 0 | 0 | 0 | 0 | 0 | 0 | 0 | 0 | 0 | 0 | 0 | 0 | 0 | 0 | [11 empty] | 0 | 0
2017 |  |  |  | 0 | 0 | 0 | 0 | 0 | 0 | 0 | 0 | 0 | 0 | 0 | 0 | 0 | 0 | 0 | 0 | 0 | 0 | 0 | 0 | 0 | 0 | 0 | 0 | 0 | 0 | 0 | 0 | 0 | 0 | 0 | 0 | 0 | 0 | 0 | 0 | 0 | 0 | 0 | 0 | 0 | 0 | 0 | 0 | 0 | 0 | 0 | 0 | 0 | 0 | [10 empty] | 0 | 0
2018 |  |  |  |  | 0 | 0 | 0 | 0 | 0 | 0 | 0 | 0 | 0 | 0 | 0 | 0 | 0 | 0 | 0 | 0 | 0 | 0 | 0 | 0 | 0 | 0 | 0 | 0 | 0 | 0 | 0 | 0 | 0 | 0 | 0 | 0 | 0 | 0 | 0 | 0 | 0 | 0 | 0 | 0 | 0 | 0 | 0 | 0 | 0 | 0 | 0 | 0 | 0 | 0 | [9 empty] | 0
2019 | [5 empty] | 4.4247 | 4.4247 | 4.4247 | 4.4247 | 4.4247 | 4.4247 | 4.4247 | 4.4247 | 4.4247 | 4.4247 | 4.4247 | 4.4247 | 4.4247 | 4.4247 | 4.4247 | 4.4247 | 4.4247 | 4.4247 | 4.4247 | 4.4247 | 4.4247 | 4.4247 | 4.4247 | 4.4247 | 4.4247 | 4.4247 | 4.4247 | 4.4247 | 4.4247 | 4.4247 | 4.4247 | 4.4247 | 4.4247 | 4.4247 | 4.4247 | 4.4247 | 4.4247 | 4.4247 | 4.4247 | 4.4247 | 4.4247 | 4.4247 | 4.4247 | 4.4247 | 4.4247 | 4.4247 | 4.4247 | 4.4247 | 4.4247 | 4.4247 | [8 empty] | 221.2362 | 221.2362
2020 | [6 empty] | 0 | 0 | 0 | 0 | 0 | 0 | 0 | 0 | 0 | 0 | 0 | 0 | 0 | 0 | 0 | 0 | 0 | 0 | 0 | 0 | 0 | 0 | 0 | 0 | 0 | 0 | 0 | 0 | 0 | 0 | 0 | 0 | 0 | 0 | 0 | 0 | 0 | 0 | 0 | 0 | 0 | 0 | 0 | 0 | 0 | 0 | 0 | 0 | 0 | 0 | [7 empty] | 0
2021 | [7 empty] | 0 | 0 | 0 | 0 | 0 | 0 | 0 | 0 | 0 | 0 | 0 | 0 | 0 | 0 | 0 | 0 | 0 | 0 | 0 | 0 | 0 | 0 | 0 | 0 | 0 | 0 | 0 | 0 | 0 | 0 | 0 | 0 | 0 | 0 | 0 | 0 | 0 | 0 | 0 | 0 | 0 | 0 | 0 | 0 | 0 | 0 | 0 | 0 | 0 | 0 | [6 empty] | 0
2022 | [8 empty] | 0 | 0 | 0 | 0 | 0 | 0 | 0 | 0 | 0 | 0 | 0 | 0 | 0 | 0 | 0 | 0 | 0 | 0 | 0 | 0 | 0 | 0 | 0 | 0 | 0 | 0 | 0 | 0 | 0 | 0 | 0 | 0 | 0 | 0 | 0 | 0 | 0 | 0 | 0 | 0 | 0 | 0 | 0 | 0 | 0 | 0 | 0 | 0 | 0 | 0 | [5 empty] | 0
2023 | [9 empty] | 0 | 0 | 0 | 0 | 0 | 0 | 0 | 0 | 0 | 0 | 0 | 0 | 0 | 0 | 0 | 0 | 0 | 0 | 0 | 0 | 0 | 0 | 0 | 0 | 0 | 0 | 0 | 0 | 0 | 0 | 0 | 0 | 0 | 0 | 0 | 0 | 0 | 0 | 0 | 0 | 0 | 0 | 0 | 0 | 0 | 0 | 0 | 0 | 0 | 0 |  |  |  |  | 0
2024 | [10 empty] | 0 | 0 | 0 | 0 | 0 | 0 | 0 | 0 | 0 | 0 | 0 | 0 | 0 | 0 | 0 | 0 | 0 | 0 | 0 | 0 | 0 | 0 | 0 | 0 | 0 | 0 | 0 | 0 | 0 | 0 | 0 | 0 | 0 | 0 | 0 | 0 | 0 | 0 | 0 | 0 | 0 | 0 | 0 | 0 | 0 | 0 | 0 | 0 | 0 | 0 |  |  |  | 0 | 0
2025 | [11 empty] | 0 | 0 | 0 | 0 | 0 | 0 | 0 | 0 | 0 | 0 | 0 | 0 | 0 | 0 | 0 | 0 | 0 | 0 | 0 | 0 | 0 | 0 | 0 | 0 | 0 | 0 | 0 | 0 | 0 | 0 | 0 | 0 | 0 | 0 | 0 | 0 | 0 | 0 | 0 | 0 | 0 | 0 | 0 | 0 | 0 | 0 | 0 | 0 | 0 | 0 |  |  | 0
2026 | [12 empty] | 0 | 0 | 0 | 0 | 0 | 0 | 0 | 0 | 0 | 0 | 0 | 0 | 0 | 0 | 0 | 0 | 0 | 0 | 0 | 0 | 0 | 0 | 0 | 0 | 0 | 0 | 0 | 0 | 0 | 0 | 0 | 0 | 0 | 0 | 0 | 0 | 0 | 0 | 0 | 0 | 0 | 0 | 0 | 0 | 0 | 0 | 0 | 0 | 0 | 0 |  | 0 | 0
| 0 | 0 | 0 | 0 | 0 | 4.4247 | 4.4247 | 4.4247 | 4.4247 | 4.4247 | 4.4247 | 4.4247 | 4.4247 | 4.4247 | 4.4247 | 4.4247 | 4.4247 | 4.4247 | 4.4247 | 4.4247 | 4.4247 | 4.4247 | 4.4247 | 4.4247 | 4.4247 | 4.4247 | 4.4247 | 4.4247 | 4.4247 | 4.4247 | 4.4247 | 4.4247 | 4.4247 | 4.4247 | 4.4247 | 4.4247 | 4.4247 | 4.4247 | 4.4247 | 4.4247 | 4.4247 | 4.4247 | 4.4247 | 4.4247 | 4.4247 | 4.4247 | 4.4247 | 4.4247 | 4.4247 | 4.4247 | 4.4247 | 4.4247 | 4.4247 | 4.4247 | 4.4247 | 0 | 0 | 0 | 0 | 0 | 0 | 0 | 0 | 221.2362
Note on A50: Lee, Betty: rate base does not include CWIP b/c the CapEx dollars include an AFUDC component in it already

## 4c-2017
Project No. | 4c
Project Desc. | NEW Gateway Park SS
Book Life | 50
Tax Life | 20N
Salvage Rate | 2.5%
| 2014 | 2015 | 2016 | 2017 | 2018 | 2019 | 2020 | 2021 | 2022 | 2023 | 2024 | 2025 | 2026 | 2027 | 2028 | 2029 | 2030 | 2031 | 2032 | 2033 | 2034 | 2035 | 2036 | 2037 | 2038 | 2039 | 2040 | 2041 | 2042 | 2043 | 2044 | 2045 | 2046 | 2047 | 2048 | 2049 | 2050 | 2051 | 2052 | 2053 | 2054 | 2055 | 2056 | 2057 | 2058 | 2059 | 2060 | 2061 | 2062 | 2063 | 2064 | 2065 | 2066 | 2067 | 2068 | 2069 | 2070 | 2071 | 2072 | 2073 | 2074 | 2075 | 2076
Closing to Plant (Y/N) | N | N | N | N | N | N | N | N | N | N | N | N | N | N | N | N | N | N | N | N | N | N | N | N | N | N | N | N | N | N | N | N | N | N | N | N | N | N | N | N | N | N | N | N | N | N | N | N | N | N | N | N | N | N | N | N | N | N | N | N | N | N | N | Total
CWIP
Beginning of Period | 0 | 0 | 185.6551 | 506.4051 | 0 | 0 | 0 | 0 | 0 | 0 | 0 | 0 | 0 | 0 | 0 | 0 | 0 | 0 | 0 | 0 | 0 | 0 | 0 | 0 | 0 | 0 | 0 | 0 | 0 | 0 | 0 | 0 | 0 | 0 | 0 | 0 | 0 | 0 | 0 | 0 | 0 | 0 | 0 | 0 | 0 | 0 | 0 | 0 | 0 | 0 | 0 | 0 | 0 | 0 | 0 | 0 | 0 | 0 | 0 | 0 | 0 | 0 | 0
Activity
Capex | 0 | 185.6551 | 320.7501 | 132.9958 | 0 | 0 | 0 | 0 | 0 | 0 | 0 | 0 | 0 | [50 empty] | 639.4009
Closings to Plant |  |  |  | -639.4009 | [59 empty] | -639.4009
End of Period | 0 | 185.6551 | 506.4051 | 0 | 0 | 0 | 0 | 0 | 0 | 0 | 0 | 0 | 0 | 0 | 0 | 0 | 0 | 0 | 0 | 0 | 0 | 0 | 0 | 0 | 0 | 0 | 0 | 0 | 0 | 0 | 0 | 0 | 0 | 0 | 0 | 0 | 0 | 0 | 0 | 0 | 0 | 0 | 0 | 0 | 0 | 0 | 0 | 0 | 0 | 0 | 0 | 0 | 0 | 0 | 0 | 0 | 0 | 0 | 0 | 0 | 0 | 0 | 0
Average | 0 | 92.8275 | 346.0301 | 253.2026 | 0 | 0 | 0 | 0 | 0 | 0 | 0 | 0 | 0 | 0 | 0 | 0 | 0 | 0 | 0 | 0 | 0 | 0 | 0 | 0 | 0 | 0 | 0 | 0 | 0 | 0 | 0 | 0 | 0 | 0 | 0 | 0 | 0 | 0 | 0 | 0 | 0 | 0 | 0 | 0 | 0 | 0 | 0 | 0 | 0 | 0 | 0 | 0 | 0 | 0 | 0 | 0 | 0 | 0 | 0 | 0 | 0 | 0 | 0
Plant in Service
Beginning of Period | 0 | 0 | 0 | 0 | 639.4009 | 639.4009 | 639.4009 | 639.4009 | 639.4009 | 639.4009 | 639.4009 | 639.4009 | 639.4009 | 639.4009 | 639.4009 | 639.4009 | 639.4009 | 639.4009 | 639.4009 | 639.4009 | 639.4009 | 639.4009 | 639.4009 | 639.4009 | 639.4009 | 639.4009 | 639.4009 | 639.4009 | 639.4009 | 639.4009 | 639.4009 | 639.4009 | 639.4009 | 639.4009 | 639.4009 | 639.4009 | 639.4009 | 639.4009 | 639.4009 | 639.4009 | 639.4009 | 639.4009 | 639.4009 | 639.4009 | 639.4009 | 639.4009 | 639.4009 | 639.4009 | 639.4009 | 639.4009 | 639.4009 | 639.4009 | 639.4009 | 0 | 0 | 0 | 0 | 0 | 0 | 0 | 0 | 0 | 0
Activity | 0 | 0 | 0 | 639.4009 | 0 | 0 | 0 | 0 | 0 | 0 | 0 | 0 | 0 | 0 | 0 | 0 | 0 | 0 | 0 | 0 | 0 | 0 | 0 | 0 | 0 | 0 | 0 | 0 | 0 | 0 | 0 | 0 | 0 | 0 | 0 | 0 | 0 | 0 | 0 | 0 | 0 | 0 | 0 | 0 | 0 | 0 | 0 | 0 | 0 | 0 | 0 | 0 | -639.4009 | 0 | 0 | 0 | 0 | 0 | 0 | 0 | 0 | 0 | 0 | 0
End of Period | 0 | 0 | 0 | 639.4009 | 639.4009 | 639.4009 | 639.4009 | 639.4009 | 639.4009 | 639.4009 | 639.4009 | 639.4009 | 639.4009 | 639.4009 | 639.4009 | 639.4009 | 639.4009 | 639.4009 | 639.4009 | 639.4009 | 639.4009 | 639.4009 | 639.4009 | 639.4009 | 639.4009 | 639.4009 | 639.4009 | 639.4009 | 639.4009 | 639.4009 | 639.4009 | 639.4009 | 639.4009 | 639.4009 | 639.4009 | 639.4009 | 639.4009 | 639.4009 | 639.4009 | 639.4009 | 639.4009 | 639.4009 | 639.4009 | 639.4009 | 639.4009 | 639.4009 | 639.4009 | 639.4009 | 639.4009 | 639.4009 | 639.4009 | 639.4009 | 0 | 0 | 0 | 0 | 0 | 0 | 0 | 0 | 0 | 0 | 0
Average | 0 | 0 | 0 | 319.7005 | 639.4009 | 639.4009 | 639.4009 | 639.4009 | 639.4009 | 639.4009 | 639.4009 | 639.4009 | 639.4009 | 639.4009 | 639.4009 | 639.4009 | 639.4009 | 639.4009 | 639.4009 | 639.4009 | 639.4009 | 639.4009 | 639.4009 | 639.4009 | 639.4009 | 639.4009 | 639.4009 | 639.4009 | 639.4009 | 639.4009 | 639.4009 | 639.4009 | 639.4009 | 639.4009 | 639.4009 | 639.4009 | 639.4009 | 639.4009 | 639.4009 | 639.4009 | 639.4009 | 639.4009 | 639.4009 | 639.4009 | 639.4009 | 639.4009 | 639.4009 | 639.4009 | 639.4009 | 639.4009 | 639.4009 | 639.4009 | 319.7005 | 0 | 0 | 0 | 0 | 0 | 0 | 0 | 0 | 0 | 0
Tax Depreciation
Beginning of Period | 0 | 0 | 0 | 0 | 47.9551 | 140.2718 | 225.6574 | 304.649 | 377.7069 | 445.2916 | 507.7994 | 565.6268 | 622.687 | 679.7471 | 736.8073 | 793.8674 | 850.9275 | 907.9877 | 965.0478 | 1022.108 | 1079.1681 | 1136.2282 | 1193.2884 | 1250.3485 | 1278.8786 | 1278.8786 | 1278.8786 | 1278.8786 | 1278.8786 | 1278.8786 | 1278.8786 | 1278.8786 | 1278.8786 | 1278.8786 | 1278.8786 | 1278.8786 | 1278.8786 | 1278.8786 | 1278.8786 | 1278.8786 | 1278.8786 | 1278.8786 | 1278.8786 | 1278.8786 | 1278.8786 | 1278.8786 | 1278.8786 | 1278.8786 | 1278.8786 | 1278.8786 | 1278.8786 | 1278.8786 | 1278.8786 | 1278.8786 | 1278.8786 | 1278.8786 | 1278.8786 | 1278.8786 | 1278.8786 | 1278.8786 | 1278.8786 | 1278.8786 | 1278.8786
Federal | 0 | 0 | 0 | 23.9775 | 46.1584 | 42.6928 | 39.4958 | 36.529 | 33.7923 | 31.2539 | 28.9137 | 28.5301 | 28.5301 | 28.5301 | 28.5301 | 28.5301 | 28.5301 | 28.5301 | 28.5301 | 28.5301 | 28.5301 | 28.5301 | 28.5301 | 14.265 | 0 | 0 | 0 | 0 | 0 | 0 | 0 | 0 | 0 | 0 | 0 | 0 | 0 | 0 | 0 | 0 | 0 | 0 | 0 | 0 | 0 | 0 | 0 | 0 | 0 | 0 | 0 | 0 | 0 | 0 | 0 | 0 | 0 | 0 | 0 | 0 | 0 | 0 | 0 | 639.4393
State | 0 | 0 | 0 | 23.9775 | 46.1584 | 42.6928 | 39.4958 | 36.529 | 33.7923 | 31.2539 | 28.9137 | 28.5301 | 28.5301 | 28.5301 | 28.5301 | 28.5301 | 28.5301 | 28.5301 | 28.5301 | 28.5301 | 28.5301 | 28.5301 | 28.5301 | 14.265 | 0 | 0 | 0 | 0 | 0 | 0 | 0 | 0 | 0 | 0 | 0 | 0 | 0 | 0 | 0 | 0 | 0 | 0 | 0 | 0 | 0 | 0 | 0 | 0 | 0 | 0 | 0 | 0 | 0 | 0 | 0 | 0 | 0 | 0 | 0 | 0 | 0 | 0 | 0 | 639.4393
End of Period | 0 | 0 | 0 | 47.9551 | 140.2718 | 225.6574 | 304.649 | 377.7069 | 445.2916 | 507.7994 | 565.6268 | 622.687 | 679.7471 | 736.8073 | 793.8674 | 850.9275 | 907.9877 | 965.0478 | 1022.108 | 1079.1681 | 1136.2282 | 1193.2884 | 1250.3485 | 1278.8786 | 1278.8786 | 1278.8786 | 1278.8786 | 1278.8786 | 1278.8786 | 1278.8786 | 1278.8786 | 1278.8786 | 1278.8786 | 1278.8786 | 1278.8786 | 1278.8786 | 1278.8786 | 1278.8786 | 1278.8786 | 1278.8786 | 1278.8786 | 1278.8786 | 1278.8786 | 1278.8786 | 1278.8786 | 1278.8786 | 1278.8786 | 1278.8786 | 1278.8786 | 1278.8786 | 1278.8786 | 1278.8786 | 1278.8786 | 1278.8786 | 1278.8786 | 1278.8786 | 1278.8786 | 1278.8786 | 1278.8786 | 1278.8786 | 1278.8786 | 1278.8786 | 1278.8786
Average | 0 | 0 | 0 | 23.9775 | 94.1134 | 182.9646 | 265.1532 | 341.1779 | 411.4993 | 476.5455 | 536.7131 | 594.1569 | 651.2171 | 708.2772 | 765.3373 | 822.3975 | 879.4576 | 936.5177 | 993.5779 | 1050.638 | 1107.6982 | 1164.7583 | 1221.8184 | 1264.6135 | 1278.8786 | 1278.8786 | 1278.8786 | 1278.8786 | 1278.8786 | 1278.8786 | 1278.8786 | 1278.8786 | 1278.8786 | 1278.8786 | 1278.8786 | 1278.8786 | 1278.8786 | 1278.8786 | 1278.8786 | 1278.8786 | 1278.8786 | 1278.8786 | 1278.8786 | 1278.8786 | 1278.8786 | 1278.8786 | 1278.8786 | 1278.8786 | 1278.8786 | 1278.8786 | 1278.8786 | 1278.8786 | 1278.8786 | 1278.8786 | 1278.8786 | 1278.8786 | 1278.8786 | 1278.8786 | 1278.8786 | 1278.8786 | 1278.8786 | 1278.8786 | 1278.8786
Book Depreciation with COR
Beginning of Period | 0 | 0 | 0 | 0 | 12.4683 | 24.9366 | 37.405 | 49.8733 | 62.3416 | 74.8099 | 87.2782 | 99.7465 | 112.2149 | 124.6832 | 137.1515 | 149.6198 | 162.0881 | 174.5565 | 187.0248 | 199.4931 | 211.9614 | 224.4297 | 236.898 | 249.3664 | 261.8347 | 274.303 | 286.7713 | 299.2396 | 311.7079 | 324.1763 | 336.6446 | 349.1129 | 361.5812 | 374.0495 | 386.5179 | 398.9862 | 411.4545 | 423.9228 | 436.3911 | 448.8594 | 461.3278 | 473.7961 | 486.2644 | 498.7327 | 511.201 | 523.6694 | 536.1377 | 548.606 | 561.0743 | 573.5426 | 586.0109 | 598.4793 | 610.9476 | 0 | 0 | 0 | 0 | 0 | 0 | 0 | 0 | 0 | 0
Activity | 0 | 0 | 0 | 12.4683 | 12.4683 | 12.4683 | 12.4683 | 12.4683 | 12.4683 | 12.4683 | 12.4683 | 12.4683 | 12.4683 | 12.4683 | 12.4683 | 12.4683 | 12.4683 | 12.4683 | 12.4683 | 12.4683 | 12.4683 | 12.4683 | 12.4683 | 12.4683 | 12.4683 | 12.4683 | 12.4683 | 12.4683 | 12.4683 | 12.4683 | 12.4683 | 12.4683 | 12.4683 | 12.4683 | 12.4683 | 12.4683 | 12.4683 | 12.4683 | 12.4683 | 12.4683 | 12.4683 | 12.4683 | 12.4683 | 12.4683 | 12.4683 | 12.4683 | 12.4683 | 12.4683 | 12.4683 | 12.4683 | 12.4683 | 12.4683 | 12.4683 | 0 | 0 | 0 | 0 | 0 | 0 | 0 | 0 | 0 | 0 | 623.4159
Book Depreciation Related to Retired PIS | [49 empty] | 0 | 0 | 0 | -623.4159 | 0 | 0 | 0 | 0 | 0 | 0 | 0 | 0 | 0 |  | -623.4159
End of Period | 0 | 0 | 0 | 12.4683 | 24.9366 | 37.405 | 49.8733 | 62.3416 | 74.8099 | 87.2782 | 99.7465 | 112.2149 | 124.6832 | 137.1515 | 149.6198 | 162.0881 | 174.5565 | 187.0248 | 199.4931 | 211.9614 | 224.4297 | 236.898 | 249.3664 | 261.8347 | 274.303 | 286.7713 | 299.2396 | 311.7079 | 324.1763 | 336.6446 | 349.1129 | 361.5812 | 374.0495 | 386.5179 | 398.9862 | 411.4545 | 423.9228 | 436.3911 | 448.8594 | 461.3278 | 473.7961 | 486.2644 | 498.7327 | 511.201 | 523.6694 | 536.1377 | 548.606 | 561.0743 | 573.5426 | 586.0109 | 598.4793 | 610.9476 | 0 | 0 | 0 | 0 | 0 | 0 | 0 | 0 | 0 | 0 | 0
Average | 0 | 0 | 0 | 6.2342 | 18.7025 | 31.1708 | 43.6391 | 56.1074 | 68.5757 | 81.0441 | 93.5124 | 105.9807 | 118.449 | 130.9173 | 143.3857 | 155.854 | 168.3223 | 180.7906 | 193.2589 | 205.7272 | 218.1956 | 230.6639 | 243.1322 | 255.6005 | 268.0688 | 280.5372 | 293.0055 | 305.4738 | 317.9421 | 330.4104 | 342.8787 | 355.3471 | 367.8154 | 380.2837 | 392.752 | 405.2203 | 417.6887 | 430.157 | 442.6253 | 455.0936 | 467.5619 | 480.0302 | 492.4986 | 504.9669 | 517.4352 | 529.9035 | 542.3718 | 554.8402 | 567.3085 | 579.7768 | 592.2451 | 604.7134 | 305.4738 | 0 | 0 | 0 | 0 | 0 | 0 | 0 | 0 | 0 | 0
Federal Deferred Tax Balance, Net of Tax
Beginning of Period | 0 | 0 | 0 | 0 | 3.9163 | 15.5959 | 26.0626 | 35.4103 | 43.7197 | 51.0712 | 57.5343 | 63.1782 | 68.688 | 74.1977 | 79.7074 | 85.2171 | 90.7268 | 96.2366 | 101.7463 | 107.256 | 112.7657 | 118.2754 | 123.7851 | 129.2949 | 129.8118 | 125.336 | 120.8602 | 116.3844 | 111.9086 | 107.4328 | 102.957 | 98.4812 | 94.0054 | 89.5296 | 85.0538 | 80.5779 | 76.1021 | 71.6263 | 67.1505 | 62.6747 | 58.1989 | 53.7231 | 49.2473 | 44.7715 | 40.2957 | 35.8199 | 31.3441 | 26.8683 | 22.3925 | 17.9167 | 13.4408 | 8.965 | 4.4892 | 0.013427 | 0.013427 | 0.013427 | 0.013427 | 0.013427 | 0.013427 | 0.013427 | 0.013427 | 0.013427 | 0.013427
Activity | 0 | 0 | 0 | 3.9163 | 11.6796 | 10.4667 | 9.3477 | 8.3093 | 7.3515 | 6.4631 | 5.644 | 5.5097 | 5.5097 | 5.5097 | 5.5097 | 5.5097 | 5.5097 | 5.5097 | 5.5097 | 5.5097 | 5.5097 | 5.5097 | 5.5097 | 0.51696 | -4.4758 | -4.4758 | -4.4758 | -4.4758 | -4.4758 | -4.4758 | -4.4758 | -4.4758 | -4.4758 | -4.4758 | -4.4758 | -4.4758 | -4.4758 | -4.4758 | -4.4758 | -4.4758 | -4.4758 | -4.4758 | -4.4758 | -4.4758 | -4.4758 | -4.4758 | -4.4758 | -4.4758 | -4.4758 | -4.4758 | -4.4758 | -4.4758 | -4.4758 | 0 | 0 | 0 | 0 | 0 | 0 | 0 | 0 | 0 | 0 | 0.013427
End of Period | 0 | 0 | 0 | 3.9163 | 15.5959 | 26.0626 | 35.4103 | 43.7197 | 51.0712 | 57.5343 | 63.1782 | 68.688 | 74.1977 | 79.7074 | 85.2171 | 90.7268 | 96.2366 | 101.7463 | 107.256 | 112.7657 | 118.2754 | 123.7851 | 129.2949 | 129.8118 | 125.336 | 120.8602 | 116.3844 | 111.9086 | 107.4328 | 102.957 | 98.4812 | 94.0054 | 89.5296 | 85.0538 | 80.5779 | 76.1021 | 71.6263 | 67.1505 | 62.6747 | 58.1989 | 53.7231 | 49.2473 | 44.7715 | 40.2957 | 35.8199 | 31.3441 | 26.8683 | 22.3925 | 17.9167 | 13.4408 | 8.965 | 4.4892 | 0.013427 | 0.013427 | 0.013427 | 0.013427 | 0.013427 | 0.013427 | 0.013427 | 0.013427 | 0.013427 | 0.013427 | 0.013427
Average | 0 | 0 | 0 | 1.9582 | 9.7561 | 20.8293 | 30.7365 | 39.565 | 47.3954 | 54.3027 | 60.3563 | 65.9331 | 71.4428 | 76.9525 | 82.4623 | 87.972 | 93.4817 | 98.9914 | 104.5011 | 110.0108 | 115.5206 | 121.0303 | 126.54 | 129.5533 | 127.5739 | 123.0981 | 118.6223 | 114.1465 | 109.6707 | 105.1949 | 100.7191 | 96.2433 | 91.7675 | 87.2917 | 82.8158 | 78.34 | 73.8642 | 69.3884 | 64.9126 | 60.4368 | 55.961 | 51.4852 | 47.0094 | 42.5336 | 38.0578 | 33.582 | 29.1062 | 24.6304 | 20.1546 | 15.6788 | 11.2029 | 6.7271 | 2.2513 | 0.013427 | 0.013427 | 0.013427 | 0.013427 | 0.013427 | 0.013427 | 0.013427 | 0.013427 | 0.013427 | 0.013427
State Deferred Tax Balance
Beginning of Period | 0 | 0 | 0 | 0 | 0.72732 | 2.8964 | 4.8402 | 6.5762 | 8.1194 | 9.4846 | 10.6849 | 11.7331 | 12.7563 | 13.7796 | 14.8028 | 15.826 | 16.8493 | 17.8725 | 18.8957 | 19.919 | 20.9422 | 21.9654 | 22.9887 | 24.0119 | 24.1079 | 23.2767 | 22.4455 | 21.6142 | 20.783 | 19.9518 | 19.1206 | 18.2894 | 17.4581 | 16.6269 | 15.7957 | 14.9645 | 14.1333 | 13.302 | 12.4708 | 11.6396 | 10.8084 | 9.9771 | 9.1459 | 8.3147 | 7.4835 | 6.6523 | 5.821 | 4.9898 | 4.1586 | 3.3274 | 2.4962 | 1.6649 | 0.83371 | 0.0024937 | 0.0024937 | 0.0024937 | 0.0024937 | 0.0024937 | 0.0024937 | 0.0024937 | 0.0024937 | 0.0024937 | 0.0024937
Activity | 0 | 0 | 0 | 0.72732 | 2.1691 | 1.9438 | 1.736 | 1.5432 | 1.3653 | 1.2003 | 1.0482 | 1.0232 | 1.0232 | 1.0232 | 1.0232 | 1.0232 | 1.0232 | 1.0232 | 1.0232 | 1.0232 | 1.0232 | 1.0232 | 1.0232 | 0.096006 | -0.83122 | -0.83122 | -0.83122 | -0.83122 | -0.83122 | -0.83122 | -0.83122 | -0.83122 | -0.83122 | -0.83122 | -0.83122 | -0.83122 | -0.83122 | -0.83122 | -0.83122 | -0.83122 | -0.83122 | -0.83122 | -0.83122 | -0.83122 | -0.83122 | -0.83122 | -0.83122 | -0.83122 | -0.83122 | -0.83122 | -0.83122 | -0.83122 | -0.83122 | 0 | 0 | 0 | 0 | 0 | 0 | 0 | 0 | 0 | 0 | 0.0024937
End of Period | 0 | 0 | 0 | 0.72732 | 2.8964 | 4.8402 | 6.5762 | 8.1194 | 9.4846 | 10.6849 | 11.7331 | 12.7563 | 13.7796 | 14.8028 | 15.826 | 16.8493 | 17.8725 | 18.8957 | 19.919 | 20.9422 | 21.9654 | 22.9887 | 24.0119 | 24.1079 | 23.2767 | 22.4455 | 21.6142 | 20.783 | 19.9518 | 19.1206 | 18.2894 | 17.4581 | 16.6269 | 15.7957 | 14.9645 | 14.1333 | 13.302 | 12.4708 | 11.6396 | 10.8084 | 9.9771 | 9.1459 | 8.3147 | 7.4835 | 6.6523 | 5.821 | 4.9898 | 4.1586 | 3.3274 | 2.4962 | 1.6649 | 0.83371 | 0.0024937 | 0.0024937 | 0.0024937 | 0.0024937 | 0.0024937 | 0.0024937 | 0.0024937 | 0.0024937 | 0.0024937 | 0.0024937 | 0.0024937
Average | 0 | 0 | 0 | 0.36366 | 1.8119 | 3.8683 | 5.7082 | 7.3478 | 8.802 | 10.0848 | 11.209 | 12.2447 | 13.268 | 14.2912 | 15.3144 | 16.3377 | 17.3609 | 18.3841 | 19.4074 | 20.4306 | 21.4538 | 22.4771 | 23.5003 | 24.0599 | 23.6923 | 22.8611 | 22.0299 | 21.1986 | 20.3674 | 19.5362 | 18.705 | 17.8737 | 17.0425 | 16.2113 | 15.3801 | 14.5489 | 13.7176 | 12.8864 | 12.0552 | 11.224 | 10.3928 | 9.5615 | 8.7303 | 7.8991 | 7.0679 | 6.2367 | 5.4054 | 4.5742 | 3.743 | 2.9118 | 2.0805 | 1.2493 | 0.4181 | 0.0024937 | 0.0024937 | 0.0024937 | 0.0024937 | 0.0024937 | 0.0024937 | 0.0024937 | 0.0024937 | 0.0024937 | 0.0024937
Net Rate Base - Average | 0 | 0 | 0 | 311.1445 | 609.1305 | 583.5325 | 559.3171 | 536.3807 | 514.6277 | 493.9693 | 474.3233 | 455.2424 | 436.2411 | 417.2399 | 398.2386 | 379.2373 | 360.2361 | 341.2348 | 322.2335 | 303.2322 | 284.231 | 265.2297 | 246.2284 | 230.1872 | 220.0659 | 212.9046 | 205.7433 | 198.582 | 191.4207 | 184.2594 | 177.0981 | 169.9368 | 162.7756 | 155.6143 | 148.453 | 141.2917 | 134.1304 | 126.9691 | 119.8078 | 112.6465 | 105.4852 | 98.3239 | 91.1627 | 84.0014 | 76.8401 | 69.6788 | 62.5175 | 55.3562 | 48.1949 | 41.0336 | 33.8723 | 26.711 | 11.5572 | -0.015921 | -0.015921 | -0.015921 | -0.015921 | -0.015921 | -0.015921 | -0.015921 | -0.015921 | -0.015921 | -0.015921
EXPENSES
Income Tax - Removal Cost | 0 | 0 | 0 | -0.21581 | -0.21581 | -0.21581 | -0.21581 | -0.21581 | -0.21581 | -0.21581 | -0.21581 | -0.21581 | -0.21581 | -0.21581 | -0.21581 | -0.21581 | -0.21581 | -0.21581 | -0.21581 | -0.21581 | -0.21581 | -0.21581 | -0.21581 | -0.21581 | -0.21581 | -0.21581 | -0.21581 | -0.21581 | -0.21581 | -0.21581 | -0.21581 | -0.21581 | -0.21581 | -0.21581 | -0.21581 | -0.21581 | -0.21581 | -0.21581 | -0.21581 | -0.21581 | -0.21581 | -0.21581 | -0.21581 | -0.21581 | -0.21581 | -0.21581 | -0.21581 | -0.21581 | -0.21581 | -0.21581 | -0.21581 | -0.21581 | -0.21581 | 0 | 0 | 0 | 0 | 0 | 0 | 0 | 0 | 0 | 0 | -10.7906
Book Depreciation | 0 | 0 | 0 | 12.4683 | 12.4683 | 12.4683 | 12.4683 | 12.4683 | 12.4683 | 12.4683 | 12.4683 | 12.4683 | 12.4683 | 12.4683 | 12.4683 | 12.4683 | 12.4683 | 12.4683 | 12.4683 | 12.4683 | 12.4683 | 12.4683 | 12.4683 | 12.4683 | 12.4683 | 12.4683 | 12.4683 | 12.4683 | 12.4683 | 12.4683 | 12.4683 | 12.4683 | 12.4683 | 12.4683 | 12.4683 | 12.4683 | 12.4683 | 12.4683 | 12.4683 | 12.4683 | 12.4683 | 12.4683 | 12.4683 | 12.4683 | 12.4683 | 12.4683 | 12.4683 | 12.4683 | 12.4683 | 12.4683 | 12.4683 | 12.4683 | 12.4683 | 0 | 0 | 0 | 0 | 0 | 0 | 0 | 0 | 0 | 0 | 623.4159
Property Taxes | 0 | 0 | 0 | 31.97 | 31.97 | 31.97 | 31.97 | 31.97 | 31.97 | 31.97 | 31.97 | 31.97 | 31.97 | 31.97 | 31.97 | 31.97 | 31.97 | 31.97 | 31.97 | 31.97 | 31.97 | 31.97 | 31.97 | 31.97 | 31.97 | 31.97 | 31.97 | 31.97 | 31.97 | 31.97 | 31.97 | 31.97 | 31.97 | 31.97 | 31.97 | 31.97 | 31.97 | 31.97 | 31.97 | 31.97 | 31.97 | 31.97 | 31.97 | 31.97 | 31.97 | 31.97 | 31.97 | 31.97 | 31.97 | 31.97 | 31.97 | 31.97 | 0 | 0 | 0 | 0 | 0 | 0 | 0 | 0 | 0 | 0 | 0 | 1566.5323
Total Expenses | 0 | 0 | 0 | 44.2226 | 44.2226 | 44.2226 | 44.2226 | 44.2226 | 44.2226 | 44.2226 | 44.2226 | 44.2226 | 44.2226 | 44.2226 | 44.2226 | 44.2226 | 44.2226 | 44.2226 | 44.2226 | 44.2226 | 44.2226 | 44.2226 | 44.2226 | 44.2226 | 44.2226 | 44.2226 | 44.2226 | 44.2226 | 44.2226 | 44.2226 | 44.2226 | 44.2226 | 44.2226 | 44.2226 | 44.2226 | 44.2226 | 44.2226 | 44.2226 | 44.2226 | 44.2226 | 44.2226 | 44.2226 | 44.2226 | 44.2226 | 44.2226 | 44.2226 | 44.2226 | 44.2226 | 44.2226 | 44.2226 | 44.2226 | 44.2226 | 12.2525 | 0 | 0 | 0 | 0 | 0 | 0 | 0 | 0 | 0 | 0 | 2179.1576
REVENUE REQUIREMENT
Net Rate Base | 0 | 0 | 0 | 311.1445 | 609.1305 | 583.5325 | 559.3171 | 536.3807 | 514.6277 | 493.9693 | 474.3233 | 455.2424 | 436.2411 | 417.2399 | 398.2386 | 379.2373 | 360.2361 | 341.2348 | 322.2335 | 303.2322 | 284.231 | 265.2297 | 246.2284 | 230.1872 | 220.0659 | 212.9046 | 205.7433 | 198.582 | 191.4207 | 184.2594 | 177.0981 | 169.9368 | 162.7756 | 155.6143 | 148.453 | 141.2917 | 134.1304 | 126.9691 | 119.8078 | 112.6465 | 105.4852 | 98.3239 | 91.1627 | 84.0014 | 76.8401 | 69.6788 | 62.5175 | 55.3562 | 48.1949 | 41.0336 | 33.8723 | 26.711 | 11.5572 | -0.015921 | -0.015921 | -0.015921 | -0.015921 | -0.015921 | -0.015921 | -0.015921 | -0.015921 | -0.015921 | -0.015921 | 11987.7126
ROR | 9.98% | 9.98% | 9.7% | 9.7% | 9.7% | 9.7% | 9.7% | 9.7% | 9.7% | 9.7% | 9.7% | 9.7% | 9.7% | 9.7% | 9.7% | 9.7% | 9.7% | 9.7% | 9.7% | 9.7% | 9.7% | 9.7% | 9.7% | 9.7% | 9.7% | 9.7% | 9.7% | 9.7% | 9.7% | 9.7% | 9.7% | 9.7% | 9.7% | 9.7% | 9.7% | 9.7% | 9.7% | 9.7% | 9.7% | 9.7% | 9.7% | 9.7% | 9.7% | 9.7% | 9.7% | 9.7% | 9.7% | 9.7% | 9.7% | 9.7% | 9.7% | 9.7% | 9.7% | 9.7% | 9.7% | 9.7% | 9.7% | 9.7% | 9.7% | 9.7% | 9.7% | 9.7% | 9.7%
Earnings Base | 0 | 0 | 0 | 30.181 | 59.0857 | 56.6027 | 54.2538 | 52.0289 | 49.9189 | 47.915 | 46.0094 | 44.1585 | 42.3154 | 40.4723 | 38.6291 | 36.786 | 34.9429 | 33.0998 | 31.2567 | 29.4135 | 27.5704 | 25.7273 | 23.8842 | 22.3282 | 21.3464 | 20.6517 | 19.9571 | 19.2625 | 18.5678 | 17.8732 | 17.1785 | 16.4839 | 15.7892 | 15.0946 | 14.3999 | 13.7053 | 13.0106 | 12.316 | 11.6214 | 10.9267 | 10.2321 | 9.5374 | 8.8428 | 8.1481 | 7.4535 | 6.7588 | 6.0642 | 5.3696 | 4.6749 | 3.9803 | 3.2856 | 2.591 | 1.1211 | -0.0015443 | -0.0015443 | -0.0015443 | -0.0015443 | -0.0015443 | -0.0015443 | -0.0015443 | -0.0015443 | -0.0015443 | -0.0015443
Earnings - Expense | 0 | 0 | 0 | 44.2226 | 44.2226 | 44.2226 | 44.2226 | 44.2226 | 44.2226 | 44.2226 | 44.2226 | 44.2226 | 44.2226 | 44.2226 | 44.2226 | 44.2226 | 44.2226 | 44.2226 | 44.2226 | 44.2226 | 44.2226 | 44.2226 | 44.2226 | 44.2226 | 44.2226 | 44.2226 | 44.2226 | 44.2226 | 44.2226 | 44.2226 | 44.2226 | 44.2226 | 44.2226 | 44.2226 | 44.2226 | 44.2226 | 44.2226 | 44.2226 | 44.2226 | 44.2226 | 44.2226 | 44.2226 | 44.2226 | 44.2226 | 44.2226 | 44.2226 | 44.2226 | 44.2226 | 44.2226 | 44.2226 | 44.2226 | 44.2226 | 12.2525 | 0 | 0 | 0 | 0 | 0 | 0 | 0 | 0 | 0 | 0 | 2179.1576
Total Earnings Effect | 0 | 0 | 0 | 74.4036 | 103.3082 | 100.8252 | 98.4763 | 96.2515 | 94.1414 | 92.1376 | 90.2319 | 88.3811 | 86.5379 | 84.6948 | 82.8517 | 81.0086 | 79.1654 | 77.3223 | 75.4792 | 73.6361 | 71.793 | 69.9498 | 68.1067 | 66.5507 | 65.5689 | 64.8743 | 64.1797 | 63.485 | 62.7904 | 62.0957 | 61.4011 | 60.7064 | 60.0118 | 59.3171 | 58.6225 | 57.9278 | 57.2332 | 56.5386 | 55.8439 | 55.1493 | 54.4546 | 53.76 | 53.0653 | 52.3707 | 51.676 | 50.9814 | 50.2867 | 49.5921 | 48.8975 | 48.2028 | 47.5082 | 46.8135 | 13.3736 | -0.0015443 | -0.0015443 | -0.0015443 | -0.0015443 | -0.0015443 | -0.0015443 | -0.0015443 | -0.0015443 | -0.0015443 | -0.0015443
Gross-Up Factor | 1.0354 | 1.0354 | 1.0354 | 1.0354 | 1.0354 | 1.0354 | 1.0354 | 1.0354 | 1.0354 | 1.0354 | 1.0354 | 1.0354 | 1.0354 | 1.0354 | 1.0354 | 1.0354 | 1.0354 | 1.0354 | 1.0354 | 1.0354 | 1.0354 | 1.0354 | 1.0354 | 1.0354 | 1.0354 | 1.0354 | 1.0354 | 1.0354 | 1.0354 | 1.0354 | 1.0354 | 1.0354 | 1.0354 | 1.0354 | 1.0354 | 1.0354 | 1.0354 | 1.0354 | 1.0354 | 1.0354 | 1.0354 | 1.0354 | 1.0354 | 1.0354 | 1.0354 | 1.0354 | 1.0354 | 1.0354 | 1.0354 | 1.0354 | 1.0354 | 1.0354 | 1.0354 | 1.0354 | 1.0354 | 1.0354 | 1.0354 | 1.0354 | 1.0354 | 1.0354 | 1.0354 | 1.0354 | 1.0354
Revenue requirement | 0 | 0 | 0 | 77.0343 | 106.9609 | 104.3901 | 101.9582 | 99.6547 | 97.47 | 95.3953 | 93.4223 | 91.506 | 89.5977 | 87.6894 | 85.7811 | 83.8728 | 81.9645 | 80.0562 | 78.148 | 76.2397 | 74.3314 | 72.4231 | 70.5148 | 68.9038 | 67.8873 | 67.1681 | 66.4489 | 65.7297 | 65.0105 | 64.2913 | 63.5721 | 62.8529 | 62.1336 | 61.4144 | 60.6952 | 59.976 | 59.2568 | 58.5376 | 57.8184 | 57.0992 | 56.38 | 55.6608 | 54.9416 | 54.2224 | 53.5032 | 52.784 | 52.0648 | 51.3456 | 50.6263 | 49.9071 | 49.1879 | 48.4687 | 13.8464 | -0.0015989 | -0.0015989 | -0.0015989 | -0.0015989 | -0.0015989 | -0.0015989 | -0.0015989 | -0.0015989 | -0.0015989 | -0.0015989 | 3460.1291
Depreciation Calculations
Tax Depreciation - Federal
Cost of new equipment in service basis | 0 | 0 | 0 | 639.4009 | 0 | 0 | 0 | 0 | 0 | 0 | 0 | 0 | 0 | 0 | 0 | 0 | 0 | 0 | 0 | 0 | 0 | 0 | 0 | 0 | 0 | 0 | 0 | 0 | 0 | 0 | 0 | 0 | 0 | 0 | 0 | 0 | 0 | 0 | 0 | 0 | 0 | 0 | 0 | 0 | 0 | 0 | 0 | 0 | 0 | 0 | 0 | 0 | -639.4009 | 0 | 0 | 0 | 0 | 0 | 0 | 0 | 0
Bonus Depreciation (N/A) | 0 | 0 | 0 | 0 | 0 | 0 | 0 | 0 | 0 | 0 | 0 | 0 | 0 | 0 | 0 | 0 | 0 | 0 | 0 | 0 | 0 | 0 | 0 | 0 | 0 | 0 | 0 | 0 | 0 | 0 | 0 | 0 | 0 | 0 | 0 | 0 | 0 | 0 | 0 | 0 | 0 | 0 | 0 | 0 | 0 | 0 | 0 | 0 | 0 | 0 | 0 | 0 | 0 | 0 | 0 | 0 | 0 | 0 | 0 | 0 | 0
Regular Depreciation basis (Cumulative) | 0 | 0 | 0 | 639.4009 | 639.4009 | 639.4009 | 639.4009 | 639.4009 | 639.4009 | 639.4009 | 639.4009 | 639.4009 | 639.4009 | 639.4009 | 639.4009 | 639.4009 | 639.4009 | 639.4009 | 639.4009 | 639.4009 | 639.4009 | 639.4009 | 639.4009 | 639.4009 | 639.4009 | 639.4009 | 639.4009 | 639.4009 | 639.4009 | 639.4009 | 639.4009 | 639.4009 | 639.4009 | 639.4009 | 639.4009 | 639.4009 | 639.4009 | 639.4009 | 639.4009 | 639.4009 | 639.4009 | 639.4009 | 639.4009 | 639.4009 | 639.4009 | 639.4009 | 639.4009 | 639.4009 | 639.4009 | 639.4009 | 639.4009 | 639.4009 | 0 | 0 | 0 | 0 | 0 | 0 | 0 | 0 | 0 | 0 | 0
RegularDepreciation |  |  |  | 23.9775 | 46.1584 | 42.6928 | 39.4958 | 36.529 | 33.7923 | 31.2539 | 28.9137 | 28.5301 | 28.5301 | 28.5301 | 28.5301 | 28.5301 | 28.5301 | 28.5301 | 28.5301 | 28.5301 | 28.5301 | 28.5301 | 28.5301 | 14.265 | [39 empty] | 639.4393
Total Depreciation for year | 0 | 0 | 0 | 23.9775 | 46.1584 | 42.6928 | 39.4958 | 36.529 | 33.7923 | 31.2539 | 28.9137 | 28.5301 | 28.5301 | 28.5301 | 28.5301 | 28.5301 | 28.5301 | 28.5301 | 28.5301 | 28.5301 | 28.5301 | 28.5301 | 28.5301 | 14.265 | 0 | 0 | 0 | 0 | 0 | 0 | 0 | 0 | 0 | 0 | 0 | 0 | 0 | 0 | 0 | 0 | 0 | 0 | 0 | 0 | 0 | 0 | 0 | 0 | 0 | 0 | 0 | 0 | 0 | 0 | 0 | 0 | 0 | 0 | 0 | 0 | 0
Tax Depreciation - State
Cost of new equipment in service basis | 0 | 0 | 0 | 639.4009 | 0 | 0 | 0 | 0 | 0 | 0 | 0 | 0 | 0 | 0 | 0 | 0 | 0 | 0 | 0 | 0 | 0 | 0 | 0 | 0 | 0 | 0 | 0 | 0 | 0 | 0 | 0 | 0 | 0 | 0 | 0 | 0 | 0 | 0 | 0 | 0 | 0 | 0 | 0 | 0 | 0 | 0 | 0 | 0 | 0 | 0 | 0 | 0 | -639.4009 | 0 | 0 | 0 | 0 | 0 | 0 | 0 | 0 | 0 | 0
Bonus Depreciation (N/A) | 0 | 0 | 0 | 0 | 0 | 0 | 0 | 0 | 0 | 0 | 0 | 0 | 0 | 0 | 0 | 0 | 0 | 0 | 0 | 0 | 0 | 0 | 0 | 0 | 0 | 0 | 0 | 0 | 0 | 0 | 0 | 0 | 0 | 0 | 0 | 0 | 0 | 0 | 0 | 0 | 0 | 0 | 0 | 0 | 0 | 0 | 0 | 0 | 0 | 0 | 0 | 0 | 0 | 0 | 0 | 0 | 0 | 0 | 0 | 0 | 0 | 0 | 0
Regular Depreciation basis (Cumulative) | 0 | 0 | 0 | 639.4009 | 639.4009 | 639.4009 | 639.4009 | 639.4009 | 639.4009 | 639.4009 | 639.4009 | 639.4009 | 639.4009 | 639.4009 | 639.4009 | 639.4009 | 639.4009 | 639.4009 | 639.4009 | 639.4009 | 639.4009 | 639.4009 | 639.4009 | 639.4009 | 639.4009 | 639.4009 | 639.4009 | 639.4009 | 639.4009 | 639.4009 | 639.4009 | 639.4009 | 639.4009 | 639.4009 | 639.4009 | 639.4009 | 639.4009 | 639.4009 | 639.4009 | 639.4009 | 639.4009 | 639.4009 | 639.4009 | 639.4009 | 639.4009 | 639.4009 | 639.4009 | 639.4009 | 639.4009 | 639.4009 | 639.4009 | 639.4009 | 0 | 0 | 0 | 0 | 0 | 0 | 0 | 0 | 0 | 0 | 0
RegularDepreciation | 0 | 0 | 0 | 23.9775 | 46.1584 | 42.6928 | 39.4958 | 36.529 | 33.7923 | 31.2539 | 28.9137 | 28.5301 | 28.5301 | 28.5301 | 28.5301 | 28.5301 | 28.5301 | 28.5301 | 28.5301 | 28.5301 | 28.5301 | 28.5301 | 28.5301 | 14.265 | 0 | 0 | 0 | 0 | 0 | 0 | 0 | 0 | 0 | 0 | 0 | 0 | 0 | 0 | 0 | 0 | 0 | 0 | 0 | 0 | 0 | 0 | 0 | 0 | 0 | 0 | 0 | 0 | 0 | 0 | 0 | 0 | 0 | 0 | 0 | 0 | 0 | 0 | 0 | 639.4393
Total Depreciation for year | 0 | 0 | 0 | 23.9775 | 46.1584 | 42.6928 | 39.4958 | 36.529 | 33.7923 | 31.2539 | 28.9137 | 28.5301 | 28.5301 | 28.5301 | 28.5301 | 28.5301 | 28.5301 | 28.5301 | 28.5301 | 28.5301 | 28.5301 | 28.5301 | 28.5301 | 14.265 | 0 | 0 | 0 | 0 | 0 | 0 | 0 | 0 | 0 | 0 | 0 | 0 | 0 | 0 | 0 | 0 | 0 | 0 | 0 | 0 | 0 | 0 | 0 | 0 | 0 | 0 | 0 | 0 | 0 | 0 | 0 | 0 | 0 | 0 | 0 | 0 | 0 | 0 | 0
Book Depreciation with COR
2014 | 0 | 0 | 0 | 0 | 0 | 0 | 0 | 0 | 0 | 0 | 0 | 0 | 0 | 0 | 0 | 0 | 0 | 0 | 0 | 0 | 0 | 0 | 0 | 0 | 0 | 0 | 0 | 0 | 0 | 0 | 0 | 0 | 0 | 0 | 0 | 0 | 0 | 0 | 0 | 0 | 0 | 0 | 0 | 0 | 0 | 0 | 0 | 0 | 0 | 0 | [13 empty] | 0
2015 |  | 0 | 0 | 0 | 0 | 0 | 0 | 0 | 0 | 0 | 0 | 0 | 0 | 0 | 0 | 0 | 0 | 0 | 0 | 0 | 0 | 0 | 0 | 0 | 0 | 0 | 0 | 0 | 0 | 0 | 0 | 0 | 0 | 0 | 0 | 0 | 0 | 0 | 0 | 0 | 0 | 0 | 0 | 0 | 0 | 0 | 0 | 0 | 0 | 0 | 0 | [12 empty] | 0 | check - total PIS
2016 |  |  | 0 | 0 | 0 | 0 | 0 | 0 | 0 | 0 | 0 | 0 | 0 | 0 | 0 | 0 | 0 | 0 | 0 | 0 | 0 | 0 | 0 | 0 | 0 | 0 | 0 | 0 | 0 | 0 | 0 | 0 | 0 | 0 | 0 | 0 | 0 | 0 | 0 | 0 | 0 | 0 | 0 | 0 | 0 | 0 | 0 | 0 | 0 | 0 | 0 | 0 | [11 empty] | 0 | 0
2017 |  |  |  | 12.4683 | 12.4683 | 12.4683 | 12.4683 | 12.4683 | 12.4683 | 12.4683 | 12.4683 | 12.4683 | 12.4683 | 12.4683 | 12.4683 | 12.4683 | 12.4683 | 12.4683 | 12.4683 | 12.4683 | 12.4683 | 12.4683 | 12.4683 | 12.4683 | 12.4683 | 12.4683 | 12.4683 | 12.4683 | 12.4683 | 12.4683 | 12.4683 | 12.4683 | 12.4683 | 12.4683 | 12.4683 | 12.4683 | 12.4683 | 12.4683 | 12.4683 | 12.4683 | 12.4683 | 12.4683 | 12.4683 | 12.4683 | 12.4683 | 12.4683 | 12.4683 | 12.4683 | 12.4683 | 12.4683 | 12.4683 | 12.4683 | 12.4683 | [10 empty] | 623.4159 | 623.4159
2018 |  |  |  |  | 0 | 0 | 0 | 0 | 0 | 0 | 0 | 0 | 0 | 0 | 0 | 0 | 0 | 0 | 0 | 0 | 0 | 0 | 0 | 0 | 0 | 0 | 0 | 0 | 0 | 0 | 0 | 0 | 0 | 0 | 0 | 0 | 0 | 0 | 0 | 0 | 0 | 0 | 0 | 0 | 0 | 0 | 0 | 0 | 0 | 0 | 0 | 0 | 0 | 0 | [9 empty] | 0
2019 | [5 empty] | 0 | 0 | 0 | 0 | 0 | 0 | 0 | 0 | 0 | 0 | 0 | 0 | 0 | 0 | 0 | 0 | 0 | 0 | 0 | 0 | 0 | 0 | 0 | 0 | 0 | 0 | 0 | 0 | 0 | 0 | 0 | 0 | 0 | 0 | 0 | 0 | 0 | 0 | 0 | 0 | 0 | 0 | 0 | 0 | 0 | 0 | 0 | 0 | 0 | 0 | [8 empty] | 0 | 0
2020 | [6 empty] | 0 | 0 | 0 | 0 | 0 | 0 | 0 | 0 | 0 | 0 | 0 | 0 | 0 | 0 | 0 | 0 | 0 | 0 | 0 | 0 | 0 | 0 | 0 | 0 | 0 | 0 | 0 | 0 | 0 | 0 | 0 | 0 | 0 | 0 | 0 | 0 | 0 | 0 | 0 | 0 | 0 | 0 | 0 | 0 | 0 | 0 | 0 | 0 | 0 | 0 | [7 empty] | 0
2021 | [7 empty] | 0 | 0 | 0 | 0 | 0 | 0 | 0 | 0 | 0 | 0 | 0 | 0 | 0 | 0 | 0 | 0 | 0 | 0 | 0 | 0 | 0 | 0 | 0 | 0 | 0 | 0 | 0 | 0 | 0 | 0 | 0 | 0 | 0 | 0 | 0 | 0 | 0 | 0 | 0 | 0 | 0 | 0 | 0 | 0 | 0 | 0 | 0 | 0 | 0 | 0 | [6 empty] | 0
2022 | [8 empty] | 0 | 0 | 0 | 0 | 0 | 0 | 0 | 0 | 0 | 0 | 0 | 0 | 0 | 0 | 0 | 0 | 0 | 0 | 0 | 0 | 0 | 0 | 0 | 0 | 0 | 0 | 0 | 0 | 0 | 0 | 0 | 0 | 0 | 0 | 0 | 0 | 0 | 0 | 0 | 0 | 0 | 0 | 0 | 0 | 0 | 0 | 0 | 0 | 0 | 0 | [5 empty] | 0
2023 | [9 empty] | 0 | 0 | 0 | 0 | 0 | 0 | 0 | 0 | 0 | 0 | 0 | 0 | 0 | 0 | 0 | 0 | 0 | 0 | 0 | 0 | 0 | 0 | 0 | 0 | 0 | 0 | 0 | 0 | 0 | 0 | 0 | 0 | 0 | 0 | 0 | 0 | 0 | 0 | 0 | 0 | 0 | 0 | 0 | 0 | 0 | 0 | 0 | 0 | 0 | 0 |  |  |  |  | 0
2024 | [10 empty] | 0 | 0 | 0 | 0 | 0 | 0 | 0 | 0 | 0 | 0 | 0 | 0 | 0 | 0 | 0 | 0 | 0 | 0 | 0 | 0 | 0 | 0 | 0 | 0 | 0 | 0 | 0 | 0 | 0 | 0 | 0 | 0 | 0 | 0 | 0 | 0 | 0 | 0 | 0 | 0 | 0 | 0 | 0 | 0 | 0 | 0 | 0 | 0 | 0 | 0 |  |  |  | 0 | 0
2025 | [11 empty] | 0 | 0 | 0 | 0 | 0 | 0 | 0 | 0 | 0 | 0 | 0 | 0 | 0 | 0 | 0 | 0 | 0 | 0 | 0 | 0 | 0 | 0 | 0 | 0 | 0 | 0 | 0 | 0 | 0 | 0 | 0 | 0 | 0 | 0 | 0 | 0 | 0 | 0 | 0 | 0 | 0 | 0 | 0 | 0 | 0 | 0 | 0 | 0 | 0 | 0 |  |  | 0
2026 | [12 empty] | 0 | 0 | 0 | 0 | 0 | 0 | 0 | 0 | 0 | 0 | 0 | 0 | 0 | 0 | 0 | 0 | 0 | 0 | 0 | 0 | 0 | 0 | 0 | 0 | 0 | 0 | 0 | 0 | 0 | 0 | 0 | 0 | 0 | 0 | 0 | 0 | 0 | 0 | 0 | 0 | 0 | 0 | 0 | 0 | 0 | 0 | 0 | 0 | 0 | 0 |  | 0
| 0 | 0 | 0 | 12.4683 | 12.4683 | 12.4683 | 12.4683 | 12.4683 | 12.4683 | 12.4683 | 12.4683 | 12.4683 | 12.4683 | 12.4683 | 12.4683 | 12.4683 | 12.4683 | 12.4683 | 12.4683 | 12.4683 | 12.4683 | 12.4683 | 12.4683 | 12.4683 | 12.4683 | 12.4683 | 12.4683 | 12.4683 | 12.4683 | 12.4683 | 12.4683 | 12.4683 | 12.4683 | 12.4683 | 12.4683 | 12.4683 | 12.4683 | 12.4683 | 12.4683 | 12.4683 | 12.4683 | 12.4683 | 12.4683 | 12.4683 | 12.4683 | 12.4683 | 12.4683 | 12.4683 | 12.4683 | 12.4683 | 12.4683 | 12.4683 | 12.4683 | 0 | 0 | 0 | 0 | 0 | 0 | 0 | 0 | 0 | 0 | 623.4159
Book Depreciation- excl. Salvage
2014 | 0 | 0 | 0 | 0 | 0 | 0 | 0 | 0 | 0 | 0 | 0 | 0 | 0 | 0 | 0 | 0 | 0 | 0 | 0 | 0 | 0 | 0 | 0 | 0 | 0 |  |  | 0 | 0 | 0 | 0 | 0 | 0 | 0 | 0 | 0 | 0 | 0 | 0 | 0 | 0 | 0 | 0 | 0 | 0 | 0 | 0 | 0 | 0 | 0 | 0 | 0 | [11 empty] | 0
2015 |  | 0 | 0 | 0 | 0 | 0 | 0 | 0 | 0 | 0 | 0 | 0 | 0 | 0 | 0 | 0 | 0 | 0 | 0 | 0 | 0 | 0 | 0 | 0 | 0 | 0 |  | 0 | 0 | 0 | 0 | 0 | 0 | 0 | 0 | 0 | 0 | 0 | 0 | 0 | 0 | 0 | 0 | 0 | 0 | 0 | 0 | 0 | 0 | 0 | 0 | 0 | [11 empty] | 0 | check - total PIS
2016 |  |  | 0 | 0 | 0 | 0 | 0 | 0 | 0 | 0 | 0 | 0 | 0 | 0 | 0 | 0 | 0 | 0 | 0 | 0 | 0 | 0 | 0 | 0 | 0 | 0 | 0 | 0 | 0 | 0 | 0 | 0 | 0 | 0 | 0 | 0 | 0 | 0 | 0 | 0 | 0 | 0 | 0 | 0 | 0 | 0 | 0 | 0 | 0 | 0 | 0 | 0 | [11 empty] | 0 | 0
2017 |  |  |  | 12.788 | 12.788 | 12.788 | 12.788 | 12.788 | 12.788 | 12.788 | 12.788 | 12.788 | 12.788 | 12.788 | 12.788 | 12.788 | 12.788 | 12.788 | 12.788 | 12.788 | 12.788 | 12.788 | 12.788 | 12.788 | 12.788 | 12.788 | 12.788 | 12.788 | 12.788 | 12.788 | 12.788 | 12.788 | 12.788 | 12.788 | 12.788 | 12.788 | 12.788 | 12.788 | 12.788 | 12.788 | 12.788 | 12.788 | 12.788 | 12.788 | 12.788 | 12.788 | 12.788 | 12.788 | 12.788 | 12.788 | 12.788 | 12.788 | 12.788 | [10 empty] | 639.4009 | 639.4009
2018 |  |  |  |  | 0 | 0 | 0 | 0 | 0 | 0 | 0 | 0 | 0 | 0 | 0 | 0 | 0 | 0 | 0 | 0 | 0 | 0 | 0 | 0 | 0 | 0 | 0 | 0 | 0 | 0 | 0 | 0 | 0 | 0 | 0 | 0 | 0 | 0 | 0 | 0 | 0 | 0 | 0 | 0 | 0 | 0 | 0 | 0 | 0 | 0 | 0 | 0 | 0 | 0 | [9 empty] | 0
2019 | [5 empty] | 0 | 0 | 0 | 0 | 0 | 0 | 0 | 0 | 0 | 0 | 0 | 0 | 0 | 0 | 0 | 0 | 0 | 0 | 0 | 0 | 0 | 0 | 0 | 0 | 0 | 0 | 0 | 0 | 0 | 0 | 0 | 0 | 0 | 0 | 0 | 0 | 0 | 0 | 0 | 0 | 0 | 0 | 0 | 0 | 0 | 0 | 0 | 0 | 0 | 0 | [8 empty] | 0 | 0
2020 | [6 empty] | 0 | 0 | 0 | 0 | 0 | 0 | 0 | 0 | 0 | 0 | 0 | 0 | 0 | 0 | 0 | 0 | 0 | 0 | 0 | 0 | 0 | 0 | 0 | 0 | 0 | 0 | 0 | 0 | 0 | 0 | 0 | 0 | 0 | 0 | 0 | 0 | 0 | 0 | 0 | 0 | 0 | 0 | 0 | 0 | 0 | 0 | 0 | 0 | 0 | 0 | [7 empty] | 0
2021 | [7 empty] | 0 | 0 | 0 | 0 | 0 | 0 | 0 | 0 | 0 | 0 | 0 | 0 | 0 | 0 | 0 | 0 | 0 | 0 | 0 | 0 | 0 | 0 | 0 | 0 | 0 | 0 | 0 | 0 | 0 | 0 | 0 | 0 | 0 | 0 | 0 | 0 | 0 | 0 | 0 | 0 | 0 | 0 | 0 | 0 | 0 | 0 | 0 | 0 | 0 | 0 | [6 empty] | 0
2022 | [8 empty] | 0 | 0 | 0 | 0 | 0 | 0 | 0 | 0 | 0 | 0 | 0 | 0 | 0 | 0 | 0 | 0 | 0 | 0 | 0 | 0 | 0 | 0 | 0 | 0 | 0 | 0 | 0 | 0 | 0 | 0 | 0 | 0 | 0 | 0 | 0 | 0 | 0 | 0 | 0 | 0 | 0 | 0 | 0 | 0 | 0 | 0 | 0 | 0 | 0 | 0 | [5 empty] | 0
2023 | [9 empty] | 0 | 0 | 0 | 0 | 0 | 0 | 0 | 0 | 0 | 0 | 0 | 0 | 0 | 0 | 0 | 0 | 0 | 0 | 0 | 0 | 0 | 0 | 0 | 0 | 0 | 0 | 0 | 0 | 0 | 0 | 0 | 0 | 0 | 0 | 0 | 0 | 0 | 0 | 0 | 0 | 0 | 0 | 0 | 0 | 0 | 0 | 0 | 0 | 0 | 0 |  |  |  |  | 0
2024 | [10 empty] | 0 | 0 | 0 | 0 | 0 | 0 | 0 | 0 | 0 | 0 | 0 | 0 | 0 | 0 | 0 | 0 | 0 | 0 | 0 | 0 | 0 | 0 | 0 | 0 | 0 | 0 | 0 | 0 | 0 | 0 | 0 | 0 | 0 | 0 | 0 | 0 | 0 | 0 | 0 | 0 | 0 | 0 | 0 | 0 | 0 | 0 | 0 | 0 | 0 | 0 |  |  |  | 0 | 0
2025 | [11 empty] | 0 | 0 | 0 | 0 | 0 | 0 | 0 | 0 | 0 | 0 | 0 | 0 | 0 | 0 | 0 | 0 | 0 | 0 | 0 | 0 | 0 | 0 | 0 | 0 | 0 | 0 | 0 | 0 | 0 | 0 | 0 | 0 | 0 | 0 | 0 | 0 | 0 | 0 | 0 | 0 | 0 | 0 | 0 | 0 | 0 | 0 | 0 | 0 | 0 | 0 |  |  | 0
2026 | [12 empty] | 0 | 0 | 0 | 0 | 0 | 0 | 0 | 0 | 0 | 0 | 0 | 0 | 0 | 0 | 0 | 0 | 0 | 0 | 0 | 0 | 0 | 0 | 0 | 0 | 0 | 0 | 0 | 0 | 0 | 0 | 0 | 0 | 0 | 0 | 0 | 0 | 0 | 0 | 0 | 0 | 0 | 0 | 0 | 0 | 0 | 0 | 0 | 0 | 0 | 0 |  | 0 | 0
| 0 | 0 | 0 | 12.788 | 12.788 | 12.788 | 12.788 | 12.788 | 12.788 | 12.788 | 12.788 | 12.788 | 12.788 | 12.788 | 12.788 | 12.788 | 12.788 | 12.788 | 12.788 | 12.788 | 12.788 | 12.788 | 12.788 | 12.788 | 12.788 | 12.788 | 12.788 | 12.788 | 12.788 | 12.788 | 12.788 | 12.788 | 12.788 | 12.788 | 12.788 | 12.788 | 12.788 | 12.788 | 12.788 | 12.788 | 12.788 | 12.788 | 12.788 | 12.788 | 12.788 | 12.788 | 12.788 | 12.788 | 12.788 | 12.788 | 12.788 | 12.788 | 12.788 | 0 | 0 | 0 | 0 | 0 | 0 | 0 | 0 | 0 | 0 | 639.4009
Note on A50: Lee, Betty: rate base does not include CWIP b/c the CapEx dollars include an AFUDC component in it already

## 4c-2026
Project No. | 4c
Project Desc. | NEW Gateway Park SS
Book Life | 50
Tax Life | 20N
Salvage Rate | 2.5%
| 2014 | 2015 | 2016 | 2017 | 2018 | 2019 | 2020 | 2021 | 2022 | 2023 | 2024 | 2025 | 2026 | 2027 | 2028 | 2029 | 2030 | 2031 | 2032 | 2033 | 2034 | 2035 | 2036 | 2037 | 2038 | 2039 | 2040 | 2041 | 2042 | 2043 | 2044 | 2045 | 2046 | 2047 | 2048 | 2049 | 2050 | 2051 | 2052 | 2053 | 2054 | 2055 | 2056 | 2057 | 2058 | 2059 | 2060 | 2061 | 2062 | 2063 | 2064 | 2065 | 2066 | 2067 | 2068 | 2069 | 2070 | 2071 | 2072 | 2073 | 2074 | 2075 | 2076
Closing to Plant (Y/N) | N | N | N | N | N | N | N | N | N | N | N | N | N | N | N | N | N | N | N | N | N | N | N | N | N | N | N | N | N | N | N | N | N | N | N | N | N | N | N | N | N | N | N | N | N | N | N | N | N | N | N | N | N | N | N | N | N | N | N | N | N | N | N | Total
CWIP
Beginning of Period | 0 | 0 | 0 | 0 | 0 | 0 | 0 | 0 | 12.8611 | 91.1189 | 253.363 | 547.682 | 765.6041 | 0 | 0 | 0 | 0 | 0 | 0 | 0 | 0 | 0 | 0 | 0 | 0 | 0 | 0 | 0 | 0 | 0 | 0 | 0 | 0 | 0 | 0 | 0 | 0 | 0 | 0 | 0 | 0 | 0 | 0 | 0 | 0 | 0 | 0 | 0 | 0 | 0 | 0 | 0 | 0 | 0 | 0 | 0 | 0 | 0 | 0 | 0 | 0 | 0 | 0
Activity
Capex | 0 | 0 | 0 | 0 | 0 | 0 | 0 | 12.8611 | 78.2578 | 162.2441 | 294.3189 | 217.9221 | 90.3592 | [50 empty] | 855.9633
Closings to Plant | [12 empty] | -855.9633 | [50 empty] | -855.9633
End of Period | 0 | 0 | 0 | 0 | 0 | 0 | 0 | 12.8611 | 91.1189 | 253.363 | 547.682 | 765.6041 | 0 | 0 | 0 | 0 | 0 | 0 | 0 | 0 | 0 | 0 | 0 | 0 | 0 | 0 | 0 | 0 | 0 | 0 | 0 | 0 | 0 | 0 | 0 | 0 | 0 | 0 | 0 | 0 | 0 | 0 | 0 | 0 | 0 | 0 | 0 | 0 | 0 | 0 | 0 | 0 | 0 | 0 | 0 | 0 | 0 | 0 | 0 | 0 | 0 | 0 | 0
Average | 0 | 0 | 0 | 0 | 0 | 0 | 0 | 6.4306 | 51.99 | 172.241 | 400.5225 | 656.643 | 382.8021 | 0 | 0 | 0 | 0 | 0 | 0 | 0 | 0 | 0 | 0 | 0 | 0 | 0 | 0 | 0 | 0 | 0 | 0 | 0 | 0 | 0 | 0 | 0 | 0 | 0 | 0 | 0 | 0 | 0 | 0 | 0 | 0 | 0 | 0 | 0 | 0 | 0 | 0 | 0 | 0 | 0 | 0 | 0 | 0 | 0 | 0 | 0 | 0 | 0 | 0
Plant in Service
Beginning of Period | 0 | 0 | 0 | 0 | 0 | 0 | 0 | 0 | 0 | 0 | 0 | 0 | 0 | 855.9633 | 855.9633 | 855.9633 | 855.9633 | 855.9633 | 855.9633 | 855.9633 | 855.9633 | 855.9633 | 855.9633 | 855.9633 | 855.9633 | 855.9633 | 855.9633 | 855.9633 | 855.9633 | 855.9633 | 855.9633 | 855.9633 | 855.9633 | 855.9633 | 855.9633 | 855.9633 | 855.9633 | 855.9633 | 855.9633 | 855.9633 | 855.9633 | 855.9633 | 855.9633 | 855.9633 | 855.9633 | 855.9633 | 855.9633 | 855.9633 | 855.9633 | 855.9633 | 855.9633 | 855.9633 | 855.9633 | 855.9633 | 855.9633 | 855.9633 | 855.9633 | 855.9633 | 855.9633 | 855.9633 | 855.9633 | 855.9633 | 0
Activity | 0 | 0 | 0 | 0 | 0 | 0 | 0 | 0 | 0 | 0 | 0 | 0 | 855.9633 | 0 | 0 | 0 | 0 | 0 | 0 | 0 | 0 | 0 | 0 | 0 | 0 | 0 | 0 | 0 | 0 | 0 | 0 | 0 | 0 | 0 | 0 | 0 | 0 | 0 | 0 | 0 | 0 | 0 | 0 | 0 | 0 | 0 | 0 | 0 | 0 | 0 | 0 | 0 | 0 | 0 | 0 | 0 | 0 | 0 | 0 | 0 | 0 | -855.9633 | 0 | 0
End of Period | 0 | 0 | 0 | 0 | 0 | 0 | 0 | 0 | 0 | 0 | 0 | 0 | 855.9633 | 855.9633 | 855.9633 | 855.9633 | 855.9633 | 855.9633 | 855.9633 | 855.9633 | 855.9633 | 855.9633 | 855.9633 | 855.9633 | 855.9633 | 855.9633 | 855.9633 | 855.9633 | 855.9633 | 855.9633 | 855.9633 | 855.9633 | 855.9633 | 855.9633 | 855.9633 | 855.9633 | 855.9633 | 855.9633 | 855.9633 | 855.9633 | 855.9633 | 855.9633 | 855.9633 | 855.9633 | 855.9633 | 855.9633 | 855.9633 | 855.9633 | 855.9633 | 855.9633 | 855.9633 | 855.9633 | 855.9633 | 855.9633 | 855.9633 | 855.9633 | 855.9633 | 855.9633 | 855.9633 | 855.9633 | 855.9633 | 0 | 0
Average | 0 | 0 | 0 | 0 | 0 | 0 | 0 | 0 | 0 | 0 | 0 | 0 | 427.9817 | 855.9633 | 855.9633 | 855.9633 | 855.9633 | 855.9633 | 855.9633 | 855.9633 | 855.9633 | 855.9633 | 855.9633 | 855.9633 | 855.9633 | 855.9633 | 855.9633 | 855.9633 | 855.9633 | 855.9633 | 855.9633 | 855.9633 | 855.9633 | 855.9633 | 855.9633 | 855.9633 | 855.9633 | 855.9633 | 855.9633 | 855.9633 | 855.9633 | 855.9633 | 855.9633 | 855.9633 | 855.9633 | 855.9633 | 855.9633 | 855.9633 | 855.9633 | 855.9633 | 855.9633 | 855.9633 | 855.9633 | 855.9633 | 855.9633 | 855.9633 | 855.9633 | 855.9633 | 855.9633 | 855.9633 | 855.9633 | 427.9817 | 0
Tax Depreciation
Beginning of Period | 0 | 0 | 0 | 0 | 0 | 0 | 0 | 0 | 0 | 0 | 0 | 0 | 0 | 64.1973 | 187.7812 | 302.0866 | 407.8323 | 505.6347 | 596.11 | 679.789 | 757.2023 | 833.5885 | 909.9746 | 986.3608 | 1062.747 | 1139.1331 | 1215.5193 | 1291.9055 | 1368.2916 | 1444.6778 | 1521.064 | 1597.4501 | 1673.8363 | 1712.0294 | 1712.0294 | 1712.0294 | 1712.0294 | 1712.0294 | 1712.0294 | 1712.0294 | 1712.0294 | 1712.0294 | 1712.0294 | 1712.0294 | 1712.0294 | 1712.0294 | 1712.0294 | 1712.0294 | 1712.0294 | 1712.0294 | 1712.0294 | 1712.0294 | 1712.0294 | 1712.0294 | 1712.0294 | 1712.0294 | 1712.0294 | 1712.0294 | 1712.0294 | 1712.0294 | 1712.0294 | 1712.0294 | 1712.0294
Federal | 0 | 0 | 0 | 0 | 0 | 0 | 0 | 0 | 0 | 0 | 0 | 0 | 32.0986 | 61.792 | 57.1527 | 52.8729 | 48.9012 | 45.2377 | 41.8395 | 38.7067 | 38.1931 | 38.1931 | 38.1931 | 38.1931 | 38.1931 | 38.1931 | 38.1931 | 38.1931 | 38.1931 | 38.1931 | 38.1931 | 38.1931 | 19.0965 | 0 | 0 | 0 | 0 | 0 | 0 | 0 | 0 | 0 | 0 | 0 | 0 | 0 | 0 | 0 | 0 | 0 | 0 | 0 | 0 | 0 | 0 | 0 | 0 | 0 | 0 | 0 | 0 | 0 | 0 | 856.0147
State | 0 | 0 | 0 | 0 | 0 | 0 | 0 | 0 | 0 | 0 | 0 | 0 | 32.0986 | 61.792 | 57.1527 | 52.8729 | 48.9012 | 45.2377 | 41.8395 | 38.7067 | 38.1931 | 38.1931 | 38.1931 | 38.1931 | 38.1931 | 38.1931 | 38.1931 | 38.1931 | 38.1931 | 38.1931 | 38.1931 | 38.1931 | 19.0965 | 0 | 0 | 0 | 0 | 0 | 0 | 0 | 0 | 0 | 0 | 0 | 0 | 0 | 0 | 0 | 0 | 0 | 0 | 0 | 0 | 0 | 0 | 0 | 0 | 0 | 0 | 0 | 0 | 0 | 0 | 856.0147
End of Period | 0 | 0 | 0 | 0 | 0 | 0 | 0 | 0 | 0 | 0 | 0 | 0 | 64.1973 | 187.7812 | 302.0866 | 407.8323 | 505.6347 | 596.11 | 679.789 | 757.2023 | 833.5885 | 909.9746 | 986.3608 | 1062.747 | 1139.1331 | 1215.5193 | 1291.9055 | 1368.2916 | 1444.6778 | 1521.064 | 1597.4501 | 1673.8363 | 1712.0294 | 1712.0294 | 1712.0294 | 1712.0294 | 1712.0294 | 1712.0294 | 1712.0294 | 1712.0294 | 1712.0294 | 1712.0294 | 1712.0294 | 1712.0294 | 1712.0294 | 1712.0294 | 1712.0294 | 1712.0294 | 1712.0294 | 1712.0294 | 1712.0294 | 1712.0294 | 1712.0294 | 1712.0294 | 1712.0294 | 1712.0294 | 1712.0294 | 1712.0294 | 1712.0294 | 1712.0294 | 1712.0294 | 1712.0294 | 1712.0294
Average | 0 | 0 | 0 | 0 | 0 | 0 | 0 | 0 | 0 | 0 | 0 | 0 | 32.0986 | 125.9892 | 244.9339 | 354.9594 | 456.7335 | 550.8723 | 637.9495 | 718.4956 | 795.3954 | 871.7815 | 948.1677 | 1024.5539 | 1100.9401 | 1177.3262 | 1253.7124 | 1330.0986 | 1406.4847 | 1482.8709 | 1559.2571 | 1635.6432 | 1692.9329 | 1712.0294 | 1712.0294 | 1712.0294 | 1712.0294 | 1712.0294 | 1712.0294 | 1712.0294 | 1712.0294 | 1712.0294 | 1712.0294 | 1712.0294 | 1712.0294 | 1712.0294 | 1712.0294 | 1712.0294 | 1712.0294 | 1712.0294 | 1712.0294 | 1712.0294 | 1712.0294 | 1712.0294 | 1712.0294 | 1712.0294 | 1712.0294 | 1712.0294 | 1712.0294 | 1712.0294 | 1712.0294 | 1712.0294 | 1712.0294
Book Depreciation with COR
Beginning of Period | 0 | 0 | 0 | 0 | 0 | 0 | 0 | 0 | 0 | 0 | 0 | 0 | 0 | 16.6913 | 33.3826 | 50.0739 | 66.7651 | 83.4564 | 100.1477 | 116.839 | 133.5303 | 150.2216 | 166.9129 | 183.6041 | 200.2954 | 216.9867 | 233.678 | 250.3693 | 267.0606 | 283.7518 | 300.4431 | 317.1344 | 333.8257 | 350.517 | 367.2083 | 383.8996 | 400.5908 | 417.2821 | 433.9734 | 450.6647 | 467.356 | 484.0473 | 500.7386 | 517.4298 | 534.1211 | 550.8124 | 567.5037 | 584.195 | 600.8863 | 617.5776 | 634.2688 | 650.9601 | 667.6514 | 684.3427 | 701.034 | 717.7253 | 734.4165 | 751.1078 | 767.7991 | 784.4904 | 801.1817 | 817.873 | 0
Activity | 0 | 0 | 0 | 0 | 0 | 0 | 0 | 0 | 0 | 0 | 0 | 0 | 16.6913 | 16.6913 | 16.6913 | 16.6913 | 16.6913 | 16.6913 | 16.6913 | 16.6913 | 16.6913 | 16.6913 | 16.6913 | 16.6913 | 16.6913 | 16.6913 | 16.6913 | 16.6913 | 16.6913 | 16.6913 | 16.6913 | 16.6913 | 16.6913 | 16.6913 | 16.6913 | 16.6913 | 16.6913 | 16.6913 | 16.6913 | 16.6913 | 16.6913 | 16.6913 | 16.6913 | 16.6913 | 16.6913 | 16.6913 | 16.6913 | 16.6913 | 16.6913 | 16.6913 | 16.6913 | 16.6913 | 16.6913 | 16.6913 | 16.6913 | 16.6913 | 16.6913 | 16.6913 | 16.6913 | 16.6913 | 16.6913 | 16.6913 | 0 | 834.5643
Book Depreciation Related to Retired PIS | [49 empty] | 0 | 0 | 0 | 0 | 0 | 0 | 0 | 0 | 0 | 0 | 0 | 0 | -834.5643 |  | -834.5643
End of Period | 0 | 0 | 0 | 0 | 0 | 0 | 0 | 0 | 0 | 0 | 0 | 0 | 16.6913 | 33.3826 | 50.0739 | 66.7651 | 83.4564 | 100.1477 | 116.839 | 133.5303 | 150.2216 | 166.9129 | 183.6041 | 200.2954 | 216.9867 | 233.678 | 250.3693 | 267.0606 | 283.7518 | 300.4431 | 317.1344 | 333.8257 | 350.517 | 367.2083 | 383.8996 | 400.5908 | 417.2821 | 433.9734 | 450.6647 | 467.356 | 484.0473 | 500.7386 | 517.4298 | 534.1211 | 550.8124 | 567.5037 | 584.195 | 600.8863 | 617.5776 | 634.2688 | 650.9601 | 667.6514 | 684.3427 | 701.034 | 717.7253 | 734.4165 | 751.1078 | 767.7991 | 784.4904 | 801.1817 | 817.873 | 0 | 0
Average | 0 | 0 | 0 | 0 | 0 | 0 | 0 | 0 | 0 | 0 | 0 | 0 | 8.3456 | 25.0369 | 41.7282 | 58.4195 | 75.1108 | 91.8021 | 108.4934 | 125.1846 | 141.8759 | 158.5672 | 175.2585 | 191.9498 | 208.6411 | 225.3323 | 242.0236 | 258.7149 | 275.4062 | 292.0975 | 308.7888 | 325.4801 | 342.1713 | 358.8626 | 375.5539 | 392.2452 | 408.9365 | 425.6278 | 442.3191 | 459.0103 | 475.7016 | 492.3929 | 509.0842 | 525.7755 | 542.4668 | 559.1581 | 575.8493 | 592.5406 | 609.2319 | 625.9232 | 642.6145 | 659.3058 | 675.997 | 692.6883 | 709.3796 | 726.0709 | 742.7622 | 759.4535 | 776.1448 | 792.836 | 809.5273 | 408.9365 | 0
Federal Deferred Tax Balance, Net of Tax
Beginning of Period | 0 | 0 | 0 | 0 | 0 | 0 | 0 | 0 | 0 | 0 | 0 | 0 | 0 | 5.2428 | 20.8782 | 34.8899 | 47.4037 | 58.5273 | 68.3688 | 77.0209 | 84.5765 | 91.9523 | 99.3281 | 106.704 | 114.0798 | 121.4556 | 128.8315 | 136.2073 | 143.5831 | 150.959 | 158.3348 | 165.7107 | 173.0865 | 173.7785 | 167.7868 | 161.795 | 155.8033 | 149.8116 | 143.8198 | 137.8281 | 131.8363 | 125.8446 | 119.8528 | 113.8611 | 107.8694 | 101.8776 | 95.8859 | 89.8941 | 83.9024 | 77.9106 | 71.9189 | 65.9272 | 59.9354 | 53.9437 | 47.9519 | 41.9602 | 35.9684 | 29.9767 | 23.9849 | 17.9932 | 12.0015 | 6.0097 | 0.017975
Activity | 0 | 0 | 0 | 0 | 0 | 0 | 0 | 0 | 0 | 0 | 0 | 0 | 5.2428 | 15.6355 | 14.0117 | 12.5138 | 11.1237 | 9.8414 | 8.6521 | 7.5556 | 7.3758 | 7.3758 | 7.3758 | 7.3758 | 7.3758 | 7.3758 | 7.3758 | 7.3758 | 7.3758 | 7.3758 | 7.3758 | 7.3758 | 0.69205 | -5.9917 | -5.9917 | -5.9917 | -5.9917 | -5.9917 | -5.9917 | -5.9917 | -5.9917 | -5.9917 | -5.9917 | -5.9917 | -5.9917 | -5.9917 | -5.9917 | -5.9917 | -5.9917 | -5.9917 | -5.9917 | -5.9917 | -5.9917 | -5.9917 | -5.9917 | -5.9917 | -5.9917 | -5.9917 | -5.9917 | -5.9917 | -5.9917 | -5.9917 | 0 | 0.017975
End of Period | 0 | 0 | 0 | 0 | 0 | 0 | 0 | 0 | 0 | 0 | 0 | 0 | 5.2428 | 20.8782 | 34.8899 | 47.4037 | 58.5273 | 68.3688 | 77.0209 | 84.5765 | 91.9523 | 99.3281 | 106.704 | 114.0798 | 121.4556 | 128.8315 | 136.2073 | 143.5831 | 150.959 | 158.3348 | 165.7107 | 173.0865 | 173.7785 | 167.7868 | 161.795 | 155.8033 | 149.8116 | 143.8198 | 137.8281 | 131.8363 | 125.8446 | 119.8528 | 113.8611 | 107.8694 | 101.8776 | 95.8859 | 89.8941 | 83.9024 | 77.9106 | 71.9189 | 65.9272 | 59.9354 | 53.9437 | 47.9519 | 41.9602 | 35.9684 | 29.9767 | 23.9849 | 17.9932 | 12.0015 | 6.0097 | 0.017975 | 0.017975
Average | 0 | 0 | 0 | 0 | 0 | 0 | 0 | 0 | 0 | 0 | 0 | 0 | 2.6214 | 13.0605 | 27.8841 | 41.1468 | 52.9655 | 63.4481 | 72.6948 | 80.7987 | 88.2644 | 95.6402 | 103.016 | 110.3919 | 117.7677 | 125.1436 | 132.5194 | 139.8952 | 147.2711 | 154.6469 | 162.0227 | 169.3986 | 173.4325 | 170.7827 | 164.7909 | 158.7992 | 152.8074 | 146.8157 | 140.8239 | 134.8322 | 128.8405 | 122.8487 | 116.857 | 110.8652 | 104.8735 | 98.8817 | 92.89 | 86.8983 | 80.9065 | 74.9148 | 68.923 | 62.9313 | 56.9395 | 50.9478 | 44.9561 | 38.9643 | 32.9726 | 26.9808 | 20.9891 | 14.9973 | 9.0056 | 3.0138 | 0.017975
State Deferred Tax Balance
Beginning of Period | 0 | 0 | 0 | 0 | 0 | 0 | 0 | 0 | 0 | 0 | 0 | 0 | 0 | 0.97366 | 3.8774 | 6.4796 | 8.8035 | 10.8694 | 12.6971 | 14.3039 | 15.7071 | 17.0769 | 18.4467 | 19.8165 | 21.1862 | 22.556 | 23.9258 | 25.2956 | 26.6654 | 28.0352 | 29.405 | 30.7748 | 32.1446 | 32.2732 | 31.1604 | 30.0477 | 28.9349 | 27.8221 | 26.7094 | 25.5966 | 24.4839 | 23.3711 | 22.2584 | 21.1456 | 20.0329 | 18.9201 | 17.8074 | 16.6946 | 15.5819 | 14.4691 | 13.3564 | 12.2436 | 11.1309 | 10.0181 | 8.9054 | 7.7926 | 6.6799 | 5.5671 | 4.4543 | 3.3416 | 2.2288 | 1.1161 | 0.0033383
Activity | 0 | 0 | 0 | 0 | 0 | 0 | 0 | 0 | 0 | 0 | 0 | 0 | 0.97366 | 2.9037 | 2.6022 | 2.324 | 2.0658 | 1.8277 | 1.6068 | 1.4032 | 1.3698 | 1.3698 | 1.3698 | 1.3698 | 1.3698 | 1.3698 | 1.3698 | 1.3698 | 1.3698 | 1.3698 | 1.3698 | 1.3698 | 0.12852 | -1.1128 | -1.1128 | -1.1128 | -1.1128 | -1.1128 | -1.1128 | -1.1128 | -1.1128 | -1.1128 | -1.1128 | -1.1128 | -1.1128 | -1.1128 | -1.1128 | -1.1128 | -1.1128 | -1.1128 | -1.1128 | -1.1128 | -1.1128 | -1.1128 | -1.1128 | -1.1128 | -1.1128 | -1.1128 | -1.1128 | -1.1128 | -1.1128 | -1.1128 | 0 | 0.0033383
End of Period | 0 | 0 | 0 | 0 | 0 | 0 | 0 | 0 | 0 | 0 | 0 | 0 | 0.97366 | 3.8774 | 6.4796 | 8.8035 | 10.8694 | 12.6971 | 14.3039 | 15.7071 | 17.0769 | 18.4467 | 19.8165 | 21.1862 | 22.556 | 23.9258 | 25.2956 | 26.6654 | 28.0352 | 29.405 | 30.7748 | 32.1446 | 32.2732 | 31.1604 | 30.0477 | 28.9349 | 27.8221 | 26.7094 | 25.5966 | 24.4839 | 23.3711 | 22.2584 | 21.1456 | 20.0329 | 18.9201 | 17.8074 | 16.6946 | 15.5819 | 14.4691 | 13.3564 | 12.2436 | 11.1309 | 10.0181 | 8.9054 | 7.7926 | 6.6799 | 5.5671 | 4.4543 | 3.3416 | 2.2288 | 1.1161 | 0.0033383 | 0.0033383
Average | 0 | 0 | 0 | 0 | 0 | 0 | 0 | 0 | 0 | 0 | 0 | 0 | 0.48683 | 2.4255 | 5.1785 | 7.6415 | 9.8365 | 11.7832 | 13.5005 | 15.0055 | 16.392 | 17.7618 | 19.1316 | 20.5013 | 21.8711 | 23.2409 | 24.6107 | 25.9805 | 27.3503 | 28.7201 | 30.0899 | 31.4597 | 32.2089 | 31.7168 | 30.604 | 29.4913 | 28.3785 | 27.2658 | 26.153 | 25.0403 | 23.9275 | 22.8148 | 21.702 | 20.5893 | 19.4765 | 18.3638 | 17.251 | 16.1382 | 15.0255 | 13.9127 | 12.8 | 11.6872 | 10.5745 | 9.4617 | 8.349 | 7.2362 | 6.1235 | 5.0107 | 3.898 | 2.7852 | 1.6725 | 0.55971 | 0.0033383
Net Rate Base - Average | 0 | 0 | 0 | 0 | 0 | 0 | 0 | 0 | 0 | 0 | 0 | 0 | 416.5278 | 815.4404 | 781.1726 | 748.7555 | 718.0506 | 688.93 | 661.2747 | 634.9746 | 609.4311 | 583.9942 | 558.5573 | 533.1203 | 507.6834 | 482.2465 | 456.8096 | 431.3727 | 405.9357 | 380.4988 | 355.0619 | 329.625 | 308.1506 | 294.6013 | 285.0145 | 275.4277 | 265.8409 | 256.2541 | 246.6673 | 237.0805 | 227.4937 | 217.907 | 208.3202 | 198.7334 | 189.1466 | 179.5598 | 169.973 | 160.3862 | 150.7994 | 141.2126 | 131.6258 | 122.0391 | 112.4523 | 102.8655 | 93.2787 | 83.6919 | 74.1051 | 64.5183 | 54.9315 | 45.3447 | 35.758 | 15.4716 | -0.021313
EXPENSES
Income Tax - Removal Cost | 0 | 0 | 0 | 0 | 0 | 0 | 0 | 0 | 0 | 0 | 0 | 0 | -0.28891 | -0.28891 | -0.28891 | -0.28891 | -0.28891 | -0.28891 | -0.28891 | -0.28891 | -0.28891 | -0.28891 | -0.28891 | -0.28891 | -0.28891 | -0.28891 | -0.28891 | -0.28891 | -0.28891 | -0.28891 | -0.28891 | -0.28891 | -0.28891 | -0.28891 | -0.28891 | -0.28891 | -0.28891 | -0.28891 | -0.28891 | -0.28891 | -0.28891 | -0.28891 | -0.28891 | -0.28891 | -0.28891 | -0.28891 | -0.28891 | -0.28891 | -0.28891 | -0.28891 | -0.28891 | -0.28891 | -0.28891 | -0.28891 | -0.28891 | -0.28891 | -0.28891 | -0.28891 | -0.28891 | -0.28891 | -0.28891 | -0.28891 | 0 | -14.4453
Book Depreciation | 0 | 0 | 0 | 0 | 0 | 0 | 0 | 0 | 0 | 0 | 0 | 0 | 16.6913 | 16.6913 | 16.6913 | 16.6913 | 16.6913 | 16.6913 | 16.6913 | 16.6913 | 16.6913 | 16.6913 | 16.6913 | 16.6913 | 16.6913 | 16.6913 | 16.6913 | 16.6913 | 16.6913 | 16.6913 | 16.6913 | 16.6913 | 16.6913 | 16.6913 | 16.6913 | 16.6913 | 16.6913 | 16.6913 | 16.6913 | 16.6913 | 16.6913 | 16.6913 | 16.6913 | 16.6913 | 16.6913 | 16.6913 | 16.6913 | 16.6913 | 16.6913 | 16.6913 | 16.6913 | 16.6913 | 16.6913 | 16.6913 | 16.6913 | 16.6913 | 16.6913 | 16.6913 | 16.6913 | 16.6913 | 16.6913 | 16.6913 | 0 | 834.5643
Property Taxes | 0 | 0 | 0 | 0 | 0 | 0 | 0 | 0 | 0 | 0 | 0 | 0 | 42.7982 | 42.7982 | 42.7982 | 42.7982 | 42.7982 | 42.7982 | 42.7982 | 42.7982 | 42.7982 | 42.7982 | 42.7982 | 42.7982 | 42.7982 | 42.7982 | 42.7982 | 42.7982 | 42.7982 | 42.7982 | 42.7982 | 42.7982 | 42.7982 | 42.7982 | 42.7982 | 42.7982 | 42.7982 | 42.7982 | 42.7982 | 42.7982 | 42.7982 | 42.7982 | 42.7982 | 42.7982 | 42.7982 | 42.7982 | 42.7982 | 42.7982 | 42.7982 | 42.7982 | 42.7982 | 42.7982 | 42.7982 | 42.7982 | 42.7982 | 42.7982 | 42.7982 | 42.7982 | 42.7982 | 42.7982 | 42.7982 | 0 | 0 | 2097.1102
Total Expenses | 0 | 0 | 0 | 0 | 0 | 0 | 0 | 0 | 0 | 0 | 0 | 0 | 59.2005 | 59.2005 | 59.2005 | 59.2005 | 59.2005 | 59.2005 | 59.2005 | 59.2005 | 59.2005 | 59.2005 | 59.2005 | 59.2005 | 59.2005 | 59.2005 | 59.2005 | 59.2005 | 59.2005 | 59.2005 | 59.2005 | 59.2005 | 59.2005 | 59.2005 | 59.2005 | 59.2005 | 59.2005 | 59.2005 | 59.2005 | 59.2005 | 59.2005 | 59.2005 | 59.2005 | 59.2005 | 59.2005 | 59.2005 | 59.2005 | 59.2005 | 59.2005 | 59.2005 | 59.2005 | 59.2005 | 59.2005 | 59.2005 | 59.2005 | 59.2005 | 59.2005 | 59.2005 | 59.2005 | 59.2005 | 59.2005 | 16.4024 | 0 | 2917.2292
REVENUE REQUIREMENT
Net Rate Base | 0 | 0 | 0 | 0 | 0 | 0 | 0 | 0 | 0 | 0 | 0 | 0 | 416.5278 | 815.4404 | 781.1726 | 748.7555 | 718.0506 | 688.93 | 661.2747 | 634.9746 | 609.4311 | 583.9942 | 558.5573 | 533.1203 | 507.6834 | 482.2465 | 456.8096 | 431.3727 | 405.9357 | 380.4988 | 355.0619 | 329.625 | 308.1506 | 294.6013 | 285.0145 | 275.4277 | 265.8409 | 256.2541 | 246.6673 | 237.0805 | 227.4937 | 217.907 | 208.3202 | 198.7334 | 189.1466 | 179.5598 | 169.973 | 160.3862 | 150.7994 | 141.2126 | 131.6258 | 122.0391 | 112.4523 | 102.8655 | 93.2787 | 83.6919 | 74.1051 | 64.5183 | 54.9315 | 45.3447 | 35.758 | 15.4716 | -0.021313 | 16048.0926
ROR | 9.98% | 9.98% | 9.7% | 9.7% | 9.7% | 9.7% | 9.7% | 9.7% | 9.7% | 9.7% | 9.7% | 9.7% | 9.7% | 9.7% | 9.7% | 9.7% | 9.7% | 9.7% | 9.7% | 9.7% | 9.7% | 9.7% | 9.7% | 9.7% | 9.7% | 9.7% | 9.7% | 9.7% | 9.7% | 9.7% | 9.7% | 9.7% | 9.7% | 9.7% | 9.7% | 9.7% | 9.7% | 9.7% | 9.7% | 9.7% | 9.7% | 9.7% | 9.7% | 9.7% | 9.7% | 9.7% | 9.7% | 9.7% | 9.7% | 9.7% | 9.7% | 9.7% | 9.7% | 9.7% | 9.7% | 9.7% | 9.7% | 9.7% | 9.7% | 9.7% | 9.7% | 9.7% | 9.7%
Earnings Base | 0 | 0 | 0 | 0 | 0 | 0 | 0 | 0 | 0 | 0 | 0 | 0 | 40.4032 | 79.0977 | 75.7737 | 72.6293 | 69.6509 | 66.8262 | 64.1436 | 61.5925 | 59.1148 | 56.6474 | 54.1801 | 51.7127 | 49.2453 | 46.7779 | 44.3105 | 41.8431 | 39.3758 | 36.9084 | 34.441 | 31.9736 | 29.8906 | 28.5763 | 27.6464 | 26.7165 | 25.7866 | 24.8566 | 23.9267 | 22.9968 | 22.0669 | 21.137 | 20.2071 | 19.2771 | 18.3472 | 17.4173 | 16.4874 | 15.5575 | 14.6275 | 13.6976 | 12.7677 | 11.8378 | 10.9079 | 9.978 | 9.048 | 8.1181 | 7.1882 | 6.2583 | 5.3284 | 4.3984 | 3.4685 | 1.5007 | -0.0020674
Earnings - Expense | 0 | 0 | 0 | 0 | 0 | 0 | 0 | 0 | 0 | 0 | 0 | 0 | 59.2005 | 59.2005 | 59.2005 | 59.2005 | 59.2005 | 59.2005 | 59.2005 | 59.2005 | 59.2005 | 59.2005 | 59.2005 | 59.2005 | 59.2005 | 59.2005 | 59.2005 | 59.2005 | 59.2005 | 59.2005 | 59.2005 | 59.2005 | 59.2005 | 59.2005 | 59.2005 | 59.2005 | 59.2005 | 59.2005 | 59.2005 | 59.2005 | 59.2005 | 59.2005 | 59.2005 | 59.2005 | 59.2005 | 59.2005 | 59.2005 | 59.2005 | 59.2005 | 59.2005 | 59.2005 | 59.2005 | 59.2005 | 59.2005 | 59.2005 | 59.2005 | 59.2005 | 59.2005 | 59.2005 | 59.2005 | 59.2005 | 16.4024 | 0 | 2917.2292
Total Earnings Effect | 0 | 0 | 0 | 0 | 0 | 0 | 0 | 0 | 0 | 0 | 0 | 0 | 99.6037 | 138.2983 | 134.9743 | 131.8298 | 128.8515 | 126.0268 | 123.3442 | 120.7931 | 118.3154 | 115.848 | 113.3806 | 110.9132 | 108.4458 | 105.9785 | 103.5111 | 101.0437 | 98.5763 | 96.1089 | 93.6416 | 91.1742 | 89.0912 | 87.7769 | 86.847 | 85.917 | 84.9871 | 84.0572 | 83.1273 | 82.1974 | 81.2674 | 80.3375 | 79.4076 | 78.4777 | 77.5478 | 76.6178 | 75.6879 | 74.758 | 73.8281 | 72.8982 | 71.9683 | 71.0383 | 70.1084 | 69.1785 | 68.2486 | 67.3187 | 66.3887 | 65.4588 | 64.5289 | 63.599 | 62.6691 | 17.9031 | -0.0020674
Gross-Up Factor | 1.0354 | 1.0354 | 1.0354 | 1.0354 | 1.0354 | 1.0354 | 1.0354 | 1.0354 | 1.0354 | 1.0354 | 1.0354 | 1.0354 | 1.0354 | 1.0354 | 1.0354 | 1.0354 | 1.0354 | 1.0354 | 1.0354 | 1.0354 | 1.0354 | 1.0354 | 1.0354 | 1.0354 | 1.0354 | 1.0354 | 1.0354 | 1.0354 | 1.0354 | 1.0354 | 1.0354 | 1.0354 | 1.0354 | 1.0354 | 1.0354 | 1.0354 | 1.0354 | 1.0354 | 1.0354 | 1.0354 | 1.0354 | 1.0354 | 1.0354 | 1.0354 | 1.0354 | 1.0354 | 1.0354 | 1.0354 | 1.0354 | 1.0354 | 1.0354 | 1.0354 | 1.0354 | 1.0354 | 1.0354 | 1.0354 | 1.0354 | 1.0354 | 1.0354 | 1.0354 | 1.0354 | 1.0354 | 1.0354
Revenue requirement | 0 | 0 | 0 | 0 | 0 | 0 | 0 | 0 | 0 | 0 | 0 | 0 | 103.1255 | 143.1881 | 139.7466 | 136.491 | 133.4073 | 130.4827 | 127.7053 | 125.064 | 122.4987 | 119.9441 | 117.3895 | 114.8348 | 112.2802 | 109.7256 | 107.171 | 104.6163 | 102.0617 | 99.5071 | 96.9525 | 94.3979 | 92.2412 | 90.8804 | 89.9176 | 88.9548 | 87.992 | 87.0292 | 86.0664 | 85.1036 | 84.1408 | 83.1781 | 82.2153 | 81.2525 | 80.2897 | 79.3269 | 78.3641 | 77.4013 | 76.4385 | 75.4757 | 74.5129 | 73.5501 | 72.5873 | 71.6245 | 70.6617 | 69.6989 | 68.7361 | 67.7733 | 66.8105 | 65.8477 | 64.8849 | 18.5361 | -0.0021405 | 4632.0797
Depreciation Calculations
Tax Depreciation - Federal
Cost of new equipment in service basis | 0 | 0 | 0 | 0 | 0 | 0 | 0 | 0 | 0 | 0 | 0 | 0 | 855.9633 | 0 | 0 | 0 | 0 | 0 | 0 | 0 | 0 | 0 | 0 | 0 | 0 | 0 | 0 | 0 | 0 | 0 | 0 | 0 | 0 | 0 | 0 | 0 | 0 | 0 | 0 | 0 | 0 | 0 | 0 | 0 | 0 | 0 | 0 | 0 | 0 | 0 | 0 | 0 | 0 | 0 | 0 | 0 | 0 | 0 | 0 | 0 | 0
Bonus Depreciation (N/A) | 0 | 0 | 0 | 0 | 0 | 0 | 0 | 0 | 0 | 0 | 0 | 0 | 0 | 0 | 0 | 0 | 0 | 0 | 0 | 0 | 0 | 0 | 0 | 0 | 0 | 0 | 0 | 0 | 0 | 0 | 0 | 0 | 0 | 0 | 0 | 0 | 0 | 0 | 0 | 0 | 0 | 0 | 0 | 0 | 0 | 0 | 0 | 0 | 0 | 0 | 0 | 0 | 0 | 0 | 0 | 0 | 0 | 0 | 0 | 0 | 0
Regular Depreciation basis (Cumulative) | 0 | 0 | 0 | 0 | 0 | 0 | 0 | 0 | 0 | 0 | 0 | 0 | 855.9633 | 855.9633 | 855.9633 | 855.9633 | 855.9633 | 855.9633 | 855.9633 | 855.9633 | 855.9633 | 855.9633 | 855.9633 | 855.9633 | 855.9633 | 855.9633 | 855.9633 | 855.9633 | 855.9633 | 855.9633 | 855.9633 | 855.9633 | 855.9633 | 855.9633 | 855.9633 | 855.9633 | 855.9633 | 855.9633 | 855.9633 | 855.9633 | 855.9633 | 855.9633 | 855.9633 | 855.9633 | 855.9633 | 855.9633 | 855.9633 | 855.9633 | 855.9633 | 855.9633 | 855.9633 | 855.9633 | 855.9633 | 855.9633 | 855.9633 | 855.9633 | 855.9633 | 855.9633 | 855.9633 | 855.9633 | 855.9633 | 855.9633 | 855.9633
RegularDepreciation | [10 empty] | 0 | 0 | 32.0986 | 61.792 | 57.1527 | 52.8729 | 48.9012 | 45.2377 | 41.8395 | 38.7067 | 38.1931 | 38.1931 | 38.1931 | 38.1931 | 38.1931 | 38.1931 | 38.1931 | 38.1931 | 38.1931 | 38.1931 | 38.1931 | 38.1931 | 19.0965 | [30 empty] | 856.0147
Total Depreciation for year | 0 | 0 | 0 | 0 | 0 | 0 | 0 | 0 | 0 | 0 | 0 | 0 | 32.0986 | 61.792 | 57.1527 | 52.8729 | 48.9012 | 45.2377 | 41.8395 | 38.7067 | 38.1931 | 38.1931 | 38.1931 | 38.1931 | 38.1931 | 38.1931 | 38.1931 | 38.1931 | 38.1931 | 38.1931 | 38.1931 | 38.1931 | 19.0965 | 0 | 0 | 0 | 0 | 0 | 0 | 0 | 0 | 0 | 0 | 0 | 0 | 0 | 0 | 0 | 0 | 0 | 0 | 0 | 0 | 0 | 0 | 0 | 0 | 0 | 0 | 0 | 0
Tax Depreciation - State
Cost of new equipment in service basis | 0 | 0 | 0 | 0 | 0 | 0 | 0 | 0 | 0 | 0 | 0 | 0 | 855.9633 | 0 | 0 | 0 | 0 | 0 | 0 | 0 | 0 | 0 | 0 | 0 | 0 | 0 | 0 | 0 | 0 | 0 | 0 | 0 | 0 | 0 | 0 | 0 | 0 | 0 | 0 | 0 | 0 | 0 | 0 | 0 | 0 | 0 | 0 | 0 | 0 | 0 | 0 | 0 | 0 | 0 | 0 | 0 | 0 | 0 | 0 | 0 | 0 | -855.9633 | 0
Bonus Depreciation (N/A) | 0 | 0 | 0 | 0 | 0 | 0 | 0 | 0 | 0 | 0 | 0 | 0 | 0 | 0 | 0 | 0 | 0 | 0 | 0 | 0 | 0 | 0 | 0 | 0 | 0 | 0 | 0 | 0 | 0 | 0 | 0 | 0 | 0 | 0 | 0 | 0 | 0 | 0 | 0 | 0 | 0 | 0 | 0 | 0 | 0 | 0 | 0 | 0 | 0 | 0 | 0 | 0 | 0 | 0 | 0 | 0 | 0 | 0 | 0 | 0 | 0 | 0 | 0
Regular Depreciation basis (Cumulative) | 0 | 0 | 0 | 0 | 0 | 0 | 0 | 0 | 0 | 0 | 0 | 0 | 855.9633 | 855.9633 | 855.9633 | 855.9633 | 855.9633 | 855.9633 | 855.9633 | 855.9633 | 855.9633 | 855.9633 | 855.9633 | 855.9633 | 855.9633 | 855.9633 | 855.9633 | 855.9633 | 855.9633 | 855.9633 | 855.9633 | 855.9633 | 855.9633 | 855.9633 | 855.9633 | 855.9633 | 855.9633 | 855.9633 | 855.9633 | 855.9633 | 855.9633 | 855.9633 | 855.9633 | 855.9633 | 855.9633 | 855.9633 | 855.9633 | 855.9633 | 855.9633 | 855.9633 | 855.9633 | 855.9633 | 855.9633 | 855.9633 | 855.9633 | 855.9633 | 855.9633 | 855.9633 | 855.9633 | 855.9633 | 855.9633 | 0 | 0
RegularDepreciation | 0 | 0 | 0 | 0 | 0 | 0 | 0 | 0 | 0 | 0 | 0 | 0 | 32.0986 | 61.792 | 57.1527 | 52.8729 | 48.9012 | 45.2377 | 41.8395 | 38.7067 | 38.1931 | 38.1931 | 38.1931 | 38.1931 | 38.1931 | 38.1931 | 38.1931 | 38.1931 | 38.1931 | 38.1931 | 38.1931 | 38.1931 | 19.0965 | 0 | 0 | 0 | 0 | 0 | 0 | 0 | 0 | 0 | 0 | 0 | 0 | 0 | 0 | 0 | 0 | 0 | 0 | 0 | 0 | 0 | 0 | 0 | 0 | 0 | 0 | 0 | 0 | 0 | 0 | 856.0147
Total Depreciation for year | 0 | 0 | 0 | 0 | 0 | 0 | 0 | 0 | 0 | 0 | 0 | 0 | 32.0986 | 61.792 | 57.1527 | 52.8729 | 48.9012 | 45.2377 | 41.8395 | 38.7067 | 38.1931 | 38.1931 | 38.1931 | 38.1931 | 38.1931 | 38.1931 | 38.1931 | 38.1931 | 38.1931 | 38.1931 | 38.1931 | 38.1931 | 19.0965 | 0 | 0 | 0 | 0 | 0 | 0 | 0 | 0 | 0 | 0 | 0 | 0 | 0 | 0 | 0 | 0 | 0 | 0 | 0 | 0 | 0 | 0 | 0 | 0 | 0 | 0 | 0 | 0 | 0 | 0
Book Depreciation with COR
2014 | 0 | 0 | 0 | 0 | 0 | 0 | 0 | 0 | 0 | 0 | 0 | 0 | 0 | 0 | 0 | 0 | 0 | 0 | 0 | 0 | 0 | 0 | 0 | 0 | 0 | 0 | 0 | 0 | 0 | 0 | 0 | 0 | 0 | 0 | 0 | 0 | 0 | 0 | 0 | 0 | 0 | 0 | 0 | 0 | 0 | 0 | 0 | 0 | 0 | 0 | [13 empty] | 0
2015 |  | 0 | 0 | 0 | 0 | 0 | 0 | 0 | 0 | 0 | 0 | 0 | 0 | 0 | 0 | 0 | 0 | 0 | 0 | 0 | 0 | 0 | 0 | 0 | 0 | 0 | 0 | 0 | 0 | 0 | 0 | 0 | 0 | 0 | 0 | 0 | 0 | 0 | 0 | 0 | 0 | 0 | 0 | 0 | 0 | 0 | 0 | 0 | 0 | 0 | 0 | [12 empty] | 0 | check - total PIS
2016 |  |  | 0 | 0 | 0 | 0 | 0 | 0 | 0 | 0 | 0 | 0 | 0 | 0 | 0 | 0 | 0 | 0 | 0 | 0 | 0 | 0 | 0 | 0 | 0 | 0 | 0 | 0 | 0 | 0 | 0 | 0 | 0 | 0 | 0 | 0 | 0 | 0 | 0 | 0 | 0 | 0 | 0 | 0 | 0 | 0 | 0 | 0 | 0 | 0 | 0 | 0 | [11 empty] | 0 | 0
2017 |  |  |  | 0 | 0 | 0 | 0 | 0 | 0 | 0 | 0 | 0 | 0 | 0 | 0 | 0 | 0 | 0 | 0 | 0 | 0 | 0 | 0 | 0 | 0 | 0 | 0 | 0 | 0 | 0 | 0 | 0 | 0 | 0 | 0 | 0 | 0 | 0 | 0 | 0 | 0 | 0 | 0 | 0 | 0 | 0 | 0 | 0 | 0 | 0 | 0 | 0 | 0 | [10 empty] | 0 | 0
2018 |  |  |  |  | 0 | 0 | 0 | 0 | 0 | 0 | 0 | 0 | 0 | 0 | 0 | 0 | 0 | 0 | 0 | 0 | 0 | 0 | 0 | 0 | 0 | 0 | 0 | 0 | 0 | 0 | 0 | 0 | 0 | 0 | 0 | 0 | 0 | 0 | 0 | 0 | 0 | 0 | 0 | 0 | 0 | 0 | 0 | 0 | 0 | 0 | 0 | 0 | 0 | 0 | [9 empty] | 0
2019 | [5 empty] | 0 | 0 | 0 | 0 | 0 | 0 | 0 | 0 | 0 | 0 | 0 | 0 | 0 | 0 | 0 | 0 | 0 | 0 | 0 | 0 | 0 | 0 | 0 | 0 | 0 | 0 | 0 | 0 | 0 | 0 | 0 | 0 | 0 | 0 | 0 | 0 | 0 | 0 | 0 | 0 | 0 | 0 | 0 | 0 | 0 | 0 | 0 | 0 | 0 | 0 | [8 empty] | 0 | 0
2020 | [6 empty] | 0 | 0 | 0 | 0 | 0 | 0 | 0 | 0 | 0 | 0 | 0 | 0 | 0 | 0 | 0 | 0 | 0 | 0 | 0 | 0 | 0 | 0 | 0 | 0 | 0 | 0 | 0 | 0 | 0 | 0 | 0 | 0 | 0 | 0 | 0 | 0 | 0 | 0 | 0 | 0 | 0 | 0 | 0 | 0 | 0 | 0 | 0 | 0 | 0 | 0 | [7 empty] | 0
2021 | [7 empty] | 0 | 0 | 0 | 0 | 0 | 0 | 0 | 0 | 0 | 0 | 0 | 0 | 0 | 0 | 0 | 0 | 0 | 0 | 0 | 0 | 0 | 0 | 0 | 0 | 0 | 0 | 0 | 0 | 0 | 0 | 0 | 0 | 0 | 0 | 0 | 0 | 0 | 0 | 0 | 0 | 0 | 0 | 0 | 0 | 0 | 0 | 0 | 0 | 0 | 0 | [6 empty] | 0
2022 | [8 empty] | 0 | 0 | 0 | 0 | 0 | 0 | 0 | 0 | 0 | 0 | 0 | 0 | 0 | 0 | 0 | 0 | 0 | 0 | 0 | 0 | 0 | 0 | 0 | 0 | 0 | 0 | 0 | 0 | 0 | 0 | 0 | 0 | 0 | 0 | 0 | 0 | 0 | 0 | 0 | 0 | 0 | 0 | 0 | 0 | 0 | 0 | 0 | 0 | 0 | 0 | [5 empty] | 0
2023 | [9 empty] | 0 | 0 | 0 | 0 | 0 | 0 | 0 | 0 | 0 | 0 | 0 | 0 | 0 | 0 | 0 | 0 | 0 | 0 | 0 | 0 | 0 | 0 | 0 | 0 | 0 | 0 | 0 | 0 | 0 | 0 | 0 | 0 | 0 | 0 | 0 | 0 | 0 | 0 | 0 | 0 | 0 | 0 | 0 | 0 | 0 | 0 | 0 | 0 | 0 | 0 |  |  |  |  | 0
2024 | [10 empty] | 0 | 0 | 0 | 0 | 0 | 0 | 0 | 0 | 0 | 0 | 0 | 0 | 0 | 0 | 0 | 0 | 0 | 0 | 0 | 0 | 0 | 0 | 0 | 0 | 0 | 0 | 0 | 0 | 0 | 0 | 0 | 0 | 0 | 0 | 0 | 0 | 0 | 0 | 0 | 0 | 0 | 0 | 0 | 0 | 0 | 0 | 0 | 0 | 0 | 0 |  |  |  | 0 | 0
2025 | [11 empty] | 0 | 0 | 0 | 0 | 0 | 0 | 0 | 0 | 0 | 0 | 0 | 0 | 0 | 0 | 0 | 0 | 0 | 0 | 0 | 0 | 0 | 0 | 0 | 0 | 0 | 0 | 0 | 0 | 0 | 0 | 0 | 0 | 0 | 0 | 0 | 0 | 0 | 0 | 0 | 0 | 0 | 0 | 0 | 0 | 0 | 0 | 0 | 0 | 0 | 0 |  |  | 0
2026 | [12 empty] | 16.6913 | 16.6913 | 16.6913 | 16.6913 | 16.6913 | 16.6913 | 16.6913 | 16.6913 | 16.6913 | 16.6913 | 16.6913 | 16.6913 | 16.6913 | 16.6913 | 16.6913 | 16.6913 | 16.6913 | 16.6913 | 16.6913 | 16.6913 | 16.6913 | 16.6913 | 16.6913 | 16.6913 | 16.6913 | 16.6913 | 16.6913 | 16.6913 | 16.6913 | 16.6913 | 16.6913 | 16.6913 | 16.6913 | 16.6913 | 16.6913 | 16.6913 | 16.6913 | 16.6913 | 16.6913 | 16.6913 | 16.6913 | 16.6913 | 16.6913 | 16.6913 | 16.6913 | 16.6913 | 16.6913 | 16.6913 | 16.6913 | 16.6913 |  | 834.5643
| 0 | 0 | 0 | 0 | 0 | 0 | 0 | 0 | 0 | 0 | 0 | 0 | 16.6913 | 16.6913 | 16.6913 | 16.6913 | 16.6913 | 16.6913 | 16.6913 | 16.6913 | 16.6913 | 16.6913 | 16.6913 | 16.6913 | 16.6913 | 16.6913 | 16.6913 | 16.6913 | 16.6913 | 16.6913 | 16.6913 | 16.6913 | 16.6913 | 16.6913 | 16.6913 | 16.6913 | 16.6913 | 16.6913 | 16.6913 | 16.6913 | 16.6913 | 16.6913 | 16.6913 | 16.6913 | 16.6913 | 16.6913 | 16.6913 | 16.6913 | 16.6913 | 16.6913 | 16.6913 | 16.6913 | 16.6913 | 16.6913 | 16.6913 | 16.6913 | 16.6913 | 16.6913 | 16.6913 | 16.6913 | 16.6913 | 16.6913 | 0 | 834.5643
Book Depreciation- excl. Salvage
2014 | 0 | 0 | 0 | 0 | 0 | 0 | 0 | 0 | 0 | 0 | 0 | 0 | 0 | 0 | 0 | 0 | 0 | 0 | 0 | 0 | 0 | 0 | 0 | 0 | 0 |  |  | 0 | 0 | 0 | 0 | 0 | 0 | 0 | 0 | 0 | 0 | 0 | 0 | 0 | 0 | 0 | 0 | 0 | 0 | 0 | 0 | 0 | 0 | 0 | 0 | 0 | [11 empty] | 0
2015 |  | 0 | 0 | 0 | 0 | 0 | 0 | 0 | 0 | 0 | 0 | 0 | 0 | 0 | 0 | 0 | 0 | 0 | 0 | 0 | 0 | 0 | 0 | 0 | 0 | 0 |  | 0 | 0 | 0 | 0 | 0 | 0 | 0 | 0 | 0 | 0 | 0 | 0 | 0 | 0 | 0 | 0 | 0 | 0 | 0 | 0 | 0 | 0 | 0 | 0 | 0 | [11 empty] | 0 | check - total PIS
2016 |  |  | 0 | 0 | 0 | 0 | 0 | 0 | 0 | 0 | 0 | 0 | 0 | 0 | 0 | 0 | 0 | 0 | 0 | 0 | 0 | 0 | 0 | 0 | 0 | 0 | 0 | 0 | 0 | 0 | 0 | 0 | 0 | 0 | 0 | 0 | 0 | 0 | 0 | 0 | 0 | 0 | 0 | 0 | 0 | 0 | 0 | 0 | 0 | 0 | 0 | 0 | [11 empty] | 0 | 0
2017 |  |  |  | 0 | 0 | 0 | 0 | 0 | 0 | 0 | 0 | 0 | 0 | 0 | 0 | 0 | 0 | 0 | 0 | 0 | 0 | 0 | 0 | 0 | 0 | 0 | 0 | 0 | 0 | 0 | 0 | 0 | 0 | 0 | 0 | 0 | 0 | 0 | 0 | 0 | 0 | 0 | 0 | 0 | 0 | 0 | 0 | 0 | 0 | 0 | 0 | 0 | 0 | [10 empty] | 0 | 0
2018 |  |  |  |  | 0 | 0 | 0 | 0 | 0 | 0 | 0 | 0 | 0 | 0 | 0 | 0 | 0 | 0 | 0 | 0 | 0 | 0 | 0 | 0 | 0 | 0 | 0 | 0 | 0 | 0 | 0 | 0 | 0 | 0 | 0 | 0 | 0 | 0 | 0 | 0 | 0 | 0 | 0 | 0 | 0 | 0 | 0 | 0 | 0 | 0 | 0 | 0 | 0 | 0 | [9 empty] | 0
2019 | [5 empty] | 0 | 0 | 0 | 0 | 0 | 0 | 0 | 0 | 0 | 0 | 0 | 0 | 0 | 0 | 0 | 0 | 0 | 0 | 0 | 0 | 0 | 0 | 0 | 0 | 0 | 0 | 0 | 0 | 0 | 0 | 0 | 0 | 0 | 0 | 0 | 0 | 0 | 0 | 0 | 0 | 0 | 0 | 0 | 0 | 0 | 0 | 0 | 0 | 0 | 0 | [8 empty] | 0 | 0
2020 | [6 empty] | 0 | 0 | 0 | 0 | 0 | 0 | 0 | 0 | 0 | 0 | 0 | 0 | 0 | 0 | 0 | 0 | 0 | 0 | 0 | 0 | 0 | 0 | 0 | 0 | 0 | 0 | 0 | 0 | 0 | 0 | 0 | 0 | 0 | 0 | 0 | 0 | 0 | 0 | 0 | 0 | 0 | 0 | 0 | 0 | 0 | 0 | 0 | 0 | 0 | 0 | [7 empty] | 0
2021 | [7 empty] | 0 | 0 | 0 | 0 | 0 | 0 | 0 | 0 | 0 | 0 | 0 | 0 | 0 | 0 | 0 | 0 | 0 | 0 | 0 | 0 | 0 | 0 | 0 | 0 | 0 | 0 | 0 | 0 | 0 | 0 | 0 | 0 | 0 | 0 | 0 | 0 | 0 | 0 | 0 | 0 | 0 | 0 | 0 | 0 | 0 | 0 | 0 | 0 | 0 | 0 | [6 empty] | 0
2022 | [8 empty] | 0 | 0 | 0 | 0 | 0 | 0 | 0 | 0 | 0 | 0 | 0 | 0 | 0 | 0 | 0 | 0 | 0 | 0 | 0 | 0 | 0 | 0 | 0 | 0 | 0 | 0 | 0 | 0 | 0 | 0 | 0 | 0 | 0 | 0 | 0 | 0 | 0 | 0 | 0 | 0 | 0 | 0 | 0 | 0 | 0 | 0 | 0 | 0 | 0 | 0 | [5 empty] | 0
2023 | [9 empty] | 0 | 0 | 0 | 0 | 0 | 0 | 0 | 0 | 0 | 0 | 0 | 0 | 0 | 0 | 0 | 0 | 0 | 0 | 0 | 0 | 0 | 0 | 0 | 0 | 0 | 0 | 0 | 0 | 0 | 0 | 0 | 0 | 0 | 0 | 0 | 0 | 0 | 0 | 0 | 0 | 0 | 0 | 0 | 0 | 0 | 0 | 0 | 0 | 0 | 0 |  |  |  |  | 0
2024 | [10 empty] | 0 | 0 | 0 | 0 | 0 | 0 | 0 | 0 | 0 | 0 | 0 | 0 | 0 | 0 | 0 | 0 | 0 | 0 | 0 | 0 | 0 | 0 | 0 | 0 | 0 | 0 | 0 | 0 | 0 | 0 | 0 | 0 | 0 | 0 | 0 | 0 | 0 | 0 | 0 | 0 | 0 | 0 | 0 | 0 | 0 | 0 | 0 | 0 | 0 | 0 |  |  |  | 0 | 0
2025 | [11 empty] | 0 | 0 | 0 | 0 | 0 | 0 | 0 | 0 | 0 | 0 | 0 | 0 | 0 | 0 | 0 | 0 | 0 | 0 | 0 | 0 | 0 | 0 | 0 | 0 | 0 | 0 | 0 | 0 | 0 | 0 | 0 | 0 | 0 | 0 | 0 | 0 | 0 | 0 | 0 | 0 | 0 | 0 | 0 | 0 | 0 | 0 | 0 | 0 | 0 | 0 |  |  | 0
2026 | [12 empty] | 17.1193 | 17.1193 | 17.1193 | 17.1193 | 17.1193 | 17.1193 | 17.1193 | 17.1193 | 17.1193 | 17.1193 | 17.1193 | 17.1193 | 17.1193 | 17.1193 | 17.1193 | 17.1193 | 17.1193 | 17.1193 | 17.1193 | 17.1193 | 17.1193 | 17.1193 | 17.1193 | 17.1193 | 17.1193 | 17.1193 | 17.1193 | 17.1193 | 17.1193 | 17.1193 | 17.1193 | 17.1193 | 17.1193 | 17.1193 | 17.1193 | 17.1193 | 17.1193 | 17.1193 | 17.1193 | 17.1193 | 17.1193 | 17.1193 | 17.1193 | 17.1193 | 17.1193 | 17.1193 | 17.1193 | 17.1193 | 17.1193 | 17.1193 |  | 855.9633 | 855.9633
| 0 | 0 | 0 | 0 | 0 | 0 | 0 | 0 | 0 | 0 | 0 | 0 | 17.1193 | 17.1193 | 17.1193 | 17.1193 | 17.1193 | 17.1193 | 17.1193 | 17.1193 | 17.1193 | 17.1193 | 17.1193 | 17.1193 | 17.1193 | 17.1193 | 17.1193 | 17.1193 | 17.1193 | 17.1193 | 17.1193 | 17.1193 | 17.1193 | 17.1193 | 17.1193 | 17.1193 | 17.1193 | 17.1193 | 17.1193 | 17.1193 | 17.1193 | 17.1193 | 17.1193 | 17.1193 | 17.1193 | 17.1193 | 17.1193 | 17.1193 | 17.1193 | 17.1193 | 17.1193 | 17.1193 | 17.1193 | 17.1193 | 17.1193 | 17.1193 | 17.1193 | 17.1193 | 17.1193 | 17.1193 | 17.1193 | 17.1193 | 0 | 855.9633
Note on A50: Lee, Betty: rate base does not include CWIP b/c the CapEx dollars include an AFUDC component in it already

## 4d-2017
Project No. | 4d
Project Desc. | NEW Gowanus Expansion
Book Life | 50
Tax Life | 20N
Salvage Rate | 2.5%
| 2014 | 2015 | 2016 | 2017 | 2018 | 2019 | 2020 | 2021 | 2022 | 2023 | 2024 | 2025 | 2026 | 2027 | 2028 | 2029 | 2030 | 2031 | 2032 | 2033 | 2034 | 2035 | 2036 | 2037 | 2038 | 2039 | 2040 | 2041 | 2042 | 2043 | 2044 | 2045 | 2046 | 2047 | 2048 | 2049 | 2050 | 2051 | 2052 | 2053 | 2054 | 2055 | 2056 | 2057 | 2058 | 2059 | 2060 | 2061 | 2062 | 2063 | 2064 | 2065 | 2066 | 2067 | 2068 | 2069 | 2070 | 2071 | 2072 | 2073 | 2074 | 2075 | 2076
Closing to Plant (Y/N) | N | N | N | N | N | N | N | N | N | N | N | N | N | N | N | N | N | N | N | N | N | N | N | N | N | N | N | N | N | N | N | N | N | N | N | N | N | N | N | N | N | N | N | N | N | N | N | N | N | N | N | N | N | N | N | N | N | N | N | N | N | N | N | Total
CWIP
Beginning of Period | 0 | 0 | 25.5004 | 69.5565 | 0 | 0 | 0 | 0 | 0 | 0 | 0 | 0 | 0 | 0 | 0 | 0 | 0 | 0 | 0 | 0 | 0 | 0 | 0 | 0 | 0 | 0 | 0 | 0 | 0 | 0 | 0 | 0 | 0 | 0 | 0 | 0 | 0 | 0 | 0 | 0 | 0 | 0 | 0 | 0 | 0 | 0 | 0 | 0 | 0 | 0 | 0 | 0 | 0 | 0 | 0 | 0 | 0 | 0 | 0 | 0 | 0 | 0 | 0
Activity
Capex | 0 | 25.5004 | 44.0561 | 18.2674 | 0 | 0 | 0 | 0 | 0 | 0 | 0 | 0 | 0 | [50 empty] | 87.8239
Closings to Plant |  |  |  | -87.8239 | [59 empty] | -87.8239
End of Period | 0 | 25.5004 | 69.5565 | 0 | 0 | 0 | 0 | 0 | 0 | 0 | 0 | 0 | 0 | 0 | 0 | 0 | 0 | 0 | 0 | 0 | 0 | 0 | 0 | 0 | 0 | 0 | 0 | 0 | 0 | 0 | 0 | 0 | 0 | 0 | 0 | 0 | 0 | 0 | 0 | 0 | 0 | 0 | 0 | 0 | 0 | 0 | 0 | 0 | 0 | 0 | 0 | 0 | 0 | 0 | 0 | 0 | 0 | 0 | 0 | 0 | 0 | 0 | 0
Average | 0 | 12.7502 | 47.5284 | 34.7782 | 0 | 0 | 0 | 0 | 0 | 0 | 0 | 0 | 0 | 0 | 0 | 0 | 0 | 0 | 0 | 0 | 0 | 0 | 0 | 0 | 0 | 0 | 0 | 0 | 0 | 0 | 0 | 0 | 0 | 0 | 0 | 0 | 0 | 0 | 0 | 0 | 0 | 0 | 0 | 0 | 0 | 0 | 0 | 0 | 0 | 0 | 0 | 0 | 0 | 0 | 0 | 0 | 0 | 0 | 0 | 0 | 0 | 0 | 0
Plant in Service
Beginning of Period | 0 | 0 | 0 | 0 | 87.8239 | 87.8239 | 87.8239 | 87.8239 | 87.8239 | 87.8239 | 87.8239 | 87.8239 | 87.8239 | 87.8239 | 87.8239 | 87.8239 | 87.8239 | 87.8239 | 87.8239 | 87.8239 | 87.8239 | 87.8239 | 87.8239 | 87.8239 | 87.8239 | 87.8239 | 87.8239 | 87.8239 | 87.8239 | 87.8239 | 87.8239 | 87.8239 | 87.8239 | 87.8239 | 87.8239 | 87.8239 | 87.8239 | 87.8239 | 87.8239 | 87.8239 | 87.8239 | 87.8239 | 87.8239 | 87.8239 | 87.8239 | 87.8239 | 87.8239 | 87.8239 | 87.8239 | 87.8239 | 87.8239 | 87.8239 | 87.8239 | 0 | 0 | 0 | 0 | 0 | 0 | 0 | 0 | 0 | 0
Activity | 0 | 0 | 0 | 87.8239 | 0 | 0 | 0 | 0 | 0 | 0 | 0 | 0 | 0 | 0 | 0 | 0 | 0 | 0 | 0 | 0 | 0 | 0 | 0 | 0 | 0 | 0 | 0 | 0 | 0 | 0 | 0 | 0 | 0 | 0 | 0 | 0 | 0 | 0 | 0 | 0 | 0 | 0 | 0 | 0 | 0 | 0 | 0 | 0 | 0 | 0 | 0 | 0 | -87.8239 | 0 | 0 | 0 | 0 | 0 | 0 | 0 | 0 | 0 | 0 | 0
End of Period | 0 | 0 | 0 | 87.8239 | 87.8239 | 87.8239 | 87.8239 | 87.8239 | 87.8239 | 87.8239 | 87.8239 | 87.8239 | 87.8239 | 87.8239 | 87.8239 | 87.8239 | 87.8239 | 87.8239 | 87.8239 | 87.8239 | 87.8239 | 87.8239 | 87.8239 | 87.8239 | 87.8239 | 87.8239 | 87.8239 | 87.8239 | 87.8239 | 87.8239 | 87.8239 | 87.8239 | 87.8239 | 87.8239 | 87.8239 | 87.8239 | 87.8239 | 87.8239 | 87.8239 | 87.8239 | 87.8239 | 87.8239 | 87.8239 | 87.8239 | 87.8239 | 87.8239 | 87.8239 | 87.8239 | 87.8239 | 87.8239 | 87.8239 | 87.8239 | 0 | 0 | 0 | 0 | 0 | 0 | 0 | 0 | 0 | 0 | 0
Average | 0 | 0 | 0 | 43.912 | 87.8239 | 87.8239 | 87.8239 | 87.8239 | 87.8239 | 87.8239 | 87.8239 | 87.8239 | 87.8239 | 87.8239 | 87.8239 | 87.8239 | 87.8239 | 87.8239 | 87.8239 | 87.8239 | 87.8239 | 87.8239 | 87.8239 | 87.8239 | 87.8239 | 87.8239 | 87.8239 | 87.8239 | 87.8239 | 87.8239 | 87.8239 | 87.8239 | 87.8239 | 87.8239 | 87.8239 | 87.8239 | 87.8239 | 87.8239 | 87.8239 | 87.8239 | 87.8239 | 87.8239 | 87.8239 | 87.8239 | 87.8239 | 87.8239 | 87.8239 | 87.8239 | 87.8239 | 87.8239 | 87.8239 | 87.8239 | 43.912 | 0 | 0 | 0 | 0 | 0 | 0 | 0 | 0 | 0 | 0
Tax Depreciation
Beginning of Period | 0 | 0 | 0 | 0 | 6.5868 | 19.2668 | 30.9948 | 41.8446 | 51.8793 | 61.1623 | 69.748 | 77.6908 | 85.5282 | 93.3656 | 101.203 | 109.0404 | 116.8778 | 124.7152 | 132.5526 | 140.39 | 148.2274 | 156.0648 | 163.9023 | 171.7397 | 175.6584 | 175.6584 | 175.6584 | 175.6584 | 175.6584 | 175.6584 | 175.6584 | 175.6584 | 175.6584 | 175.6584 | 175.6584 | 175.6584 | 175.6584 | 175.6584 | 175.6584 | 175.6584 | 175.6584 | 175.6584 | 175.6584 | 175.6584 | 175.6584 | 175.6584 | 175.6584 | 175.6584 | 175.6584 | 175.6584 | 175.6584 | 175.6584 | 175.6584 | 175.6584 | 175.6584 | 175.6584 | 175.6584 | 175.6584 | 175.6584 | 175.6584 | 175.6584 | 175.6584 | 175.6584
Federal | 0 | 0 | 0 | 3.2934 | 6.34 | 5.864 | 5.4249 | 5.0174 | 4.6415 | 4.2928 | 3.9714 | 3.9187 | 3.9187 | 3.9187 | 3.9187 | 3.9187 | 3.9187 | 3.9187 | 3.9187 | 3.9187 | 3.9187 | 3.9187 | 3.9187 | 1.9594 | 0 | 0 | 0 | 0 | 0 | 0 | 0 | 0 | 0 | 0 | 0 | 0 | 0 | 0 | 0 | 0 | 0 | 0 | 0 | 0 | 0 | 0 | 0 | 0 | 0 | 0 | 0 | 0 | 0 | 0 | 0 | 0 | 0 | 0 | 0 | 0 | 0 | 0 | 0 | 87.8292
State | 0 | 0 | 0 | 3.2934 | 6.34 | 5.864 | 5.4249 | 5.0174 | 4.6415 | 4.2928 | 3.9714 | 3.9187 | 3.9187 | 3.9187 | 3.9187 | 3.9187 | 3.9187 | 3.9187 | 3.9187 | 3.9187 | 3.9187 | 3.9187 | 3.9187 | 1.9594 | 0 | 0 | 0 | 0 | 0 | 0 | 0 | 0 | 0 | 0 | 0 | 0 | 0 | 0 | 0 | 0 | 0 | 0 | 0 | 0 | 0 | 0 | 0 | 0 | 0 | 0 | 0 | 0 | 0 | 0 | 0 | 0 | 0 | 0 | 0 | 0 | 0 | 0 | 0 | 87.8292
End of Period | 0 | 0 | 0 | 6.5868 | 19.2668 | 30.9948 | 41.8446 | 51.8793 | 61.1623 | 69.748 | 77.6908 | 85.5282 | 93.3656 | 101.203 | 109.0404 | 116.8778 | 124.7152 | 132.5526 | 140.39 | 148.2274 | 156.0648 | 163.9023 | 171.7397 | 175.6584 | 175.6584 | 175.6584 | 175.6584 | 175.6584 | 175.6584 | 175.6584 | 175.6584 | 175.6584 | 175.6584 | 175.6584 | 175.6584 | 175.6584 | 175.6584 | 175.6584 | 175.6584 | 175.6584 | 175.6584 | 175.6584 | 175.6584 | 175.6584 | 175.6584 | 175.6584 | 175.6584 | 175.6584 | 175.6584 | 175.6584 | 175.6584 | 175.6584 | 175.6584 | 175.6584 | 175.6584 | 175.6584 | 175.6584 | 175.6584 | 175.6584 | 175.6584 | 175.6584 | 175.6584 | 175.6584
Average | 0 | 0 | 0 | 3.2934 | 12.9268 | 25.1308 | 36.4197 | 46.862 | 56.5208 | 65.4552 | 73.7194 | 81.6095 | 89.4469 | 97.2843 | 105.1217 | 112.9591 | 120.7965 | 128.6339 | 136.4713 | 144.3087 | 152.1461 | 159.9836 | 167.821 | 173.699 | 175.6584 | 175.6584 | 175.6584 | 175.6584 | 175.6584 | 175.6584 | 175.6584 | 175.6584 | 175.6584 | 175.6584 | 175.6584 | 175.6584 | 175.6584 | 175.6584 | 175.6584 | 175.6584 | 175.6584 | 175.6584 | 175.6584 | 175.6584 | 175.6584 | 175.6584 | 175.6584 | 175.6584 | 175.6584 | 175.6584 | 175.6584 | 175.6584 | 175.6584 | 175.6584 | 175.6584 | 175.6584 | 175.6584 | 175.6584 | 175.6584 | 175.6584 | 175.6584 | 175.6584 | 175.6584
Book Depreciation with COR
Beginning of Period | 0 | 0 | 0 | 0 | 1.7126 | 3.4251 | 5.1377 | 6.8503 | 8.5628 | 10.2754 | 11.988 | 13.7005 | 15.4131 | 17.1257 | 18.8382 | 20.5508 | 22.2634 | 23.9759 | 25.6885 | 27.4011 | 29.1136 | 30.8262 | 32.5388 | 34.2513 | 35.9639 | 37.6765 | 39.389 | 41.1016 | 42.8142 | 44.5267 | 46.2393 | 47.9519 | 49.6644 | 51.377 | 53.0896 | 54.8021 | 56.5147 | 58.2273 | 59.9398 | 61.6524 | 63.365 | 65.0775 | 66.7901 | 68.5027 | 70.2152 | 71.9278 | 73.6404 | 75.3529 | 77.0655 | 78.778 | 80.4906 | 82.2032 | 83.9157 | 0 | 0 | 0 | 0 | 0 | 0 | 0 | 0 | 0 | 0
Activity | 0 | 0 | 0 | 1.7126 | 1.7126 | 1.7126 | 1.7126 | 1.7126 | 1.7126 | 1.7126 | 1.7126 | 1.7126 | 1.7126 | 1.7126 | 1.7126 | 1.7126 | 1.7126 | 1.7126 | 1.7126 | 1.7126 | 1.7126 | 1.7126 | 1.7126 | 1.7126 | 1.7126 | 1.7126 | 1.7126 | 1.7126 | 1.7126 | 1.7126 | 1.7126 | 1.7126 | 1.7126 | 1.7126 | 1.7126 | 1.7126 | 1.7126 | 1.7126 | 1.7126 | 1.7126 | 1.7126 | 1.7126 | 1.7126 | 1.7126 | 1.7126 | 1.7126 | 1.7126 | 1.7126 | 1.7126 | 1.7126 | 1.7126 | 1.7126 | 1.7126 | 0 | 0 | 0 | 0 | 0 | 0 | 0 | 0 | 0 | 0 | 85.6283
Book Depreciation Related to Retired PIS | [49 empty] | 0 | 0 | 0 | -85.6283 | 0 | 0 | 0 | 0 | 0 | 0 | 0 | 0 | 0 |  | -85.6283
End of Period | 0 | 0 | 0 | 1.7126 | 3.4251 | 5.1377 | 6.8503 | 8.5628 | 10.2754 | 11.988 | 13.7005 | 15.4131 | 17.1257 | 18.8382 | 20.5508 | 22.2634 | 23.9759 | 25.6885 | 27.4011 | 29.1136 | 30.8262 | 32.5388 | 34.2513 | 35.9639 | 37.6765 | 39.389 | 41.1016 | 42.8142 | 44.5267 | 46.2393 | 47.9519 | 49.6644 | 51.377 | 53.0896 | 54.8021 | 56.5147 | 58.2273 | 59.9398 | 61.6524 | 63.365 | 65.0775 | 66.7901 | 68.5027 | 70.2152 | 71.9278 | 73.6404 | 75.3529 | 77.0655 | 78.778 | 80.4906 | 82.2032 | 83.9157 | 0 | 0 | 0 | 0 | 0 | 0 | 0 | 0 | 0 | 0 | 0
Average | 0 | 0 | 0 | 0.85628 | 2.5688 | 4.2814 | 5.994 | 7.7065 | 9.4191 | 11.1317 | 12.8442 | 14.5568 | 16.2694 | 17.9819 | 19.6945 | 21.4071 | 23.1196 | 24.8322 | 26.5448 | 28.2573 | 29.9699 | 31.6825 | 33.395 | 35.1076 | 36.8202 | 38.5327 | 40.2453 | 41.9579 | 43.6704 | 45.383 | 47.0956 | 48.8081 | 50.5207 | 52.2333 | 53.9458 | 55.6584 | 57.371 | 59.0835 | 60.7961 | 62.5087 | 64.2212 | 65.9338 | 67.6464 | 69.3589 | 71.0715 | 72.7841 | 74.4966 | 76.2092 | 77.9218 | 79.6343 | 81.3469 | 83.0595 | 41.9579 | 0 | 0 | 0 | 0 | 0 | 0 | 0 | 0 | 0 | 0
Federal Deferred Tax Balance, Net of Tax
Beginning of Period | 0 | 0 | 0 | 0 | 0.53792 | 2.1422 | 3.5798 | 4.8637 | 6.005 | 7.0148 | 7.9025 | 8.6777 | 9.4345 | 10.1913 | 10.9481 | 11.7049 | 12.4616 | 13.2184 | 13.9752 | 14.732 | 15.4888 | 16.2455 | 17.0023 | 17.7591 | 17.8301 | 17.2153 | 16.6006 | 15.9858 | 15.371 | 14.7563 | 14.1415 | 13.5267 | 12.912 | 12.2972 | 11.6824 | 11.0677 | 10.4529 | 9.8381 | 9.2234 | 8.6086 | 7.9938 | 7.3791 | 6.7643 | 6.1495 | 5.5348 | 4.92 | 4.3052 | 3.6904 | 3.0757 | 2.4609 | 1.8461 | 1.2314 | 0.61661 | 0.0018443 | 0.0018443 | 0.0018443 | 0.0018443 | 0.0018443 | 0.0018443 | 0.0018443 | 0.0018443 | 0.0018443 | 0.0018443
Activity | 0 | 0 | 0 | 0.53792 | 1.6042 | 1.4376 | 1.2839 | 1.1413 | 1.0098 | 0.88772 | 0.77522 | 0.75678 | 0.75678 | 0.75678 | 0.75678 | 0.75678 | 0.75678 | 0.75678 | 0.75678 | 0.75678 | 0.75678 | 0.75678 | 0.75678 | 0.071006 | -0.61477 | -0.61477 | -0.61477 | -0.61477 | -0.61477 | -0.61477 | -0.61477 | -0.61477 | -0.61477 | -0.61477 | -0.61477 | -0.61477 | -0.61477 | -0.61477 | -0.61477 | -0.61477 | -0.61477 | -0.61477 | -0.61477 | -0.61477 | -0.61477 | -0.61477 | -0.61477 | -0.61477 | -0.61477 | -0.61477 | -0.61477 | -0.61477 | -0.61477 | 0 | 0 | 0 | 0 | 0 | 0 | 0 | 0 | 0 | 0 | 0.0018443
End of Period | 0 | 0 | 0 | 0.53792 | 2.1422 | 3.5798 | 4.8637 | 6.005 | 7.0148 | 7.9025 | 8.6777 | 9.4345 | 10.1913 | 10.9481 | 11.7049 | 12.4616 | 13.2184 | 13.9752 | 14.732 | 15.4888 | 16.2455 | 17.0023 | 17.7591 | 17.8301 | 17.2153 | 16.6006 | 15.9858 | 15.371 | 14.7563 | 14.1415 | 13.5267 | 12.912 | 12.2972 | 11.6824 | 11.0677 | 10.4529 | 9.8381 | 9.2234 | 8.6086 | 7.9938 | 7.3791 | 6.7643 | 6.1495 | 5.5348 | 4.92 | 4.3052 | 3.6904 | 3.0757 | 2.4609 | 1.8461 | 1.2314 | 0.61661 | 0.0018443 | 0.0018443 | 0.0018443 | 0.0018443 | 0.0018443 | 0.0018443 | 0.0018443 | 0.0018443 | 0.0018443 | 0.0018443 | 0.0018443
Average | 0 | 0 | 0 | 0.26896 | 1.34 | 2.861 | 4.2218 | 5.4344 | 6.5099 | 7.4587 | 8.2901 | 9.0561 | 9.8129 | 10.5697 | 11.3265 | 12.0833 | 12.84 | 13.5968 | 14.3536 | 15.1104 | 15.8671 | 16.6239 | 17.3807 | 17.7946 | 17.5227 | 16.9079 | 16.2932 | 15.6784 | 15.0636 | 14.4489 | 13.8341 | 13.2193 | 12.6046 | 11.9898 | 11.375 | 10.7603 | 10.1455 | 9.5307 | 8.916 | 8.3012 | 7.6864 | 7.0717 | 6.4569 | 5.8421 | 5.2274 | 4.6126 | 3.9978 | 3.3831 | 2.7683 | 2.1535 | 1.5388 | 0.924 | 0.30923 | 0.0018443 | 0.0018443 | 0.0018443 | 0.0018443 | 0.0018443 | 0.0018443 | 0.0018443 | 0.0018443 | 0.0018443 | 0.0018443
State Deferred Tax Balance
Beginning of Period | 0 | 0 | 0 | 0 | 0.0999 | 0.39783 | 0.66482 | 0.90326 | 1.1152 | 1.3027 | 1.4676 | 1.6116 | 1.7521 | 1.8927 | 2.0332 | 2.1738 | 2.3143 | 2.4548 | 2.5954 | 2.7359 | 2.8765 | 3.017 | 3.1576 | 3.2981 | 3.3113 | 3.1971 | 3.083 | 2.9688 | 2.8546 | 2.7404 | 2.6263 | 2.5121 | 2.3979 | 2.2838 | 2.1696 | 2.0554 | 1.9413 | 1.8271 | 1.7129 | 1.5987 | 1.4846 | 1.3704 | 1.2562 | 1.1421 | 1.0279 | 0.91371 | 0.79954 | 0.68537 | 0.5712 | 0.45703 | 0.34286 | 0.22868 | 0.11451 | 0.00034251 | 0.00034251 | 0.00034251 | 0.00034251 | 0.00034251 | 0.00034251 | 0.00034251 | 0.00034251 | 0.00034251 | 0.00034251
Activity | 0 | 0 | 0 | 0.0999 | 0.29793 | 0.26699 | 0.23845 | 0.21196 | 0.18753 | 0.16486 | 0.14397 | 0.14054 | 0.14054 | 0.14054 | 0.14054 | 0.14054 | 0.14054 | 0.14054 | 0.14054 | 0.14054 | 0.14054 | 0.14054 | 0.14054 | 0.013187 | -0.11417 | -0.11417 | -0.11417 | -0.11417 | -0.11417 | -0.11417 | -0.11417 | -0.11417 | -0.11417 | -0.11417 | -0.11417 | -0.11417 | -0.11417 | -0.11417 | -0.11417 | -0.11417 | -0.11417 | -0.11417 | -0.11417 | -0.11417 | -0.11417 | -0.11417 | -0.11417 | -0.11417 | -0.11417 | -0.11417 | -0.11417 | -0.11417 | -0.11417 | 0 | 0 | 0 | 0 | 0 | 0 | 0 | 0 | 0 | 0 | 0.00034251
End of Period | 0 | 0 | 0 | 0.0999 | 0.39783 | 0.66482 | 0.90326 | 1.1152 | 1.3027 | 1.4676 | 1.6116 | 1.7521 | 1.8927 | 2.0332 | 2.1738 | 2.3143 | 2.4548 | 2.5954 | 2.7359 | 2.8765 | 3.017 | 3.1576 | 3.2981 | 3.3113 | 3.1971 | 3.083 | 2.9688 | 2.8546 | 2.7404 | 2.6263 | 2.5121 | 2.3979 | 2.2838 | 2.1696 | 2.0554 | 1.9413 | 1.8271 | 1.7129 | 1.5987 | 1.4846 | 1.3704 | 1.2562 | 1.1421 | 1.0279 | 0.91371 | 0.79954 | 0.68537 | 0.5712 | 0.45703 | 0.34286 | 0.22868 | 0.11451 | 0.00034251 | 0.00034251 | 0.00034251 | 0.00034251 | 0.00034251 | 0.00034251 | 0.00034251 | 0.00034251 | 0.00034251 | 0.00034251 | 0.00034251
Average | 0 | 0 | 0 | 0.04995 | 0.24886 | 0.53132 | 0.78404 | 1.0092 | 1.209 | 1.3852 | 1.5396 | 1.6819 | 1.8224 | 1.9629 | 2.1035 | 2.244 | 2.3846 | 2.5251 | 2.6657 | 2.8062 | 2.9468 | 3.0873 | 3.2278 | 3.3047 | 3.2542 | 3.14 | 3.0259 | 2.9117 | 2.7975 | 2.6834 | 2.5692 | 2.455 | 2.3408 | 2.2267 | 2.1125 | 1.9983 | 1.8842 | 1.77 | 1.6558 | 1.5417 | 1.4275 | 1.3133 | 1.1991 | 1.085 | 0.9708 | 0.85663 | 0.74245 | 0.62828 | 0.51411 | 0.39994 | 0.28577 | 0.1716 | 0.057428 | 0.00034251 | 0.00034251 | 0.00034251 | 0.00034251 | 0.00034251 | 0.00034251 | 0.00034251 | 0.00034251 | 0.00034251 | 0.00034251
Net Rate Base - Average | 0 | 0 | 0 | 42.7368 | 83.6662 | 80.1502 | 76.8241 | 73.6737 | 70.6859 | 67.8484 | 65.1499 | 62.5291 | 59.9192 | 57.3093 | 54.6994 | 52.0895 | 49.4797 | 46.8698 | 44.2599 | 41.65 | 39.0401 | 36.4302 | 33.8203 | 31.617 | 30.2268 | 29.2432 | 28.2595 | 27.2759 | 26.2923 | 25.3087 | 24.325 | 23.3414 | 22.3578 | 21.3742 | 20.3905 | 19.4069 | 18.4233 | 17.4396 | 16.456 | 15.4724 | 14.4888 | 13.5051 | 12.5215 | 11.5379 | 10.5542 | 9.5706 | 8.587 | 7.6034 | 6.6197 | 5.6361 | 4.6525 | 3.6689 | 1.5874 | -0.0021868 | -0.0021868 | -0.0021868 | -0.0021868 | -0.0021868 | -0.0021868 | -0.0021868 | -0.0021868 | -0.0021868 | -0.0021868
EXPENSES
Income Tax - Removal Cost | 0 | 0 | 0 | -0.029642 | -0.029642 | -0.029642 | -0.029642 | -0.029642 | -0.029642 | -0.029642 | -0.029642 | -0.029642 | -0.029642 | -0.029642 | -0.029642 | -0.029642 | -0.029642 | -0.029642 | -0.029642 | -0.029642 | -0.029642 | -0.029642 | -0.029642 | -0.029642 | -0.029642 | -0.029642 | -0.029642 | -0.029642 | -0.029642 | -0.029642 | -0.029642 | -0.029642 | -0.029642 | -0.029642 | -0.029642 | -0.029642 | -0.029642 | -0.029642 | -0.029642 | -0.029642 | -0.029642 | -0.029642 | -0.029642 | -0.029642 | -0.029642 | -0.029642 | -0.029642 | -0.029642 | -0.029642 | -0.029642 | -0.029642 | -0.029642 | -0.029642 | 0 | 0 | 0 | 0 | 0 | 0 | 0 | 0 | 0 | 0 | -1.4821
Book Depreciation | 0 | 0 | 0 | 1.7126 | 1.7126 | 1.7126 | 1.7126 | 1.7126 | 1.7126 | 1.7126 | 1.7126 | 1.7126 | 1.7126 | 1.7126 | 1.7126 | 1.7126 | 1.7126 | 1.7126 | 1.7126 | 1.7126 | 1.7126 | 1.7126 | 1.7126 | 1.7126 | 1.7126 | 1.7126 | 1.7126 | 1.7126 | 1.7126 | 1.7126 | 1.7126 | 1.7126 | 1.7126 | 1.7126 | 1.7126 | 1.7126 | 1.7126 | 1.7126 | 1.7126 | 1.7126 | 1.7126 | 1.7126 | 1.7126 | 1.7126 | 1.7126 | 1.7126 | 1.7126 | 1.7126 | 1.7126 | 1.7126 | 1.7126 | 1.7126 | 1.7126 | 0 | 0 | 0 | 0 | 0 | 0 | 0 | 0 | 0 | 0 | 85.6283
Property Taxes | 0 | 0 | 0 | 4.3912 | 4.3912 | 4.3912 | 4.3912 | 4.3912 | 4.3912 | 4.3912 | 4.3912 | 4.3912 | 4.3912 | 4.3912 | 4.3912 | 4.3912 | 4.3912 | 4.3912 | 4.3912 | 4.3912 | 4.3912 | 4.3912 | 4.3912 | 4.3912 | 4.3912 | 4.3912 | 4.3912 | 4.3912 | 4.3912 | 4.3912 | 4.3912 | 4.3912 | 4.3912 | 4.3912 | 4.3912 | 4.3912 | 4.3912 | 4.3912 | 4.3912 | 4.3912 | 4.3912 | 4.3912 | 4.3912 | 4.3912 | 4.3912 | 4.3912 | 4.3912 | 4.3912 | 4.3912 | 4.3912 | 4.3912 | 4.3912 | 0 | 0 | 0 | 0 | 0 | 0 | 0 | 0 | 0 | 0 | 0 | 215.1686
Total Expenses | 0 | 0 | 0 | 6.0741 | 6.0741 | 6.0741 | 6.0741 | 6.0741 | 6.0741 | 6.0741 | 6.0741 | 6.0741 | 6.0741 | 6.0741 | 6.0741 | 6.0741 | 6.0741 | 6.0741 | 6.0741 | 6.0741 | 6.0741 | 6.0741 | 6.0741 | 6.0741 | 6.0741 | 6.0741 | 6.0741 | 6.0741 | 6.0741 | 6.0741 | 6.0741 | 6.0741 | 6.0741 | 6.0741 | 6.0741 | 6.0741 | 6.0741 | 6.0741 | 6.0741 | 6.0741 | 6.0741 | 6.0741 | 6.0741 | 6.0741 | 6.0741 | 6.0741 | 6.0741 | 6.0741 | 6.0741 | 6.0741 | 6.0741 | 6.0741 | 1.6829 | 0 | 0 | 0 | 0 | 0 | 0 | 0 | 0 | 0 | 0 | 299.3148
REVENUE REQUIREMENT
Net Rate Base | 0 | 0 | 0 | 42.7368 | 83.6662 | 80.1502 | 76.8241 | 73.6737 | 70.6859 | 67.8484 | 65.1499 | 62.5291 | 59.9192 | 57.3093 | 54.6994 | 52.0895 | 49.4797 | 46.8698 | 44.2599 | 41.65 | 39.0401 | 36.4302 | 33.8203 | 31.617 | 30.2268 | 29.2432 | 28.2595 | 27.2759 | 26.2923 | 25.3087 | 24.325 | 23.3414 | 22.3578 | 21.3742 | 20.3905 | 19.4069 | 18.4233 | 17.4396 | 16.456 | 15.4724 | 14.4888 | 13.5051 | 12.5215 | 11.5379 | 10.5542 | 9.5706 | 8.587 | 7.6034 | 6.6197 | 5.6361 | 4.6525 | 3.6689 | 1.5874 | -0.0021868 | -0.0021868 | -0.0021868 | -0.0021868 | -0.0021868 | -0.0021868 | -0.0021868 | -0.0021868 | -0.0021868 | -0.0021868 | 1646.5535
ROR | 9.98% | 9.98% | 9.7% | 9.7% | 9.7% | 9.7% | 9.7% | 9.7% | 9.7% | 9.7% | 9.7% | 9.7% | 9.7% | 9.7% | 9.7% | 9.7% | 9.7% | 9.7% | 9.7% | 9.7% | 9.7% | 9.7% | 9.7% | 9.7% | 9.7% | 9.7% | 9.7% | 9.7% | 9.7% | 9.7% | 9.7% | 9.7% | 9.7% | 9.7% | 9.7% | 9.7% | 9.7% | 9.7% | 9.7% | 9.7% | 9.7% | 9.7% | 9.7% | 9.7% | 9.7% | 9.7% | 9.7% | 9.7% | 9.7% | 9.7% | 9.7% | 9.7% | 9.7% | 9.7% | 9.7% | 9.7% | 9.7% | 9.7% | 9.7% | 9.7% | 9.7% | 9.7% | 9.7%
Earnings Base | 0 | 0 | 0 | 4.1455 | 8.1156 | 7.7746 | 7.4519 | 7.1464 | 6.8565 | 6.5813 | 6.3195 | 6.0653 | 5.8122 | 5.559 | 5.3058 | 5.0527 | 4.7995 | 4.5464 | 4.2932 | 4.04 | 3.7869 | 3.5337 | 3.2806 | 3.0668 | 2.932 | 2.8366 | 2.7412 | 2.6458 | 2.5504 | 2.4549 | 2.3595 | 2.2641 | 2.1687 | 2.0733 | 1.9779 | 1.8825 | 1.7871 | 1.6916 | 1.5962 | 1.5008 | 1.4054 | 1.31 | 1.2146 | 1.1192 | 1.0238 | 0.92835 | 0.83294 | 0.73753 | 0.64211 | 0.5467 | 0.45129 | 0.35588 | 0.15398 | -0.00021212 | -0.00021212 | -0.00021212 | -0.00021212 | -0.00021212 | -0.00021212 | -0.00021212 | -0.00021212 | -0.00021212 | -0.00021212
Earnings - Expense | 0 | 0 | 0 | 6.0741 | 6.0741 | 6.0741 | 6.0741 | 6.0741 | 6.0741 | 6.0741 | 6.0741 | 6.0741 | 6.0741 | 6.0741 | 6.0741 | 6.0741 | 6.0741 | 6.0741 | 6.0741 | 6.0741 | 6.0741 | 6.0741 | 6.0741 | 6.0741 | 6.0741 | 6.0741 | 6.0741 | 6.0741 | 6.0741 | 6.0741 | 6.0741 | 6.0741 | 6.0741 | 6.0741 | 6.0741 | 6.0741 | 6.0741 | 6.0741 | 6.0741 | 6.0741 | 6.0741 | 6.0741 | 6.0741 | 6.0741 | 6.0741 | 6.0741 | 6.0741 | 6.0741 | 6.0741 | 6.0741 | 6.0741 | 6.0741 | 1.6829 | 0 | 0 | 0 | 0 | 0 | 0 | 0 | 0 | 0 | 0 | 299.3148
Total Earnings Effect | 0 | 0 | 0 | 10.2196 | 14.1897 | 13.8487 | 13.5261 | 13.2205 | 12.9307 | 12.6554 | 12.3937 | 12.1394 | 11.8863 | 11.6331 | 11.38 | 11.1268 | 10.8736 | 10.6205 | 10.3673 | 10.1142 | 9.861 | 9.6078 | 9.3547 | 9.141 | 9.0061 | 8.9107 | 8.8153 | 8.7199 | 8.6245 | 8.5291 | 8.4336 | 8.3382 | 8.2428 | 8.1474 | 8.052 | 7.9566 | 7.8612 | 7.7658 | 7.6704 | 7.5749 | 7.4795 | 7.3841 | 7.2887 | 7.1933 | 7.0979 | 7.0025 | 6.9071 | 6.8116 | 6.7162 | 6.6208 | 6.5254 | 6.43 | 1.8369 | -0.00021212 | -0.00021212 | -0.00021212 | -0.00021212 | -0.00021212 | -0.00021212 | -0.00021212 | -0.00021212 | -0.00021212 | -0.00021212
Gross-Up Factor | 1.0354 | 1.0354 | 1.0354 | 1.0354 | 1.0354 | 1.0354 | 1.0354 | 1.0354 | 1.0354 | 1.0354 | 1.0354 | 1.0354 | 1.0354 | 1.0354 | 1.0354 | 1.0354 | 1.0354 | 1.0354 | 1.0354 | 1.0354 | 1.0354 | 1.0354 | 1.0354 | 1.0354 | 1.0354 | 1.0354 | 1.0354 | 1.0354 | 1.0354 | 1.0354 | 1.0354 | 1.0354 | 1.0354 | 1.0354 | 1.0354 | 1.0354 | 1.0354 | 1.0354 | 1.0354 | 1.0354 | 1.0354 | 1.0354 | 1.0354 | 1.0354 | 1.0354 | 1.0354 | 1.0354 | 1.0354 | 1.0354 | 1.0354 | 1.0354 | 1.0354 | 1.0354 | 1.0354 | 1.0354 | 1.0354 | 1.0354 | 1.0354 | 1.0354 | 1.0354 | 1.0354 | 1.0354 | 1.0354
Revenue requirement | 0 | 0 | 0 | 10.5809 | 14.6914 | 14.3383 | 14.0043 | 13.6879 | 13.3878 | 13.1029 | 12.8319 | 12.5687 | 12.3066 | 12.0444 | 11.7823 | 11.5202 | 11.2581 | 10.996 | 10.7339 | 10.4718 | 10.2097 | 9.9476 | 9.6854 | 9.4642 | 9.3246 | 9.2258 | 9.127 | 9.0282 | 8.9294 | 8.8306 | 8.7318 | 8.6331 | 8.5343 | 8.4355 | 8.3367 | 8.2379 | 8.1391 | 8.0403 | 7.9416 | 7.8428 | 7.744 | 7.6452 | 7.5464 | 7.4476 | 7.3488 | 7.2501 | 7.1513 | 7.0525 | 6.9537 | 6.8549 | 6.7561 | 6.6573 | 1.9019 | -0.00021962 | -0.00021962 | -0.00021962 | -0.00021962 | -0.00021962 | -0.00021962 | -0.00021962 | -0.00021962 | -0.00021962 | -0.00021962 | 475.2606
Depreciation Calculations
Tax Depreciation - Federal
Cost of new equipment in service basis | 0 | 0 | 0 | 87.8239 | 0 | 0 | 0 | 0 | 0 | 0 | 0 | 0 | 0 | 0 | 0 | 0 | 0 | 0 | 0 | 0 | 0 | 0 | 0 | 0 | 0 | 0 | 0 | 0 | 0 | 0 | 0 | 0 | 0 | 0 | 0 | 0 | 0 | 0 | 0 | 0 | 0 | 0 | 0 | 0 | 0 | 0 | 0 | 0 | 0 | 0 | 0 | 0 | -87.8239 | 0 | 0 | 0 | 0 | 0 | 0 | 0 | 0
Bonus Depreciation (N/A) | 0 | 0 | 0 | 0 | 0 | 0 | 0 | 0 | 0 | 0 | 0 | 0 | 0 | 0 | 0 | 0 | 0 | 0 | 0 | 0 | 0 | 0 | 0 | 0 | 0 | 0 | 0 | 0 | 0 | 0 | 0 | 0 | 0 | 0 | 0 | 0 | 0 | 0 | 0 | 0 | 0 | 0 | 0 | 0 | 0 | 0 | 0 | 0 | 0 | 0 | 0 | 0 | 0 | 0 | 0 | 0 | 0 | 0 | 0 | 0 | 0
Regular Depreciation basis (Cumulative) | 0 | 0 | 0 | 87.8239 | 87.8239 | 87.8239 | 87.8239 | 87.8239 | 87.8239 | 87.8239 | 87.8239 | 87.8239 | 87.8239 | 87.8239 | 87.8239 | 87.8239 | 87.8239 | 87.8239 | 87.8239 | 87.8239 | 87.8239 | 87.8239 | 87.8239 | 87.8239 | 87.8239 | 87.8239 | 87.8239 | 87.8239 | 87.8239 | 87.8239 | 87.8239 | 87.8239 | 87.8239 | 87.8239 | 87.8239 | 87.8239 | 87.8239 | 87.8239 | 87.8239 | 87.8239 | 87.8239 | 87.8239 | 87.8239 | 87.8239 | 87.8239 | 87.8239 | 87.8239 | 87.8239 | 87.8239 | 87.8239 | 87.8239 | 87.8239 | 0 | 0 | 0 | 0 | 0 | 0 | 0 | 0 | 0 | 0 | 0
RegularDepreciation |  |  |  | 3.2934 | 6.34 | 5.864 | 5.4249 | 5.0174 | 4.6415 | 4.2928 | 3.9714 | 3.9187 | 3.9187 | 3.9187 | 3.9187 | 3.9187 | 3.9187 | 3.9187 | 3.9187 | 3.9187 | 3.9187 | 3.9187 | 3.9187 | 1.9594 | [39 empty] | 87.8292
Total Depreciation for year | 0 | 0 | 0 | 3.2934 | 6.34 | 5.864 | 5.4249 | 5.0174 | 4.6415 | 4.2928 | 3.9714 | 3.9187 | 3.9187 | 3.9187 | 3.9187 | 3.9187 | 3.9187 | 3.9187 | 3.9187 | 3.9187 | 3.9187 | 3.9187 | 3.9187 | 1.9594 | 0 | 0 | 0 | 0 | 0 | 0 | 0 | 0 | 0 | 0 | 0 | 0 | 0 | 0 | 0 | 0 | 0 | 0 | 0 | 0 | 0 | 0 | 0 | 0 | 0 | 0 | 0 | 0 | 0 | 0 | 0 | 0 | 0 | 0 | 0 | 0 | 0
Tax Depreciation - State
Cost of new equipment in service basis | 0 | 0 | 0 | 87.8239 | 0 | 0 | 0 | 0 | 0 | 0 | 0 | 0 | 0 | 0 | 0 | 0 | 0 | 0 | 0 | 0 | 0 | 0 | 0 | 0 | 0 | 0 | 0 | 0 | 0 | 0 | 0 | 0 | 0 | 0 | 0 | 0 | 0 | 0 | 0 | 0 | 0 | 0 | 0 | 0 | 0 | 0 | 0 | 0 | 0 | 0 | 0 | 0 | -87.8239 | 0 | 0 | 0 | 0 | 0 | 0 | 0 | 0 | 0 | 0
Bonus Depreciation (N/A) | 0 | 0 | 0 | 0 | 0 | 0 | 0 | 0 | 0 | 0 | 0 | 0 | 0 | 0 | 0 | 0 | 0 | 0 | 0 | 0 | 0 | 0 | 0 | 0 | 0 | 0 | 0 | 0 | 0 | 0 | 0 | 0 | 0 | 0 | 0 | 0 | 0 | 0 | 0 | 0 | 0 | 0 | 0 | 0 | 0 | 0 | 0 | 0 | 0 | 0 | 0 | 0 | 0 | 0 | 0 | 0 | 0 | 0 | 0 | 0 | 0 | 0 | 0
Regular Depreciation basis (Cumulative) | 0 | 0 | 0 | 87.8239 | 87.8239 | 87.8239 | 87.8239 | 87.8239 | 87.8239 | 87.8239 | 87.8239 | 87.8239 | 87.8239 | 87.8239 | 87.8239 | 87.8239 | 87.8239 | 87.8239 | 87.8239 | 87.8239 | 87.8239 | 87.8239 | 87.8239 | 87.8239 | 87.8239 | 87.8239 | 87.8239 | 87.8239 | 87.8239 | 87.8239 | 87.8239 | 87.8239 | 87.8239 | 87.8239 | 87.8239 | 87.8239 | 87.8239 | 87.8239 | 87.8239 | 87.8239 | 87.8239 | 87.8239 | 87.8239 | 87.8239 | 87.8239 | 87.8239 | 87.8239 | 87.8239 | 87.8239 | 87.8239 | 87.8239 | 87.8239 | 0 | 0 | 0 | 0 | 0 | 0 | 0 | 0 | 0 | 0 | 0
RegularDepreciation | 0 | 0 | 0 | 3.2934 | 6.34 | 5.864 | 5.4249 | 5.0174 | 4.6415 | 4.2928 | 3.9714 | 3.9187 | 3.9187 | 3.9187 | 3.9187 | 3.9187 | 3.9187 | 3.9187 | 3.9187 | 3.9187 | 3.9187 | 3.9187 | 3.9187 | 1.9594 | 0 | 0 | 0 | 0 | 0 | 0 | 0 | 0 | 0 | 0 | 0 | 0 | 0 | 0 | 0 | 0 | 0 | 0 | 0 | 0 | 0 | 0 | 0 | 0 | 0 | 0 | 0 | 0 | 0 | 0 | 0 | 0 | 0 | 0 | 0 | 0 | 0 | 0 | 0 | 87.8292
Total Depreciation for year | 0 | 0 | 0 | 3.2934 | 6.34 | 5.864 | 5.4249 | 5.0174 | 4.6415 | 4.2928 | 3.9714 | 3.9187 | 3.9187 | 3.9187 | 3.9187 | 3.9187 | 3.9187 | 3.9187 | 3.9187 | 3.9187 | 3.9187 | 3.9187 | 3.9187 | 1.9594 | 0 | 0 | 0 | 0 | 0 | 0 | 0 | 0 | 0 | 0 | 0 | 0 | 0 | 0 | 0 | 0 | 0 | 0 | 0 | 0 | 0 | 0 | 0 | 0 | 0 | 0 | 0 | 0 | 0 | 0 | 0 | 0 | 0 | 0 | 0 | 0 | 0 | 0 | 0
Book Depreciation with COR
2014 | 0 | 0 | 0 | 0 | 0 | 0 | 0 | 0 | 0 | 0 | 0 | 0 | 0 | 0 | 0 | 0 | 0 | 0 | 0 | 0 | 0 | 0 | 0 | 0 | 0 | 0 | 0 | 0 | 0 | 0 | 0 | 0 | 0 | 0 | 0 | 0 | 0 | 0 | 0 | 0 | 0 | 0 | 0 | 0 | 0 | 0 | 0 | 0 | 0 | 0 | [13 empty] | 0
2015 |  | 0 | 0 | 0 | 0 | 0 | 0 | 0 | 0 | 0 | 0 | 0 | 0 | 0 | 0 | 0 | 0 | 0 | 0 | 0 | 0 | 0 | 0 | 0 | 0 | 0 | 0 | 0 | 0 | 0 | 0 | 0 | 0 | 0 | 0 | 0 | 0 | 0 | 0 | 0 | 0 | 0 | 0 | 0 | 0 | 0 | 0 | 0 | 0 | 0 | 0 | [12 empty] | 0 | check - total PIS
2016 |  |  | 0 | 0 | 0 | 0 | 0 | 0 | 0 | 0 | 0 | 0 | 0 | 0 | 0 | 0 | 0 | 0 | 0 | 0 | 0 | 0 | 0 | 0 | 0 | 0 | 0 | 0 | 0 | 0 | 0 | 0 | 0 | 0 | 0 | 0 | 0 | 0 | 0 | 0 | 0 | 0 | 0 | 0 | 0 | 0 | 0 | 0 | 0 | 0 | 0 | 0 | [11 empty] | 0 | 0
2017 |  |  |  | 1.7126 | 1.7126 | 1.7126 | 1.7126 | 1.7126 | 1.7126 | 1.7126 | 1.7126 | 1.7126 | 1.7126 | 1.7126 | 1.7126 | 1.7126 | 1.7126 | 1.7126 | 1.7126 | 1.7126 | 1.7126 | 1.7126 | 1.7126 | 1.7126 | 1.7126 | 1.7126 | 1.7126 | 1.7126 | 1.7126 | 1.7126 | 1.7126 | 1.7126 | 1.7126 | 1.7126 | 1.7126 | 1.7126 | 1.7126 | 1.7126 | 1.7126 | 1.7126 | 1.7126 | 1.7126 | 1.7126 | 1.7126 | 1.7126 | 1.7126 | 1.7126 | 1.7126 | 1.7126 | 1.7126 | 1.7126 | 1.7126 | 1.7126 | [10 empty] | 85.6283 | 85.6283
2018 |  |  |  |  | 0 | 0 | 0 | 0 | 0 | 0 | 0 | 0 | 0 | 0 | 0 | 0 | 0 | 0 | 0 | 0 | 0 | 0 | 0 | 0 | 0 | 0 | 0 | 0 | 0 | 0 | 0 | 0 | 0 | 0 | 0 | 0 | 0 | 0 | 0 | 0 | 0 | 0 | 0 | 0 | 0 | 0 | 0 | 0 | 0 | 0 | 0 | 0 | 0 | 0 | [9 empty] | 0
2019 | [5 empty] | 0 | 0 | 0 | 0 | 0 | 0 | 0 | 0 | 0 | 0 | 0 | 0 | 0 | 0 | 0 | 0 | 0 | 0 | 0 | 0 | 0 | 0 | 0 | 0 | 0 | 0 | 0 | 0 | 0 | 0 | 0 | 0 | 0 | 0 | 0 | 0 | 0 | 0 | 0 | 0 | 0 | 0 | 0 | 0 | 0 | 0 | 0 | 0 | 0 | 0 | [8 empty] | 0 | 0
2020 | [6 empty] | 0 | 0 | 0 | 0 | 0 | 0 | 0 | 0 | 0 | 0 | 0 | 0 | 0 | 0 | 0 | 0 | 0 | 0 | 0 | 0 | 0 | 0 | 0 | 0 | 0 | 0 | 0 | 0 | 0 | 0 | 0 | 0 | 0 | 0 | 0 | 0 | 0 | 0 | 0 | 0 | 0 | 0 | 0 | 0 | 0 | 0 | 0 | 0 | 0 | 0 | [7 empty] | 0
2021 | [7 empty] | 0 | 0 | 0 | 0 | 0 | 0 | 0 | 0 | 0 | 0 | 0 | 0 | 0 | 0 | 0 | 0 | 0 | 0 | 0 | 0 | 0 | 0 | 0 | 0 | 0 | 0 | 0 | 0 | 0 | 0 | 0 | 0 | 0 | 0 | 0 | 0 | 0 | 0 | 0 | 0 | 0 | 0 | 0 | 0 | 0 | 0 | 0 | 0 | 0 | 0 | [6 empty] | 0
2022 | [8 empty] | 0 | 0 | 0 | 0 | 0 | 0 | 0 | 0 | 0 | 0 | 0 | 0 | 0 | 0 | 0 | 0 | 0 | 0 | 0 | 0 | 0 | 0 | 0 | 0 | 0 | 0 | 0 | 0 | 0 | 0 | 0 | 0 | 0 | 0 | 0 | 0 | 0 | 0 | 0 | 0 | 0 | 0 | 0 | 0 | 0 | 0 | 0 | 0 | 0 | 0 | [5 empty] | 0
2023 | [9 empty] | 0 | 0 | 0 | 0 | 0 | 0 | 0 | 0 | 0 | 0 | 0 | 0 | 0 | 0 | 0 | 0 | 0 | 0 | 0 | 0 | 0 | 0 | 0 | 0 | 0 | 0 | 0 | 0 | 0 | 0 | 0 | 0 | 0 | 0 | 0 | 0 | 0 | 0 | 0 | 0 | 0 | 0 | 0 | 0 | 0 | 0 | 0 | 0 | 0 | 0 |  |  |  |  | 0
2024 | [10 empty] | 0 | 0 | 0 | 0 | 0 | 0 | 0 | 0 | 0 | 0 | 0 | 0 | 0 | 0 | 0 | 0 | 0 | 0 | 0 | 0 | 0 | 0 | 0 | 0 | 0 | 0 | 0 | 0 | 0 | 0 | 0 | 0 | 0 | 0 | 0 | 0 | 0 | 0 | 0 | 0 | 0 | 0 | 0 | 0 | 0 | 0 | 0 | 0 | 0 | 0 |  |  |  | 0 | 0
2025 | [11 empty] | 0 | 0 | 0 | 0 | 0 | 0 | 0 | 0 | 0 | 0 | 0 | 0 | 0 | 0 | 0 | 0 | 0 | 0 | 0 | 0 | 0 | 0 | 0 | 0 | 0 | 0 | 0 | 0 | 0 | 0 | 0 | 0 | 0 | 0 | 0 | 0 | 0 | 0 | 0 | 0 | 0 | 0 | 0 | 0 | 0 | 0 | 0 | 0 | 0 | 0 |  |  | 0
2026 | [12 empty] | 0 | 0 | 0 | 0 | 0 | 0 | 0 | 0 | 0 | 0 | 0 | 0 | 0 | 0 | 0 | 0 | 0 | 0 | 0 | 0 | 0 | 0 | 0 | 0 | 0 | 0 | 0 | 0 | 0 | 0 | 0 | 0 | 0 | 0 | 0 | 0 | 0 | 0 | 0 | 0 | 0 | 0 | 0 | 0 | 0 | 0 | 0 | 0 | 0 | 0 |  | 0
| 0 | 0 | 0 | 1.7126 | 1.7126 | 1.7126 | 1.7126 | 1.7126 | 1.7126 | 1.7126 | 1.7126 | 1.7126 | 1.7126 | 1.7126 | 1.7126 | 1.7126 | 1.7126 | 1.7126 | 1.7126 | 1.7126 | 1.7126 | 1.7126 | 1.7126 | 1.7126 | 1.7126 | 1.7126 | 1.7126 | 1.7126 | 1.7126 | 1.7126 | 1.7126 | 1.7126 | 1.7126 | 1.7126 | 1.7126 | 1.7126 | 1.7126 | 1.7126 | 1.7126 | 1.7126 | 1.7126 | 1.7126 | 1.7126 | 1.7126 | 1.7126 | 1.7126 | 1.7126 | 1.7126 | 1.7126 | 1.7126 | 1.7126 | 1.7126 | 1.7126 | 0 | 0 | 0 | 0 | 0 | 0 | 0 | 0 | 0 | 0 | 85.6283
Book Depreciation- excl. Salvage
2014 | 0 | 0 | 0 | 0 | 0 | 0 | 0 | 0 | 0 | 0 | 0 | 0 | 0 | 0 | 0 | 0 | 0 | 0 | 0 | 0 | 0 | 0 | 0 | 0 | 0 |  |  | 0 | 0 | 0 | 0 | 0 | 0 | 0 | 0 | 0 | 0 | 0 | 0 | 0 | 0 | 0 | 0 | 0 | 0 | 0 | 0 | 0 | 0 | 0 | 0 | 0 | [11 empty] | 0
2015 |  | 0 | 0 | 0 | 0 | 0 | 0 | 0 | 0 | 0 | 0 | 0 | 0 | 0 | 0 | 0 | 0 | 0 | 0 | 0 | 0 | 0 | 0 | 0 | 0 | 0 |  | 0 | 0 | 0 | 0 | 0 | 0 | 0 | 0 | 0 | 0 | 0 | 0 | 0 | 0 | 0 | 0 | 0 | 0 | 0 | 0 | 0 | 0 | 0 | 0 | 0 | [11 empty] | 0 | check - total PIS
2016 |  |  | 0 | 0 | 0 | 0 | 0 | 0 | 0 | 0 | 0 | 0 | 0 | 0 | 0 | 0 | 0 | 0 | 0 | 0 | 0 | 0 | 0 | 0 | 0 | 0 | 0 | 0 | 0 | 0 | 0 | 0 | 0 | 0 | 0 | 0 | 0 | 0 | 0 | 0 | 0 | 0 | 0 | 0 | 0 | 0 | 0 | 0 | 0 | 0 | 0 | 0 | [11 empty] | 0 | 0
2017 |  |  |  | 1.7565 | 1.7565 | 1.7565 | 1.7565 | 1.7565 | 1.7565 | 1.7565 | 1.7565 | 1.7565 | 1.7565 | 1.7565 | 1.7565 | 1.7565 | 1.7565 | 1.7565 | 1.7565 | 1.7565 | 1.7565 | 1.7565 | 1.7565 | 1.7565 | 1.7565 | 1.7565 | 1.7565 | 1.7565 | 1.7565 | 1.7565 | 1.7565 | 1.7565 | 1.7565 | 1.7565 | 1.7565 | 1.7565 | 1.7565 | 1.7565 | 1.7565 | 1.7565 | 1.7565 | 1.7565 | 1.7565 | 1.7565 | 1.7565 | 1.7565 | 1.7565 | 1.7565 | 1.7565 | 1.7565 | 1.7565 | 1.7565 | 1.7565 | [10 empty] | 87.8239 | 87.8239
2018 |  |  |  |  | 0 | 0 | 0 | 0 | 0 | 0 | 0 | 0 | 0 | 0 | 0 | 0 | 0 | 0 | 0 | 0 | 0 | 0 | 0 | 0 | 0 | 0 | 0 | 0 | 0 | 0 | 0 | 0 | 0 | 0 | 0 | 0 | 0 | 0 | 0 | 0 | 0 | 0 | 0 | 0 | 0 | 0 | 0 | 0 | 0 | 0 | 0 | 0 | 0 | 0 | [9 empty] | 0
2019 | [5 empty] | 0 | 0 | 0 | 0 | 0 | 0 | 0 | 0 | 0 | 0 | 0 | 0 | 0 | 0 | 0 | 0 | 0 | 0 | 0 | 0 | 0 | 0 | 0 | 0 | 0 | 0 | 0 | 0 | 0 | 0 | 0 | 0 | 0 | 0 | 0 | 0 | 0 | 0 | 0 | 0 | 0 | 0 | 0 | 0 | 0 | 0 | 0 | 0 | 0 | 0 | [8 empty] | 0 | 0
2020 | [6 empty] | 0 | 0 | 0 | 0 | 0 | 0 | 0 | 0 | 0 | 0 | 0 | 0 | 0 | 0 | 0 | 0 | 0 | 0 | 0 | 0 | 0 | 0 | 0 | 0 | 0 | 0 | 0 | 0 | 0 | 0 | 0 | 0 | 0 | 0 | 0 | 0 | 0 | 0 | 0 | 0 | 0 | 0 | 0 | 0 | 0 | 0 | 0 | 0 | 0 | 0 | [7 empty] | 0
2021 | [7 empty] | 0 | 0 | 0 | 0 | 0 | 0 | 0 | 0 | 0 | 0 | 0 | 0 | 0 | 0 | 0 | 0 | 0 | 0 | 0 | 0 | 0 | 0 | 0 | 0 | 0 | 0 | 0 | 0 | 0 | 0 | 0 | 0 | 0 | 0 | 0 | 0 | 0 | 0 | 0 | 0 | 0 | 0 | 0 | 0 | 0 | 0 | 0 | 0 | 0 | 0 | [6 empty] | 0
2022 | [8 empty] | 0 | 0 | 0 | 0 | 0 | 0 | 0 | 0 | 0 | 0 | 0 | 0 | 0 | 0 | 0 | 0 | 0 | 0 | 0 | 0 | 0 | 0 | 0 | 0 | 0 | 0 | 0 | 0 | 0 | 0 | 0 | 0 | 0 | 0 | 0 | 0 | 0 | 0 | 0 | 0 | 0 | 0 | 0 | 0 | 0 | 0 | 0 | 0 | 0 | 0 | [5 empty] | 0
2023 | [9 empty] | 0 | 0 | 0 | 0 | 0 | 0 | 0 | 0 | 0 | 0 | 0 | 0 | 0 | 0 | 0 | 0 | 0 | 0 | 0 | 0 | 0 | 0 | 0 | 0 | 0 | 0 | 0 | 0 | 0 | 0 | 0 | 0 | 0 | 0 | 0 | 0 | 0 | 0 | 0 | 0 | 0 | 0 | 0 | 0 | 0 | 0 | 0 | 0 | 0 | 0 |  |  |  |  | 0
2024 | [10 empty] | 0 | 0 | 0 | 0 | 0 | 0 | 0 | 0 | 0 | 0 | 0 | 0 | 0 | 0 | 0 | 0 | 0 | 0 | 0 | 0 | 0 | 0 | 0 | 0 | 0 | 0 | 0 | 0 | 0 | 0 | 0 | 0 | 0 | 0 | 0 | 0 | 0 | 0 | 0 | 0 | 0 | 0 | 0 | 0 | 0 | 0 | 0 | 0 | 0 | 0 |  |  |  | 0 | 0
2025 | [11 empty] | 0 | 0 | 0 | 0 | 0 | 0 | 0 | 0 | 0 | 0 | 0 | 0 | 0 | 0 | 0 | 0 | 0 | 0 | 0 | 0 | 0 | 0 | 0 | 0 | 0 | 0 | 0 | 0 | 0 | 0 | 0 | 0 | 0 | 0 | 0 | 0 | 0 | 0 | 0 | 0 | 0 | 0 | 0 | 0 | 0 | 0 | 0 | 0 | 0 | 0 |  |  | 0
2026 | [12 empty] | 0 | 0 | 0 | 0 | 0 | 0 | 0 | 0 | 0 | 0 | 0 | 0 | 0 | 0 | 0 | 0 | 0 | 0 | 0 | 0 | 0 | 0 | 0 | 0 | 0 | 0 | 0 | 0 | 0 | 0 | 0 | 0 | 0 | 0 | 0 | 0 | 0 | 0 | 0 | 0 | 0 | 0 | 0 | 0 | 0 | 0 | 0 | 0 | 0 | 0 |  | 0 | 0
| 0 | 0 | 0 | 1.7565 | 1.7565 | 1.7565 | 1.7565 | 1.7565 | 1.7565 | 1.7565 | 1.7565 | 1.7565 | 1.7565 | 1.7565 | 1.7565 | 1.7565 | 1.7565 | 1.7565 | 1.7565 | 1.7565 | 1.7565 | 1.7565 | 1.7565 | 1.7565 | 1.7565 | 1.7565 | 1.7565 | 1.7565 | 1.7565 | 1.7565 | 1.7565 | 1.7565 | 1.7565 | 1.7565 | 1.7565 | 1.7565 | 1.7565 | 1.7565 | 1.7565 | 1.7565 | 1.7565 | 1.7565 | 1.7565 | 1.7565 | 1.7565 | 1.7565 | 1.7565 | 1.7565 | 1.7565 | 1.7565 | 1.7565 | 1.7565 | 1.7565 | 0 | 0 | 0 | 0 | 0 | 0 | 0 | 0 | 0 | 0 | 87.8239
Note on A50: Lee, Betty: rate base does not include CWIP b/c the CapEx dollars include an AFUDC component in it already

## 4d-2026
Project No. | 4d
Project Desc. | NEW Gowanus Expansion
Book Life | 50
Tax Life | 20N
Salvage Rate | 2.5%
| 2014 | 2015 | 2016 | 2017 | 2018 | 2019 | 2020 | 2021 | 2022 | 2023 | 2024 | 2025 | 2026 | 2027 | 2028 | 2029 | 2030 | 2031 | 2032 | 2033 | 2034 | 2035 | 2036 | 2037 | 2038 | 2039 | 2040 | 2041 | 2042 | 2043 | 2044 | 2045 | 2046 | 2047 | 2048 | 2049 | 2050 | 2051 | 2052 | 2053 | 2054 | 2055 | 2056 | 2057 | 2058 | 2059 | 2060 | 2061 | 2062 | 2063 | 2064 | 2065 | 2066 | 2067 | 2068 | 2069 | 2070 | 2071 | 2072 | 2073 | 2074 | 2075 | 2076
Closing to Plant (Y/N) | N | N | N | N | N | N | N | N | N | N | N | N | N | N | N | N | N | N | N | N | N | N | N | N | N | N | N | N | N | N | N | N | N | N | N | N | N | N | N | N | N | N | N | N | N | N | N | N | N | N | N | N | N | N | N | N | N | N | N | N | N | N | N | Total
CWIP
Beginning of Period | 0 | 0 | 0 | 0 | 0 | 0 | 0 | 0 | 10.5461 | 32.4103 | 72.073 | 101.4405 | 0 | 0 | 0 | 0 | 0 | 0 | 0 | 0 | 0 | 0 | 0 | 0 | 0 | 0 | 0 | 0 | 0 | 0 | 0 | 0 | 0 | 0 | 0 | 0 | 0 | 0 | 0 | 0 | 0 | 0 | 0 | 0 | 0 | 0 | 0 | 0 | 0 | 0 | 0 | 0 | 0 | 0 | 0 | 0 | 0 | 0 | 0 | 0 | 0 | 0 | 0
Activity
Capex | 0 | 0 | 0 | 0 | 0 | 0 | 0 | 10.5461 | 21.8642 | 39.6627 | 29.3674 | 12.1769 | 0 | [50 empty] | 113.6174
Closings to Plant |  |  |  | 0 | [7 empty] | -113.6174 | [51 empty] | -113.6174
End of Period | 0 | 0 | 0 | 0 | 0 | 0 | 0 | 10.5461 | 32.4103 | 72.073 | 101.4405 | 0 | 0 | 0 | 0 | 0 | 0 | 0 | 0 | 0 | 0 | 0 | 0 | 0 | 0 | 0 | 0 | 0 | 0 | 0 | 0 | 0 | 0 | 0 | 0 | 0 | 0 | 0 | 0 | 0 | 0 | 0 | 0 | 0 | 0 | 0 | 0 | 0 | 0 | 0 | 0 | 0 | 0 | 0 | 0 | 0 | 0 | 0 | 0 | 0 | 0 | 0 | 0
Average | 0 | 0 | 0 | 0 | 0 | 0 | 0 | 5.2731 | 21.4782 | 52.2417 | 86.7568 | 50.7202 | 0 | 0 | 0 | 0 | 0 | 0 | 0 | 0 | 0 | 0 | 0 | 0 | 0 | 0 | 0 | 0 | 0 | 0 | 0 | 0 | 0 | 0 | 0 | 0 | 0 | 0 | 0 | 0 | 0 | 0 | 0 | 0 | 0 | 0 | 0 | 0 | 0 | 0 | 0 | 0 | 0 | 0 | 0 | 0 | 0 | 0 | 0 | 0 | 0 | 0 | 0
Plant in Service
Beginning of Period | 0 | 0 | 0 | 0 | 0 | 0 | 0 | 0 | 0 | 0 | 0 | 0 | 113.6174 | 113.6174 | 113.6174 | 113.6174 | 113.6174 | 113.6174 | 113.6174 | 113.6174 | 113.6174 | 113.6174 | 113.6174 | 113.6174 | 113.6174 | 113.6174 | 113.6174 | 113.6174 | 113.6174 | 113.6174 | 113.6174 | 113.6174 | 113.6174 | 113.6174 | 113.6174 | 113.6174 | 113.6174 | 113.6174 | 113.6174 | 113.6174 | 113.6174 | 113.6174 | 113.6174 | 113.6174 | 113.6174 | 113.6174 | 113.6174 | 113.6174 | 113.6174 | 113.6174 | 113.6174 | 113.6174 | 113.6174 | 113.6174 | 113.6174 | 113.6174 | 113.6174 | 113.6174 | 113.6174 | 113.6174 | 113.6174 | 0 | 0
Activity | 0 | 0 | 0 | 0 | 0 | 0 | 0 | 0 | 0 | 0 | 0 | 113.6174 | 0 | 0 | 0 | 0 | 0 | 0 | 0 | 0 | 0 | 0 | 0 | 0 | 0 | 0 | 0 | 0 | 0 | 0 | 0 | 0 | 0 | 0 | 0 | 0 | 0 | 0 | 0 | 0 | 0 | 0 | 0 | 0 | 0 | 0 | 0 | 0 | 0 | 0 | 0 | 0 | 0 | 0 | 0 | 0 | 0 | 0 | 0 |  | -113.6174 | 0 | 0 | 0
End of Period | 0 | 0 | 0 | 0 | 0 | 0 | 0 | 0 | 0 | 0 | 0 | 113.6174 | 113.6174 | 113.6174 | 113.6174 | 113.6174 | 113.6174 | 113.6174 | 113.6174 | 113.6174 | 113.6174 | 113.6174 | 113.6174 | 113.6174 | 113.6174 | 113.6174 | 113.6174 | 113.6174 | 113.6174 | 113.6174 | 113.6174 | 113.6174 | 113.6174 | 113.6174 | 113.6174 | 113.6174 | 113.6174 | 113.6174 | 113.6174 | 113.6174 | 113.6174 | 113.6174 | 113.6174 | 113.6174 | 113.6174 | 113.6174 | 113.6174 | 113.6174 | 113.6174 | 113.6174 | 113.6174 | 113.6174 | 113.6174 | 113.6174 | 113.6174 | 113.6174 | 113.6174 | 113.6174 | 113.6174 | 113.6174 | 0 | 0 | 0
Average | 0 | 0 | 0 | 0 | 0 | 0 | 0 | 0 | 0 | 0 | 0 | 56.8087 | 113.6174 | 113.6174 | 113.6174 | 113.6174 | 113.6174 | 113.6174 | 113.6174 | 113.6174 | 113.6174 | 113.6174 | 113.6174 | 113.6174 | 113.6174 | 113.6174 | 113.6174 | 113.6174 | 113.6174 | 113.6174 | 113.6174 | 113.6174 | 113.6174 | 113.6174 | 113.6174 | 113.6174 | 113.6174 | 113.6174 | 113.6174 | 113.6174 | 113.6174 | 113.6174 | 113.6174 | 113.6174 | 113.6174 | 113.6174 | 113.6174 | 113.6174 | 113.6174 | 113.6174 | 113.6174 | 113.6174 | 113.6174 | 113.6174 | 113.6174 | 113.6174 | 113.6174 | 113.6174 | 113.6174 | 113.6174 | 56.8087 | 0 | 0
Tax Depreciation
Beginning of Period | 0 | 0 | 0 | 0 | 0 | 0 | 0 | 0 | 0 | 0 | 0 | 0 | 8.5213 | 24.9254 | 40.0978 | 54.1341 | 67.1161 | 79.1254 | 90.2327 | 100.5082 | 110.6474 | 120.7866 | 130.9259 | 141.0651 | 151.2043 | 161.3435 | 171.4827 | 181.6219 | 191.7611 | 201.9004 | 212.0396 | 222.1788 | 227.2484 | 227.2484 | 227.2484 | 227.2484 | 227.2484 | 227.2484 | 227.2484 | 227.2484 | 227.2484 | 227.2484 | 227.2484 | 227.2484 | 227.2484 | 227.2484 | 227.2484 | 227.2484 | 227.2484 | 227.2484 | 227.2484 | 227.2484 | 227.2484 | 227.2484 | 227.2484 | 227.2484 | 227.2484 | 227.2484 | 227.2484 | 227.2484 | 227.2484 | 227.2484 | 227.2484
Federal | 0 | 0 | 0 | 0 | 0 | 0 | 0 | 0 | 0 | 0 | 0 | 4.2607 | 8.202 | 7.5862 | 7.0181 | 6.491 | 6.0047 | 5.5536 | 5.1378 | 5.0696 | 5.0696 | 5.0696 | 5.0696 | 5.0696 | 5.0696 | 5.0696 | 5.0696 | 5.0696 | 5.0696 | 5.0696 | 5.0696 | 2.5348 | 0 | 0 | 0 | 0 | 0 | 0 | 0 | 0 | 0 | 0 | 0 | 0 | 0 | 0 | 0 | 0 | 0 | 0 | 0 | 0 | 0 | 0 | 0 | 0 | 0 | 0 | 0 | 0 | 0 | 0 | 0 | 113.6242
State | 0 | 0 | 0 | 0 | 0 | 0 | 0 | 0 | 0 | 0 | 0 | 4.2607 | 8.202 | 7.5862 | 7.0181 | 6.491 | 6.0047 | 5.5536 | 5.1378 | 5.0696 | 5.0696 | 5.0696 | 5.0696 | 5.0696 | 5.0696 | 5.0696 | 5.0696 | 5.0696 | 5.0696 | 5.0696 | 5.0696 | 2.5348 | 0 | 0 | 0 | 0 | 0 | 0 | 0 | 0 | 0 | 0 | 0 | 0 | 0 | 0 | 0 | 0 | 0 | 0 | 0 | 0 | 0 | 0 | 0 | 0 | 0 | 0 | 0 | 0 | 0 | 0 | 0 | 113.6242
End of Period | 0 | 0 | 0 | 0 | 0 | 0 | 0 | 0 | 0 | 0 | 0 | 8.5213 | 24.9254 | 40.0978 | 54.1341 | 67.1161 | 79.1254 | 90.2327 | 100.5082 | 110.6474 | 120.7866 | 130.9259 | 141.0651 | 151.2043 | 161.3435 | 171.4827 | 181.6219 | 191.7611 | 201.9004 | 212.0396 | 222.1788 | 227.2484 | 227.2484 | 227.2484 | 227.2484 | 227.2484 | 227.2484 | 227.2484 | 227.2484 | 227.2484 | 227.2484 | 227.2484 | 227.2484 | 227.2484 | 227.2484 | 227.2484 | 227.2484 | 227.2484 | 227.2484 | 227.2484 | 227.2484 | 227.2484 | 227.2484 | 227.2484 | 227.2484 | 227.2484 | 227.2484 | 227.2484 | 227.2484 | 227.2484 | 227.2484 | 227.2484 | 227.2484
Average | 0 | 0 | 0 | 0 | 0 | 0 | 0 | 0 | 0 | 0 | 0 | 4.2607 | 16.7233 | 32.5116 | 47.116 | 60.6251 | 73.1207 | 84.679 | 95.3704 | 105.5778 | 115.717 | 125.8562 | 135.9955 | 146.1347 | 156.2739 | 166.4131 | 176.5523 | 186.6915 | 196.8308 | 206.97 | 217.1092 | 224.7136 | 227.2484 | 227.2484 | 227.2484 | 227.2484 | 227.2484 | 227.2484 | 227.2484 | 227.2484 | 227.2484 | 227.2484 | 227.2484 | 227.2484 | 227.2484 | 227.2484 | 227.2484 | 227.2484 | 227.2484 | 227.2484 | 227.2484 | 227.2484 | 227.2484 | 227.2484 | 227.2484 | 227.2484 | 227.2484 | 227.2484 | 227.2484 | 227.2484 | 227.2484 | 227.2484 | 227.2484
Book Depreciation with COR
Beginning of Period | 0 | 0 | 0 | 0 | 0 | 0 | 0 | 0 | 0 | 0 | 0 | 0 | 2.2155 | 4.4311 | 6.6466 | 8.8622 | 11.0777 | 13.2932 | 15.5088 | 17.7243 | 19.9399 | 22.1554 | 24.3709 | 26.5865 | 28.802 | 31.0175 | 33.2331 | 35.4486 | 37.6642 | 39.8797 | 42.0952 | 44.3108 | 46.5263 | 48.7419 | 50.9574 | 53.1729 | 55.3885 | 57.604 | 59.8196 | 62.0351 | 64.2506 | 66.4662 | 68.6817 | 70.8972 | 73.1128 | 75.3283 | 77.5439 | 79.7594 | 81.9749 | 84.1905 | 86.406 | 88.6216 | 90.8371 | 93.0526 | 95.2682 | 97.4837 | 99.6993 | 101.9148 | 104.1303 | 106.3459 | 108.5614 | 0 | 0
Activity | 0 | 0 | 0 | 0 | 0 | 0 | 0 | 0 | 0 | 0 | 0 | 2.2155 | 2.2155 | 2.2155 | 2.2155 | 2.2155 | 2.2155 | 2.2155 | 2.2155 | 2.2155 | 2.2155 | 2.2155 | 2.2155 | 2.2155 | 2.2155 | 2.2155 | 2.2155 | 2.2155 | 2.2155 | 2.2155 | 2.2155 | 2.2155 | 2.2155 | 2.2155 | 2.2155 | 2.2155 | 2.2155 | 2.2155 | 2.2155 | 2.2155 | 2.2155 | 2.2155 | 2.2155 | 2.2155 | 2.2155 | 2.2155 | 2.2155 | 2.2155 | 2.2155 | 2.2155 | 2.2155 | 2.2155 | 2.2155 | 2.2155 | 2.2155 | 2.2155 | 2.2155 | 2.2155 | 2.2155 | 2.2155 | 2.2155 | 0 | 0 | 110.7769
Book Depreciation Related to Retired PIS | [49 empty] | 0 | 0 | 0 | 0 | 0 | 0 | 0 | 0 | 0 | 0 | 0 | -110.7769 | 0 |  | -110.7769
End of Period | 0 | 0 | 0 | 0 | 0 | 0 | 0 | 0 | 0 | 0 | 0 | 2.2155 | 4.4311 | 6.6466 | 8.8622 | 11.0777 | 13.2932 | 15.5088 | 17.7243 | 19.9399 | 22.1554 | 24.3709 | 26.5865 | 28.802 | 31.0175 | 33.2331 | 35.4486 | 37.6642 | 39.8797 | 42.0952 | 44.3108 | 46.5263 | 48.7419 | 50.9574 | 53.1729 | 55.3885 | 57.604 | 59.8196 | 62.0351 | 64.2506 | 66.4662 | 68.6817 | 70.8972 | 73.1128 | 75.3283 | 77.5439 | 79.7594 | 81.9749 | 84.1905 | 86.406 | 88.6216 | 90.8371 | 93.0526 | 95.2682 | 97.4837 | 99.6993 | 101.9148 | 104.1303 | 106.3459 | 108.5614 | 0 | 0 | 0
Average | 0 | 0 | 0 | 0 | 0 | 0 | 0 | 0 | 0 | 0 | 0 | 1.1078 | 3.3233 | 5.5388 | 7.7544 | 9.9699 | 12.1855 | 14.401 | 16.6165 | 18.8321 | 21.0476 | 23.2632 | 25.4787 | 27.6942 | 29.9098 | 32.1253 | 34.3409 | 36.5564 | 38.7719 | 40.9875 | 43.203 | 45.4185 | 47.6341 | 49.8496 | 52.0652 | 54.2807 | 56.4962 | 58.7118 | 60.9273 | 63.1429 | 65.3584 | 67.5739 | 69.7895 | 72.005 | 74.2206 | 76.4361 | 78.6516 | 80.8672 | 83.0827 | 85.2983 | 87.5138 | 89.7293 | 91.9449 | 94.1604 | 96.3759 | 98.5915 | 100.807 | 103.0226 | 105.2381 | 107.4536 | 54.2807 | 0 | 0
Federal Deferred Tax Balance, Net of Tax
Beginning of Period | 0 | 0 | 0 | 0 | 0 | 0 | 0 | 0 | 0 | 0 | 0 | 0 | 0.69591 | 2.7713 | 4.6312 | 6.2922 | 7.7687 | 9.075 | 10.2235 | 11.2264 | 12.2054 | 13.1844 | 14.1635 | 15.1425 | 16.1216 | 17.1006 | 18.0797 | 19.0587 | 20.0377 | 21.0168 | 21.9958 | 22.9749 | 23.0667 | 22.2714 | 21.4761 | 20.6807 | 19.8854 | 19.0901 | 18.2948 | 17.4995 | 16.7041 | 15.9088 | 15.1135 | 14.3182 | 13.5229 | 12.7275 | 11.9322 | 11.1369 | 10.3416 | 9.5462 | 8.7509 | 7.9556 | 7.1603 | 6.365 | 5.5696 | 4.7743 | 3.979 | 3.1837 | 2.3884 | 1.593 | 0.79771 | 0.002386 | 0.002386
Activity | 0 | 0 | 0 | 0 | 0 | 0 | 0 | 0 | 0 | 0 | 0 | 0.69591 | 2.0754 | 1.8599 | 1.661 | 1.4765 | 1.3063 | 1.1484 | 1.0029 | 0.97904 | 0.97904 | 0.97904 | 0.97904 | 0.97904 | 0.97904 | 0.97904 | 0.97904 | 0.97904 | 0.97904 | 0.97904 | 0.97904 | 0.09186 | -0.79532 | -0.79532 | -0.79532 | -0.79532 | -0.79532 | -0.79532 | -0.79532 | -0.79532 | -0.79532 | -0.79532 | -0.79532 | -0.79532 | -0.79532 | -0.79532 | -0.79532 | -0.79532 | -0.79532 | -0.79532 | -0.79532 | -0.79532 | -0.79532 | -0.79532 | -0.79532 | -0.79532 | -0.79532 | -0.79532 | -0.79532 | -0.79532 | -0.79532 | 0 | 0 | 0.002386
End of Period | 0 | 0 | 0 | 0 | 0 | 0 | 0 | 0 | 0 | 0 | 0 | 0.69591 | 2.7713 | 4.6312 | 6.2922 | 7.7687 | 9.075 | 10.2235 | 11.2264 | 12.2054 | 13.1844 | 14.1635 | 15.1425 | 16.1216 | 17.1006 | 18.0797 | 19.0587 | 20.0377 | 21.0168 | 21.9958 | 22.9749 | 23.0667 | 22.2714 | 21.4761 | 20.6807 | 19.8854 | 19.0901 | 18.2948 | 17.4995 | 16.7041 | 15.9088 | 15.1135 | 14.3182 | 13.5229 | 12.7275 | 11.9322 | 11.1369 | 10.3416 | 9.5462 | 8.7509 | 7.9556 | 7.1603 | 6.365 | 5.5696 | 4.7743 | 3.979 | 3.1837 | 2.3884 | 1.593 | 0.79771 | 0.002386 | 0.002386 | 0.002386
Average | 0 | 0 | 0 | 0 | 0 | 0 | 0 | 0 | 0 | 0 | 0 | 0.34795 | 1.7336 | 3.7012 | 5.4617 | 7.0304 | 8.4219 | 9.6492 | 10.7249 | 11.7159 | 12.6949 | 13.674 | 14.653 | 15.632 | 16.6111 | 17.5901 | 18.5692 | 19.5482 | 20.5273 | 21.5063 | 22.4853 | 23.0208 | 22.6691 | 21.8737 | 21.0784 | 20.2831 | 19.4878 | 18.6924 | 17.8971 | 17.1018 | 16.3065 | 15.5112 | 14.7158 | 13.9205 | 13.1252 | 12.3299 | 11.5346 | 10.7392 | 9.9439 | 9.1486 | 8.3533 | 7.5579 | 6.7626 | 5.9673 | 5.172 | 4.3767 | 3.5813 | 2.786 | 1.9907 | 1.1954 | 0.40005 | 0.002386 | 0.002386
State Deferred Tax Balance
Beginning of Period | 0 | 0 | 0 | 0 | 0 | 0 | 0 | 0 | 0 | 0 | 0 | 0 | 0.12924 | 0.51467 | 0.86007 | 1.1685 | 1.4428 | 1.6854 | 1.8986 | 2.0849 | 2.2667 | 2.4485 | 2.6304 | 2.8122 | 2.994 | 3.1758 | 3.3576 | 3.5395 | 3.7213 | 3.9031 | 4.0849 | 4.2668 | 4.2838 | 4.1361 | 3.9884 | 3.8407 | 3.693 | 3.5453 | 3.3976 | 3.2499 | 3.1022 | 2.9545 | 2.8068 | 2.6591 | 2.5114 | 2.3637 | 2.216 | 2.0683 | 1.9206 | 1.7729 | 1.6252 | 1.4775 | 1.3298 | 1.1821 | 1.0344 | 0.88666 | 0.73896 | 0.59125 | 0.44355 | 0.29585 | 0.14815 | 0.00044311 | 0.00044311
Activity | 0 | 0 | 0 | 0 | 0 | 0 | 0 | 0 | 0 | 0 | 0 | 0.12924 | 0.38543 | 0.3454 | 0.30848 | 0.27421 | 0.2426 | 0.21328 | 0.18625 | 0.18182 | 0.18182 | 0.18182 | 0.18182 | 0.18182 | 0.18182 | 0.18182 | 0.18182 | 0.18182 | 0.18182 | 0.18182 | 0.18182 | 0.01706 | -0.1477 | -0.1477 | -0.1477 | -0.1477 | -0.1477 | -0.1477 | -0.1477 | -0.1477 | -0.1477 | -0.1477 | -0.1477 | -0.1477 | -0.1477 | -0.1477 | -0.1477 | -0.1477 | -0.1477 | -0.1477 | -0.1477 | -0.1477 | -0.1477 | -0.1477 | -0.1477 | -0.1477 | -0.1477 | -0.1477 | -0.1477 | -0.1477 | -0.1477 | 0 | 0 | 0.00044311
End of Period | 0 | 0 | 0 | 0 | 0 | 0 | 0 | 0 | 0 | 0 | 0 | 0.12924 | 0.51467 | 0.86007 | 1.1685 | 1.4428 | 1.6854 | 1.8986 | 2.0849 | 2.2667 | 2.4485 | 2.6304 | 2.8122 | 2.994 | 3.1758 | 3.3576 | 3.5395 | 3.7213 | 3.9031 | 4.0849 | 4.2668 | 4.2838 | 4.1361 | 3.9884 | 3.8407 | 3.693 | 3.5453 | 3.3976 | 3.2499 | 3.1022 | 2.9545 | 2.8068 | 2.6591 | 2.5114 | 2.3637 | 2.216 | 2.0683 | 1.9206 | 1.7729 | 1.6252 | 1.4775 | 1.3298 | 1.1821 | 1.0344 | 0.88666 | 0.73896 | 0.59125 | 0.44355 | 0.29585 | 0.14815 | 0.00044311 | 0.00044311 | 0.00044311
Average | 0 | 0 | 0 | 0 | 0 | 0 | 0 | 0 | 0 | 0 | 0 | 0.06462 | 0.32195 | 0.68737 | 1.0143 | 1.3057 | 1.5641 | 1.792 | 1.9918 | 2.1758 | 2.3576 | 2.5395 | 2.7213 | 2.9031 | 3.0849 | 3.2667 | 3.4486 | 3.6304 | 3.8122 | 3.994 | 4.1758 | 4.2753 | 4.21 | 4.0623 | 3.9146 | 3.7669 | 3.6192 | 3.4715 | 3.3238 | 3.176 | 3.0283 | 2.8806 | 2.7329 | 2.5852 | 2.4375 | 2.2898 | 2.1421 | 1.9944 | 1.8467 | 1.699 | 1.5513 | 1.4036 | 1.2559 | 1.1082 | 0.96051 | 0.81281 | 0.6651 | 0.5174 | 0.3697 | 0.222 | 0.074294 | 0.00044311 | 0.00044311
Net Rate Base - Average | 0 | 0 | 0 | 0 | 0 | 0 | 0 | 0 | 0 | 0 | 0 | 55.2883 | 108.2385 | 103.6899 | 99.387 | 95.3114 | 91.446 | 87.7751 | 84.2842 | 80.8936 | 77.5172 | 74.1408 | 70.7644 | 67.388 | 64.0116 | 60.6352 | 57.2588 | 53.8824 | 50.506 | 47.1296 | 43.7532 | 40.9028 | 39.1043 | 37.8318 | 36.5592 | 35.2867 | 34.0142 | 32.7417 | 31.4692 | 30.1967 | 28.9242 | 27.6516 | 26.3791 | 25.1066 | 23.8341 | 22.5616 | 21.2891 | 20.0166 | 18.744 | 17.4715 | 16.199 | 14.9265 | 13.654 | 12.3815 | 11.109 | 9.8364 | 8.5639 | 7.2914 | 6.0189 | 4.7464 | 2.0536 | -0.0028291 | -0.0028291
EXPENSES
Income Tax - Removal Cost | 0 | 0 | 0 | 0 | 0 | 0 | 0 | 0 | 0 | 0 | 0 | -0.038348 | -0.038348 | -0.038348 | -0.038348 | -0.038348 | -0.038348 | -0.038348 | -0.038348 | -0.038348 | -0.038348 | -0.038348 | -0.038348 | -0.038348 | -0.038348 | -0.038348 | -0.038348 | -0.038348 | -0.038348 | -0.038348 | -0.038348 | -0.038348 | -0.038348 | -0.038348 | -0.038348 | -0.038348 | -0.038348 | -0.038348 | -0.038348 | -0.038348 | -0.038348 | -0.038348 | -0.038348 | -0.038348 | -0.038348 | -0.038348 | -0.038348 | -0.038348 | -0.038348 | -0.038348 | -0.038348 | -0.038348 | -0.038348 | -0.038348 | -0.038348 | -0.038348 | -0.038348 | -0.038348 | -0.038348 | -0.038348 | -0.038348 | 0 | 0 | -1.9174
Book Depreciation | 0 | 0 | 0 | 0 | 0 | 0 | 0 | 0 | 0 | 0 | 0 | 2.2155 | 2.2155 | 2.2155 | 2.2155 | 2.2155 | 2.2155 | 2.2155 | 2.2155 | 2.2155 | 2.2155 | 2.2155 | 2.2155 | 2.2155 | 2.2155 | 2.2155 | 2.2155 | 2.2155 | 2.2155 | 2.2155 | 2.2155 | 2.2155 | 2.2155 | 2.2155 | 2.2155 | 2.2155 | 2.2155 | 2.2155 | 2.2155 | 2.2155 | 2.2155 | 2.2155 | 2.2155 | 2.2155 | 2.2155 | 2.2155 | 2.2155 | 2.2155 | 2.2155 | 2.2155 | 2.2155 | 2.2155 | 2.2155 | 2.2155 | 2.2155 | 2.2155 | 2.2155 | 2.2155 | 2.2155 | 2.2155 | 2.2155 | 0 | 0 | 110.7769
Property Taxes | 0 | 0 | 0 | 0 | 0 | 0 | 0 | 0 | 0 | 0 | 0 | 5.6809 | 5.6809 | 5.6809 | 5.6809 | 5.6809 | 5.6809 | 5.6809 | 5.6809 | 5.6809 | 5.6809 | 5.6809 | 5.6809 | 5.6809 | 5.6809 | 5.6809 | 5.6809 | 5.6809 | 5.6809 | 5.6809 | 5.6809 | 5.6809 | 5.6809 | 5.6809 | 5.6809 | 5.6809 | 5.6809 | 5.6809 | 5.6809 | 5.6809 | 5.6809 | 5.6809 | 5.6809 | 5.6809 | 5.6809 | 5.6809 | 5.6809 | 5.6809 | 5.6809 | 5.6809 | 5.6809 | 5.6809 | 5.6809 | 5.6809 | 5.6809 | 5.6809 | 5.6809 | 5.6809 | 5.6809 | 5.6809 | 0 | 0 | 0 | 278.3626
Total Expenses | 0 | 0 | 0 | 0 | 0 | 0 | 0 | 0 | 0 | 0 | 0 | 7.8581 | 7.8581 | 7.8581 | 7.8581 | 7.8581 | 7.8581 | 7.8581 | 7.8581 | 7.8581 | 7.8581 | 7.8581 | 7.8581 | 7.8581 | 7.8581 | 7.8581 | 7.8581 | 7.8581 | 7.8581 | 7.8581 | 7.8581 | 7.8581 | 7.8581 | 7.8581 | 7.8581 | 7.8581 | 7.8581 | 7.8581 | 7.8581 | 7.8581 | 7.8581 | 7.8581 | 7.8581 | 7.8581 | 7.8581 | 7.8581 | 7.8581 | 7.8581 | 7.8581 | 7.8581 | 7.8581 | 7.8581 | 7.8581 | 7.8581 | 7.8581 | 7.8581 | 7.8581 | 7.8581 | 7.8581 | 7.8581 | 2.1772 | 0 | 0 | 387.2221
REVENUE REQUIREMENT
Net Rate Base | 0 | 0 | 0 | 0 | 0 | 0 | 0 | 0 | 0 | 0 | 0 | 55.2883 | 108.2385 | 103.6899 | 99.387 | 95.3114 | 91.446 | 87.7751 | 84.2842 | 80.8936 | 77.5172 | 74.1408 | 70.7644 | 67.388 | 64.0116 | 60.6352 | 57.2588 | 53.8824 | 50.506 | 47.1296 | 43.7532 | 40.9028 | 39.1043 | 37.8318 | 36.5592 | 35.2867 | 34.0142 | 32.7417 | 31.4692 | 30.1967 | 28.9242 | 27.6516 | 26.3791 | 25.1066 | 23.8341 | 22.5616 | 21.2891 | 20.0166 | 18.744 | 17.4715 | 16.199 | 14.9265 | 13.654 | 12.3815 | 11.109 | 9.8364 | 8.5639 | 7.2914 | 6.0189 | 4.7464 | 2.0536 | -0.0028291 | -0.0028291 | 2130.1612
ROR | 9.98% | 9.98% | 9.7% | 9.7% | 9.7% | 9.7% | 9.7% | 9.7% | 9.7% | 9.7% | 9.7% | 9.7% | 9.7% | 9.7% | 9.7% | 9.7% | 9.7% | 9.7% | 9.7% | 9.7% | 9.7% | 9.7% | 9.7% | 9.7% | 9.7% | 9.7% | 9.7% | 9.7% | 9.7% | 9.7% | 9.7% | 9.7% | 9.7% | 9.7% | 9.7% | 9.7% | 9.7% | 9.7% | 9.7% | 9.7% | 9.7% | 9.7% | 9.7% | 9.7% | 9.7% | 9.7% | 9.7% | 9.7% | 9.7% | 9.7% | 9.7% | 9.7% | 9.7% | 9.7% | 9.7% | 9.7% | 9.7% | 9.7% | 9.7% | 9.7% | 9.7% | 9.7% | 9.7%
Earnings Base | 0 | 0 | 0 | 0 | 0 | 0 | 0 | 0 | 0 | 0 | 0 | 5.363 | 10.4991 | 10.0579 | 9.6405 | 9.2452 | 8.8703 | 8.5142 | 8.1756 | 7.8467 | 7.5192 | 7.1917 | 6.8641 | 6.5366 | 6.2091 | 5.8816 | 5.5541 | 5.2266 | 4.8991 | 4.5716 | 4.2441 | 3.9676 | 3.7931 | 3.6697 | 3.5462 | 3.4228 | 3.2994 | 3.1759 | 3.0525 | 2.9291 | 2.8056 | 2.6822 | 2.5588 | 2.4353 | 2.3119 | 2.1885 | 2.065 | 1.9416 | 1.8182 | 1.6947 | 1.5713 | 1.4479 | 1.3244 | 1.201 | 1.0776 | 0.95413 | 0.8307 | 0.70727 | 0.58383 | 0.4604 | 0.1992 | -0.00027442 | -0.00027442
Earnings - Expense | 0 | 0 | 0 | 0 | 0 | 0 | 0 | 0 | 0 | 0 | 0 | 7.8581 | 7.8581 | 7.8581 | 7.8581 | 7.8581 | 7.8581 | 7.8581 | 7.8581 | 7.8581 | 7.8581 | 7.8581 | 7.8581 | 7.8581 | 7.8581 | 7.8581 | 7.8581 | 7.8581 | 7.8581 | 7.8581 | 7.8581 | 7.8581 | 7.8581 | 7.8581 | 7.8581 | 7.8581 | 7.8581 | 7.8581 | 7.8581 | 7.8581 | 7.8581 | 7.8581 | 7.8581 | 7.8581 | 7.8581 | 7.8581 | 7.8581 | 7.8581 | 7.8581 | 7.8581 | 7.8581 | 7.8581 | 7.8581 | 7.8581 | 7.8581 | 7.8581 | 7.8581 | 7.8581 | 7.8581 | 7.8581 | 2.1772 | 0 | 0 | 387.2221
Total Earnings Effect | 0 | 0 | 0 | 0 | 0 | 0 | 0 | 0 | 0 | 0 | 0 | 13.221 | 18.3572 | 17.916 | 17.4986 | 17.1033 | 16.7283 | 16.3722 | 16.0336 | 15.7047 | 15.3772 | 15.0497 | 14.7222 | 14.3947 | 14.0672 | 13.7397 | 13.4122 | 13.0847 | 12.7571 | 12.4296 | 12.1021 | 11.8256 | 11.6512 | 11.5277 | 11.4043 | 11.2809 | 11.1574 | 11.034 | 10.9106 | 10.7871 | 10.6637 | 10.5403 | 10.4168 | 10.2934 | 10.17 | 10.0465 | 9.9231 | 9.7997 | 9.6762 | 9.5528 | 9.4294 | 9.3059 | 9.1825 | 9.0591 | 8.9356 | 8.8122 | 8.6888 | 8.5653 | 8.4419 | 8.3185 | 2.3764 | -0.00027442 | -0.00027442
Gross-Up Factor | 1.0354 | 1.0354 | 1.0354 | 1.0354 | 1.0354 | 1.0354 | 1.0354 | 1.0354 | 1.0354 | 1.0354 | 1.0354 | 1.0354 | 1.0354 | 1.0354 | 1.0354 | 1.0354 | 1.0354 | 1.0354 | 1.0354 | 1.0354 | 1.0354 | 1.0354 | 1.0354 | 1.0354 | 1.0354 | 1.0354 | 1.0354 | 1.0354 | 1.0354 | 1.0354 | 1.0354 | 1.0354 | 1.0354 | 1.0354 | 1.0354 | 1.0354 | 1.0354 | 1.0354 | 1.0354 | 1.0354 | 1.0354 | 1.0354 | 1.0354 | 1.0354 | 1.0354 | 1.0354 | 1.0354 | 1.0354 | 1.0354 | 1.0354 | 1.0354 | 1.0354 | 1.0354 | 1.0354 | 1.0354 | 1.0354 | 1.0354 | 1.0354 | 1.0354 | 1.0354 | 1.0354 | 1.0354 | 1.0354
Revenue requirement | 0 | 0 | 0 | 0 | 0 | 0 | 0 | 0 | 0 | 0 | 0 | 13.6885 | 19.0063 | 18.5494 | 18.1173 | 17.708 | 17.3198 | 16.9511 | 16.6005 | 16.26 | 15.9209 | 15.5818 | 15.2427 | 14.9037 | 14.5646 | 14.2255 | 13.8864 | 13.5473 | 13.2082 | 12.8691 | 12.53 | 12.2438 | 12.0631 | 11.9353 | 11.8075 | 11.6797 | 11.5519 | 11.4241 | 11.2963 | 11.1685 | 11.0407 | 10.9129 | 10.7851 | 10.6573 | 10.5296 | 10.4018 | 10.274 | 10.1462 | 10.0184 | 9.8906 | 9.7628 | 9.635 | 9.5072 | 9.3794 | 9.2516 | 9.1238 | 8.996 | 8.8682 | 8.7404 | 8.6126 | 2.4604 | -0.00028412 | -0.00028412 | 614.8447
Depreciation Calculations
Tax Depreciation - Federal
Cost of new equipment in service basis | 0 | 0 | 0 | 0 | 0 | 0 | 0 | 0 | 0 | 0 | 0 | 113.6174 | 0 | 0 | 0 | 0 | 0 | 0 | 0 | 0 | 0 | 0 | 0 | 0 | 0 | 0 | 0 | 0 | 0 | 0 | 0 | 0 | 0 | 0 | 0 | 0 | 0 | 0 | 0 | 0 | 0 | 0 | 0 | 0 | 0 | 0 | 0 | 0 | 0 | 0 | 0 | 0 | 0 | 0 | 0 | 0 | 0 | 0 | 0 | 0 | -113.6174
Bonus Depreciation (N/A) | 0 | 0 | 0 | 0 | 0 | 0 | 0 | 0 | 0 | 0 | 0 | 0 | 0 | 0 | 0 | 0 | 0 | 0 | 0 | 0 | 0 | 0 | 0 | 0 | 0 | 0 | 0 | 0 | 0 | 0 | 0 | 0 | 0 | 0 | 0 | 0 | 0 | 0 | 0 | 0 | 0 | 0 | 0 | 0 | 0 | 0 | 0 | 0 | 0 | 0 | 0 | 0 | 0 | 0 | 0 | 0 | 0 | 0 | 0 | 0 | 0
Regular Depreciation basis (Cumulative) | 0 | 0 | 0 | 0 | 0 | 0 | 0 | 0 | 0 | 0 | 0 | 113.6174 | 113.6174 | 113.6174 | 113.6174 | 113.6174 | 113.6174 | 113.6174 | 113.6174 | 113.6174 | 113.6174 | 113.6174 | 113.6174 | 113.6174 | 113.6174 | 113.6174 | 113.6174 | 113.6174 | 113.6174 | 113.6174 | 113.6174 | 113.6174 | 113.6174 | 113.6174 | 113.6174 | 113.6174 | 113.6174 | 113.6174 | 113.6174 | 113.6174 | 113.6174 | 113.6174 | 113.6174 | 113.6174 | 113.6174 | 113.6174 | 113.6174 | 113.6174 | 113.6174 | 113.6174 | 113.6174 | 113.6174 | 113.6174 | 113.6174 | 113.6174 | 113.6174 | 113.6174 | 113.6174 | 113.6174 | 113.6174 | 0 | 0 | 0
RegularDepreciation | [10 empty] | 0 | 4.2607 | 8.202 | 7.5862 | 7.0181 | 6.491 | 6.0047 | 5.5536 | 5.1378 | 5.0696 | 5.0696 | 5.0696 | 5.0696 | 5.0696 | 5.0696 | 5.0696 | 5.0696 | 5.0696 | 5.0696 | 5.0696 | 5.0696 | 2.5348 | [31 empty] | 113.6242
Total Depreciation for year | 0 | 0 | 0 | 0 | 0 | 0 | 0 | 0 | 0 | 0 | 0 | 4.2607 | 8.202 | 7.5862 | 7.0181 | 6.491 | 6.0047 | 5.5536 | 5.1378 | 5.0696 | 5.0696 | 5.0696 | 5.0696 | 5.0696 | 5.0696 | 5.0696 | 5.0696 | 5.0696 | 5.0696 | 5.0696 | 5.0696 | 2.5348 | 0 | 0 | 0 | 0 | 0 | 0 | 0 | 0 | 0 | 0 | 0 | 0 | 0 | 0 | 0 | 0 | 0 | 0 | 0 | 0 | 0 | 0 | 0 | 0 | 0 | 0 | 0 | 0 | 0
Tax Depreciation - State
Cost of new equipment in service basis | 0 | 0 | 0 | 0 | 0 | 0 | 0 | 0 | 0 | 0 | 0 | 113.6174 | 0 | 0 | 0 | 0 | 0 | 0 | 0 | 0 | 0 | 0 | 0 | 0 | 0 | 0 | 0 | 0 | 0 | 0 | 0 | 0 | 0 | 0 | 0 | 0 | 0 | 0 | 0 | 0 | 0 | 0 | 0 | 0 | 0 | 0 | 0 | 0 | 0 | 0 | 0 | 0 | 0 | 0 | 0 | 0 | 0 | 0 | 0 | 0 | -113.6174 | 0 | 0
Bonus Depreciation (N/A) | 0 | 0 | 0 | 0 | 0 | 0 | 0 | 0 | 0 | 0 | 0 | 0 | 0 | 0 | 0 | 0 | 0 | 0 | 0 | 0 | 0 | 0 | 0 | 0 | 0 | 0 | 0 | 0 | 0 | 0 | 0 | 0 | 0 | 0 | 0 | 0 | 0 | 0 | 0 | 0 | 0 | 0 | 0 | 0 | 0 | 0 | 0 | 0 | 0 | 0 | 0 | 0 | 0 | 0 | 0 | 0 | 0 | 0 | 0 | 0 | 0 | 0 | 0
Regular Depreciation basis (Cumulative) | 0 | 0 | 0 | 0 | 0 | 0 | 0 | 0 | 0 | 0 | 0 | 113.6174 | 113.6174 | 113.6174 | 113.6174 | 113.6174 | 113.6174 | 113.6174 | 113.6174 | 113.6174 | 113.6174 | 113.6174 | 113.6174 | 113.6174 | 113.6174 | 113.6174 | 113.6174 | 113.6174 | 113.6174 | 113.6174 | 113.6174 | 113.6174 | 113.6174 | 113.6174 | 113.6174 | 113.6174 | 113.6174 | 113.6174 | 113.6174 | 113.6174 | 113.6174 | 113.6174 | 113.6174 | 113.6174 | 113.6174 | 113.6174 | 113.6174 | 113.6174 | 113.6174 | 113.6174 | 113.6174 | 113.6174 | 113.6174 | 113.6174 | 113.6174 | 113.6174 | 113.6174 | 113.6174 | 113.6174 | 113.6174 | 0 | 0 | 0
RegularDepreciation | 0 | 0 | 0 | 0 | 0 | 0 | 0 | 0 | 0 | 0 | 0 | 4.2607 | 8.202 | 7.5862 | 7.0181 | 6.491 | 6.0047 | 5.5536 | 5.1378 | 5.0696 | 5.0696 | 5.0696 | 5.0696 | 5.0696 | 5.0696 | 5.0696 | 5.0696 | 5.0696 | 5.0696 | 5.0696 | 5.0696 | 2.5348 | 0 | 0 | 0 | 0 | 0 | 0 | 0 | 0 | 0 | 0 | 0 | 0 | 0 | 0 | 0 | 0 | 0 | 0 | 0 | 0 | 0 | 0 | 0 | 0 | 0 | 0 | 0 | 0 | 0 | 0 | 0 | 113.6242
Total Depreciation for year | 0 | 0 | 0 | 0 | 0 | 0 | 0 | 0 | 0 | 0 | 0 | 4.2607 | 8.202 | 7.5862 | 7.0181 | 6.491 | 6.0047 | 5.5536 | 5.1378 | 5.0696 | 5.0696 | 5.0696 | 5.0696 | 5.0696 | 5.0696 | 5.0696 | 5.0696 | 5.0696 | 5.0696 | 5.0696 | 5.0696 | 2.5348 | 0 | 0 | 0 | 0 | 0 | 0 | 0 | 0 | 0 | 0 | 0 | 0 | 0 | 0 | 0 | 0 | 0 | 0 | 0 | 0 | 0 | 0 | 0 | 0 | 0 | 0 | 0 | 0 | 0 | 0 | 0
Book Depreciation with COR
2014 | 0 | 0 | 0 | 0 | 0 | 0 | 0 | 0 | 0 | 0 | 0 | 0 | 0 | 0 | 0 | 0 | 0 | 0 | 0 | 0 | 0 | 0 | 0 | 0 | 0 | 0 | 0 | 0 | 0 | 0 | 0 | 0 | 0 | 0 | 0 | 0 | 0 | 0 | 0 | 0 | 0 | 0 | 0 | 0 | 0 | 0 | 0 | 0 | 0 | 0 | [13 empty] | 0
2015 |  | 0 | 0 | 0 | 0 | 0 | 0 | 0 | 0 | 0 | 0 | 0 | 0 | 0 | 0 | 0 | 0 | 0 | 0 | 0 | 0 | 0 | 0 | 0 | 0 | 0 | 0 | 0 | 0 | 0 | 0 | 0 | 0 | 0 | 0 | 0 | 0 | 0 | 0 | 0 | 0 | 0 | 0 | 0 | 0 | 0 | 0 | 0 | 0 | 0 | 0 | [12 empty] | 0 | check - total PIS
2016 |  |  | 0 | 0 | 0 | 0 | 0 | 0 | 0 | 0 | 0 | 0 | 0 | 0 | 0 | 0 | 0 | 0 | 0 | 0 | 0 | 0 | 0 | 0 | 0 | 0 | 0 | 0 | 0 | 0 | 0 | 0 | 0 | 0 | 0 | 0 | 0 | 0 | 0 | 0 | 0 | 0 | 0 | 0 | 0 | 0 | 0 | 0 | 0 | 0 | 0 | 0 | [11 empty] | 0 | 0
2017 |  |  |  | 0 | 0 | 0 | 0 | 0 | 0 | 0 | 0 | 0 | 0 | 0 | 0 | 0 | 0 | 0 | 0 | 0 | 0 | 0 | 0 | 0 | 0 | 0 | 0 | 0 | 0 | 0 | 0 | 0 | 0 | 0 | 0 | 0 | 0 | 0 | 0 | 0 | 0 | 0 | 0 | 0 | 0 | 0 | 0 | 0 | 0 | 0 | 0 | 0 | 0 | [10 empty] | 0 | 0
2018 |  |  |  |  | 0 | 0 | 0 | 0 | 0 | 0 | 0 | 0 | 0 | 0 | 0 | 0 | 0 | 0 | 0 | 0 | 0 | 0 | 0 | 0 | 0 | 0 | 0 | 0 | 0 | 0 | 0 | 0 | 0 | 0 | 0 | 0 | 0 | 0 | 0 | 0 | 0 | 0 | 0 | 0 | 0 | 0 | 0 | 0 | 0 | 0 | 0 | 0 | 0 | 0 | [9 empty] | 0
2019 | [5 empty] | 0 | 0 | 0 | 0 | 0 | 0 | 0 | 0 | 0 | 0 | 0 | 0 | 0 | 0 | 0 | 0 | 0 | 0 | 0 | 0 | 0 | 0 | 0 | 0 | 0 | 0 | 0 | 0 | 0 | 0 | 0 | 0 | 0 | 0 | 0 | 0 | 0 | 0 | 0 | 0 | 0 | 0 | 0 | 0 | 0 | 0 | 0 | 0 | 0 | 0 | [8 empty] | 0 | 0
2020 | [6 empty] | 0 | 0 | 0 | 0 | 0 | 0 | 0 | 0 | 0 | 0 | 0 | 0 | 0 | 0 | 0 | 0 | 0 | 0 | 0 | 0 | 0 | 0 | 0 | 0 | 0 | 0 | 0 | 0 | 0 | 0 | 0 | 0 | 0 | 0 | 0 | 0 | 0 | 0 | 0 | 0 | 0 | 0 | 0 | 0 | 0 | 0 | 0 | 0 | 0 | 0 | [7 empty] | 0
2021 | [7 empty] | 0 | 0 | 0 | 0 | 0 | 0 | 0 | 0 | 0 | 0 | 0 | 0 | 0 | 0 | 0 | 0 | 0 | 0 | 0 | 0 | 0 | 0 | 0 | 0 | 0 | 0 | 0 | 0 | 0 | 0 | 0 | 0 | 0 | 0 | 0 | 0 | 0 | 0 | 0 | 0 | 0 | 0 | 0 | 0 | 0 | 0 | 0 | 0 | 0 | 0 | [6 empty] | 0
2022 | [8 empty] | 0 | 0 | 0 | 0 | 0 | 0 | 0 | 0 | 0 | 0 | 0 | 0 | 0 | 0 | 0 | 0 | 0 | 0 | 0 | 0 | 0 | 0 | 0 | 0 | 0 | 0 | 0 | 0 | 0 | 0 | 0 | 0 | 0 | 0 | 0 | 0 | 0 | 0 | 0 | 0 | 0 | 0 | 0 | 0 | 0 | 0 | 0 | 0 | 0 | 0 | [5 empty] | 0
2023 | [9 empty] | 0 | 0 | 0 | 0 | 0 | 0 | 0 | 0 | 0 | 0 | 0 | 0 | 0 | 0 | 0 | 0 | 0 | 0 | 0 | 0 | 0 | 0 | 0 | 0 | 0 | 0 | 0 | 0 | 0 | 0 | 0 | 0 | 0 | 0 | 0 | 0 | 0 | 0 | 0 | 0 | 0 | 0 | 0 | 0 | 0 | 0 | 0 | 0 | 0 | 0 |  |  |  |  | 0
2024 | [10 empty] | 0 | 0 | 0 | 0 | 0 | 0 | 0 | 0 | 0 | 0 | 0 | 0 | 0 | 0 | 0 | 0 | 0 | 0 | 0 | 0 | 0 | 0 | 0 | 0 | 0 | 0 | 0 | 0 | 0 | 0 | 0 | 0 | 0 | 0 | 0 | 0 | 0 | 0 | 0 | 0 | 0 | 0 | 0 | 0 | 0 | 0 | 0 | 0 | 0 | 0 |  |  |  | 0 | 0
2025 | [11 empty] | 2.2155 | 2.2155 | 2.2155 | 2.2155 | 2.2155 | 2.2155 | 2.2155 | 2.2155 | 2.2155 | 2.2155 | 2.2155 | 2.2155 | 2.2155 | 2.2155 | 2.2155 | 2.2155 | 2.2155 | 2.2155 | 2.2155 | 2.2155 | 2.2155 | 2.2155 | 2.2155 | 2.2155 | 2.2155 | 2.2155 | 2.2155 | 2.2155 | 2.2155 | 2.2155 | 2.2155 | 2.2155 | 2.2155 | 2.2155 | 2.2155 | 2.2155 | 2.2155 | 2.2155 | 2.2155 | 2.2155 | 2.2155 | 2.2155 | 2.2155 | 2.2155 | 2.2155 | 2.2155 | 2.2155 | 2.2155 | 2.2155 | 2.2155 |  |  | 110.7769
2026 | [12 empty] | 0 | 0 | 0 | 0 | 0 | 0 | 0 | 0 | 0 | 0 | 0 | 0 | 0 | 0 | 0 | 0 | 0 | 0 | 0 | 0 | 0 | 0 | 0 | 0 | 0 | 0 | 0 | 0 | 0 | 0 | 0 | 0 | 0 | 0 | 0 | 0 | 0 | 0 | 0 | 0 | 0 | 0 | 0 | 0 | 0 | 0 | 0 | 0 | 0 | 0 |  | 0
| 0 | 0 | 0 | 0 | 0 | 0 | 0 | 0 | 0 | 0 | 0 | 2.2155 | 2.2155 | 2.2155 | 2.2155 | 2.2155 | 2.2155 | 2.2155 | 2.2155 | 2.2155 | 2.2155 | 2.2155 | 2.2155 | 2.2155 | 2.2155 | 2.2155 | 2.2155 | 2.2155 | 2.2155 | 2.2155 | 2.2155 | 2.2155 | 2.2155 | 2.2155 | 2.2155 | 2.2155 | 2.2155 | 2.2155 | 2.2155 | 2.2155 | 2.2155 | 2.2155 | 2.2155 | 2.2155 | 2.2155 | 2.2155 | 2.2155 | 2.2155 | 2.2155 | 2.2155 | 2.2155 | 2.2155 | 2.2155 | 2.2155 | 2.2155 | 2.2155 | 2.2155 | 2.2155 | 2.2155 | 2.2155 | 2.2155 | 0 | 0 | 110.7769
Book Depreciation- excl. Salvage
2014 | 0 | 0 | 0 | 0 | 0 | 0 | 0 | 0 | 0 | 0 | 0 | 0 | 0 | 0 | 0 | 0 | 0 | 0 | 0 | 0 | 0 | 0 | 0 | 0 | 0 |  |  | 0 | 0 | 0 | 0 | 0 | 0 | 0 | 0 | 0 | 0 | 0 | 0 | 0 | 0 | 0 | 0 | 0 | 0 | 0 | 0 | 0 | 0 | 0 | 0 | 0 | [11 empty] | 0
2015 |  | 0 | 0 | 0 | 0 | 0 | 0 | 0 | 0 | 0 | 0 | 0 | 0 | 0 | 0 | 0 | 0 | 0 | 0 | 0 | 0 | 0 | 0 | 0 | 0 | 0 |  | 0 | 0 | 0 | 0 | 0 | 0 | 0 | 0 | 0 | 0 | 0 | 0 | 0 | 0 | 0 | 0 | 0 | 0 | 0 | 0 | 0 | 0 | 0 | 0 | 0 | [11 empty] | 0 | check - total PIS
2016 |  |  | 0 | 0 | 0 | 0 | 0 | 0 | 0 | 0 | 0 | 0 | 0 | 0 | 0 | 0 | 0 | 0 | 0 | 0 | 0 | 0 | 0 | 0 | 0 | 0 | 0 | 0 | 0 | 0 | 0 | 0 | 0 | 0 | 0 | 0 | 0 | 0 | 0 | 0 | 0 | 0 | 0 | 0 | 0 | 0 | 0 | 0 | 0 | 0 | 0 | 0 | [11 empty] | 0 | 0
2017 |  |  |  | 0 | 0 | 0 | 0 | 0 | 0 | 0 | 0 | 0 | 0 | 0 | 0 | 0 | 0 | 0 | 0 | 0 | 0 | 0 | 0 | 0 | 0 | 0 | 0 | 0 | 0 | 0 | 0 | 0 | 0 | 0 | 0 | 0 | 0 | 0 | 0 | 0 | 0 | 0 | 0 | 0 | 0 | 0 | 0 | 0 | 0 | 0 | 0 | 0 | 0 | [10 empty] | 0 | 0
2018 |  |  |  |  | 0 | 0 | 0 | 0 | 0 | 0 | 0 | 0 | 0 | 0 | 0 | 0 | 0 | 0 | 0 | 0 | 0 | 0 | 0 | 0 | 0 | 0 | 0 | 0 | 0 | 0 | 0 | 0 | 0 | 0 | 0 | 0 | 0 | 0 | 0 | 0 | 0 | 0 | 0 | 0 | 0 | 0 | 0 | 0 | 0 | 0 | 0 | 0 | 0 | 0 | [9 empty] | 0
2019 | [5 empty] | 0 | 0 | 0 | 0 | 0 | 0 | 0 | 0 | 0 | 0 | 0 | 0 | 0 | 0 | 0 | 0 | 0 | 0 | 0 | 0 | 0 | 0 | 0 | 0 | 0 | 0 | 0 | 0 | 0 | 0 | 0 | 0 | 0 | 0 | 0 | 0 | 0 | 0 | 0 | 0 | 0 | 0 | 0 | 0 | 0 | 0 | 0 | 0 | 0 | 0 | [8 empty] | 0 | 0
2020 | [6 empty] | 0 | 0 | 0 | 0 | 0 | 0 | 0 | 0 | 0 | 0 | 0 | 0 | 0 | 0 | 0 | 0 | 0 | 0 | 0 | 0 | 0 | 0 | 0 | 0 | 0 | 0 | 0 | 0 | 0 | 0 | 0 | 0 | 0 | 0 | 0 | 0 | 0 | 0 | 0 | 0 | 0 | 0 | 0 | 0 | 0 | 0 | 0 | 0 | 0 | 0 | [7 empty] | 0
2021 | [7 empty] | 0 | 0 | 0 | 0 | 0 | 0 | 0 | 0 | 0 | 0 | 0 | 0 | 0 | 0 | 0 | 0 | 0 | 0 | 0 | 0 | 0 | 0 | 0 | 0 | 0 | 0 | 0 | 0 | 0 | 0 | 0 | 0 | 0 | 0 | 0 | 0 | 0 | 0 | 0 | 0 | 0 | 0 | 0 | 0 | 0 | 0 | 0 | 0 | 0 | 0 | [6 empty] | 0
2022 | [8 empty] | 0 | 0 | 0 | 0 | 0 | 0 | 0 | 0 | 0 | 0 | 0 | 0 | 0 | 0 | 0 | 0 | 0 | 0 | 0 | 0 | 0 | 0 | 0 | 0 | 0 | 0 | 0 | 0 | 0 | 0 | 0 | 0 | 0 | 0 | 0 | 0 | 0 | 0 | 0 | 0 | 0 | 0 | 0 | 0 | 0 | 0 | 0 | 0 | 0 | 0 | [5 empty] | 0
2023 | [9 empty] | 0 | 0 | 0 | 0 | 0 | 0 | 0 | 0 | 0 | 0 | 0 | 0 | 0 | 0 | 0 | 0 | 0 | 0 | 0 | 0 | 0 | 0 | 0 | 0 | 0 | 0 | 0 | 0 | 0 | 0 | 0 | 0 | 0 | 0 | 0 | 0 | 0 | 0 | 0 | 0 | 0 | 0 | 0 | 0 | 0 | 0 | 0 | 0 | 0 | 0 |  |  |  |  | 0
2024 | [10 empty] | 0 | 0 | 0 | 0 | 0 | 0 | 0 | 0 | 0 | 0 | 0 | 0 | 0 | 0 | 0 | 0 | 0 | 0 | 0 | 0 | 0 | 0 | 0 | 0 | 0 | 0 | 0 | 0 | 0 | 0 | 0 | 0 | 0 | 0 | 0 | 0 | 0 | 0 | 0 | 0 | 0 | 0 | 0 | 0 | 0 | 0 | 0 | 0 | 0 | 0 |  |  |  | 0 | 0
2025 | [11 empty] | 2.2723 | 2.2723 | 2.2723 | 2.2723 | 2.2723 | 2.2723 | 2.2723 | 2.2723 | 2.2723 | 2.2723 | 2.2723 | 2.2723 | 2.2723 | 2.2723 | 2.2723 | 2.2723 | 2.2723 | 2.2723 | 2.2723 | 2.2723 | 2.2723 | 2.2723 | 2.2723 | 2.2723 | 2.2723 | 2.2723 | 2.2723 | 2.2723 | 2.2723 | 2.2723 | 2.2723 | 2.2723 | 2.2723 | 2.2723 | 2.2723 | 2.2723 | 2.2723 | 2.2723 | 2.2723 | 2.2723 | 2.2723 | 2.2723 | 2.2723 | 2.2723 | 2.2723 | 2.2723 | 2.2723 | 2.2723 | 2.2723 | 2.2723 |  |  | 113.6174
2026 | [12 empty] | 0 | 0 | 0 | 0 | 0 | 0 | 0 | 0 | 0 | 0 | 0 | 0 | 0 | 0 | 0 | 0 | 0 | 0 | 0 | 0 | 0 | 0 | 0 | 0 | 0 | 0 | 0 | 0 | 0 | 0 | 0 | 0 | 0 | 0 | 0 | 0 | 0 | 0 | 0 | 0 | 0 | 0 | 0 | 0 | 0 | 0 | 0 | 0 | 0 | 0 |  | 0 | 0
| 0 | 0 | 0 | 0 | 0 | 0 | 0 | 0 | 0 | 0 | 0 | 2.2723 | 2.2723 | 2.2723 | 2.2723 | 2.2723 | 2.2723 | 2.2723 | 2.2723 | 2.2723 | 2.2723 | 2.2723 | 2.2723 | 2.2723 | 2.2723 | 2.2723 | 2.2723 | 2.2723 | 2.2723 | 2.2723 | 2.2723 | 2.2723 | 2.2723 | 2.2723 | 2.2723 | 2.2723 | 2.2723 | 2.2723 | 2.2723 | 2.2723 | 2.2723 | 2.2723 | 2.2723 | 2.2723 | 2.2723 | 2.2723 | 2.2723 | 2.2723 | 2.2723 | 2.2723 | 2.2723 | 2.2723 | 2.2723 | 2.2723 | 2.2723 | 2.2723 | 2.2723 | 2.2723 | 2.2723 | 2.2723 | 2.2723 | 0 | 0 | 113.6174
Note on A50: Lee, Betty: rate base does not include CWIP b/c the CapEx dollars include an AFUDC component in it already

## 4e-2017
Project No. | 4d
Project Desc. | NEW Gowanus Expansion
Book Life | 50
Tax Life | 20N
Salvage Rate | 2.5%
| 2014 | 2015 | 2016 | 2017 | 2018 | 2019 | 2020 | 2021 | 2022 | 2023 | 2024 | 2025 | 2026 | 2027 | 2028 | 2029 | 2030 | 2031 | 2032 | 2033 | 2034 | 2035 | 2036 | 2037 | 2038 | 2039 | 2040 | 2041 | 2042 | 2043 | 2044 | 2045 | 2046 | 2047 | 2048 | 2049 | 2050 | 2051 | 2052 | 2053 | 2054 | 2055 | 2056 | 2057 | 2058 | 2059 | 2060 | 2061 | 2062 | 2063 | 2064 | 2065 | 2066 | 2067 | 2068 | 2069 | 2070 | 2071 | 2072 | 2073 | 2074 | 2075 | 2076
Closing to Plant (Y/N) | N | N | N | N | N | N | N | N | N | N | N | N | N | N | N | N | N | N | N | N | N | N | N | N | N | N | N | N | N | N | N | N | N | N | N | N | N | N | N | N | N | N | N | N | N | N | N | N | N | N | N | N | N | N | N | N | N | N | N | N | N | N | N | Total
CWIP
Beginning of Period | 0 | 0 | 0 | 0 | 0 | 0 | 0 | 0 | 0 | 0 | 0 | 0 | 0 | 0 | 0 | 0 | 0 | 0 | 0 | 0 | 0 | 0 | 0 | 0 | 0 | 0 | 0 | 0 | 0 | 0 | 0 | 0 | 0 | 0 | 0 | 0 | 0 | 0 | 0 | 0 | 0 | 0 | 0 | 0 | 0 | 0 | 0 | 0 | 0 | 0 | 0 | 0 | 0 | 0 | 0 | 0 | 0 | 0 | 0 | 0 | 0 | 0 | 0
Activity
Capex | 0 | 0 | 0 | 0 | 0 | 0 | 0 | 0 | 0 | 0 | 0 | 0 | 0 | [50 empty] | 0
Closings to Plant |  |  |  | 0 | [6 empty] | 0 | [52 empty] | 0
End of Period | 0 | 0 | 0 | 0 | 0 | 0 | 0 | 0 | 0 | 0 | 0 | 0 | 0 | 0 | 0 | 0 | 0 | 0 | 0 | 0 | 0 | 0 | 0 | 0 | 0 | 0 | 0 | 0 | 0 | 0 | 0 | 0 | 0 | 0 | 0 | 0 | 0 | 0 | 0 | 0 | 0 | 0 | 0 | 0 | 0 | 0 | 0 | 0 | 0 | 0 | 0 | 0 | 0 | 0 | 0 | 0 | 0 | 0 | 0 | 0 | 0 | 0 | 0
Average | 0 | 0 | 0 | 0 | 0 | 0 | 0 | 0 | 0 | 0 | 0 | 0 | 0 | 0 | 0 | 0 | 0 | 0 | 0 | 0 | 0 | 0 | 0 | 0 | 0 | 0 | 0 | 0 | 0 | 0 | 0 | 0 | 0 | 0 | 0 | 0 | 0 | 0 | 0 | 0 | 0 | 0 | 0 | 0 | 0 | 0 | 0 | 0 | 0 | 0 | 0 | 0 | 0 | 0 | 0 | 0 | 0 | 0 | 0 | 0 | 0 | 0 | 0
Plant in Service
Beginning of Period | 0 | 0 | 0 | 0 | 0 | 0 | 0 | 0 | 0 | 0 | 0 | 0 | 0 | 0 | 0 | 0 | 0 | 0 | 0 | 0 | 0 | 0 | 0 | 0 | 0 | 0 | 0 | 0 | 0 | 0 | 0 | 0 | 0 | 0 | 0 | 0 | 0 | 0 | 0 | 0 | 0 | 0 | 0 | 0 | 0 | 0 | 0 | 0 | 0 | 0 | 0 | 0 | 0 | 0 | 0 | 0 | 0 | 0 | 0 | 0 | 0 | 0 | 0
Activity | 0 | 0 | 0 | 0 | 0 | 0 | 0 | 0 | 0 | 0 | 0 | 0 | 0 | 0 | 0 | 0 | 0 | 0 | 0 | 0 | 0 | 0 | 0 | 0 | 0 | 0 | 0 | 0 | 0 | 0 | 0 | 0 | 0 | 0 | 0 | 0 | 0 | 0 | 0 | 0 | 0 | 0 | 0 | 0 | 0 | 0 | 0 | 0 | 0 | 0 | 0 | 0 | 0 | 0 | 0 | 0 | 0 | 0 | 0 | 0 | 0 | 0 | 0 | 0
End of Period | 0 | 0 | 0 | 0 | 0 | 0 | 0 | 0 | 0 | 0 | 0 | 0 | 0 | 0 | 0 | 0 | 0 | 0 | 0 | 0 | 0 | 0 | 0 | 0 | 0 | 0 | 0 | 0 | 0 | 0 | 0 | 0 | 0 | 0 | 0 | 0 | 0 | 0 | 0 | 0 | 0 | 0 | 0 | 0 | 0 | 0 | 0 | 0 | 0 | 0 | 0 | 0 | 0 | 0 | 0 | 0 | 0 | 0 | 0 | 0 | 0 | 0 | 0
Average | 0 | 0 | 0 | 0 | 0 | 0 | 0 | 0 | 0 | 0 | 0 | 0 | 0 | 0 | 0 | 0 | 0 | 0 | 0 | 0 | 0 | 0 | 0 | 0 | 0 | 0 | 0 | 0 | 0 | 0 | 0 | 0 | 0 | 0 | 0 | 0 | 0 | 0 | 0 | 0 | 0 | 0 | 0 | 0 | 0 | 0 | 0 | 0 | 0 | 0 | 0 | 0 | 0 | 0 | 0 | 0 | 0 | 0 | 0 | 0 | 0 | 0 | 0
Tax Depreciation
Beginning of Period | 0 | 0 | 0 | 0 | 0 | 0 | 0 | 0 | 0 | 0 | 0 | 0 | 0 | 0 | 0 | 0 | 0 | 0 | 0 | 0 | 0 | 0 | 0 | 0 | 0 | 0 | 0 | 0 | 0 | 0 | 0 | 0 | 0 | 0 | 0 | 0 | 0 | 0 | 0 | 0 | 0 | 0 | 0 | 0 | 0 | 0 | 0 | 0 | 0 | 0 | 0 | 0 | 0 | 0 | 0 | 0 | 0 | 0 | 0 | 0 | 0 | 0 | 0
Federal | 0 | 0 | 0 | 0 | 0 | 0 | 0 | 0 | 0 | 0 | 0 | 0 | 0 | 0 | 0 | 0 | 0 | 0 | 0 | 0 | 0 | 0 | 0 | 0 | 0 | 0 | 0 | 0 | 0 | 0 | 0 | 0 | 0 | 0 | 0 | 0 | 0 | 0 | 0 | 0 | 0 | 0 | 0 | 0 | 0 | 0 | 0 | 0 | 0 | 0 | 0 | 0 | 0 | 0 | 0 | 0 | 0 | 0 | 0 | 0 | 0 | 0 | 0 | 0
State | 0 | 0 | 0 | 0 | 0 | 0 | 0 | 0 | 0 | 0 | 0 | 0 | 0 | 0 | 0 | 0 | 0 | 0 | 0 | 0 | 0 | 0 | 0 | 0 | 0 | 0 | 0 | 0 | 0 | 0 | 0 | 0 | 0 | 0 | 0 | 0 | 0 | 0 | 0 | 0 | 0 | 0 | 0 | 0 | 0 | 0 | 0 | 0 | 0 | 0 | 0 | 0 | 0 | 0 | 0 | 0 | 0 | 0 | 0 | 0 | 0 | 0 | 0 | 0
End of Period | 0 | 0 | 0 | 0 | 0 | 0 | 0 | 0 | 0 | 0 | 0 | 0 | 0 | 0 | 0 | 0 | 0 | 0 | 0 | 0 | 0 | 0 | 0 | 0 | 0 | 0 | 0 | 0 | 0 | 0 | 0 | 0 | 0 | 0 | 0 | 0 | 0 | 0 | 0 | 0 | 0 | 0 | 0 | 0 | 0 | 0 | 0 | 0 | 0 | 0 | 0 | 0 | 0 | 0 | 0 | 0 | 0 | 0 | 0 | 0 | 0 | 0 | 0
Average | 0 | 0 | 0 | 0 | 0 | 0 | 0 | 0 | 0 | 0 | 0 | 0 | 0 | 0 | 0 | 0 | 0 | 0 | 0 | 0 | 0 | 0 | 0 | 0 | 0 | 0 | 0 | 0 | 0 | 0 | 0 | 0 | 0 | 0 | 0 | 0 | 0 | 0 | 0 | 0 | 0 | 0 | 0 | 0 | 0 | 0 | 0 | 0 | 0 | 0 | 0 | 0 | 0 | 0 | 0 | 0 | 0 | 0 | 0 | 0 | 0 | 0 | 0
Book Depreciation with COR
Beginning of Period | 0 | 0 | 0 | 0 | 0 | 0 | 0 | 0 | 0 | 0 | 0 | 0 | 0 | 0 | 0 | 0 | 0 | 0 | 0 | 0 | 0 | 0 | 0 | 0 | 0 | 0 | 0 | 0 | 0 | 0 | 0 | 0 | 0 | 0 | 0 | 0 | 0 | 0 | 0 | 0 | 0 | 0 | 0 | 0 | 0 | 0 | 0 | 0 | 0 | 0 | 0 | 0 | 0 | 0 | 0 | 0 | 0 | 0 | 0 | 0 | 0 | 0 | 0
Activity | 0 | 0 | 0 | 0 | 0 | 0 | 0 | 0 | 0 | 0 | 0 | 0 | 0 | 0 | 0 | 0 | 0 | 0 | 0 | 0 | 0 | 0 | 0 | 0 | 0 | 0 | 0 | 0 | 0 | 0 | 0 | 0 | 0 | 0 | 0 | 0 | 0 | 0 | 0 | 0 | 0 | 0 | 0 | 0 | 0 | 0 | 0 | 0 | 0 | 0 | 0 | 0 | 0 | 0 | 0 | 0 | 0 | 0 | 0 | 0 | 0 | 0 | 0 | 0
Book Depreciation Related to Retired PIS | [49 empty] | 0 | 0 | 0 | 0 | 0 | 0 | 0 | 0 | 0 | 0 | 0 | 0 | 0 |  | 0
End of Period | 0 | 0 | 0 | 0 | 0 | 0 | 0 | 0 | 0 | 0 | 0 | 0 | 0 | 0 | 0 | 0 | 0 | 0 | 0 | 0 | 0 | 0 | 0 | 0 | 0 | 0 | 0 | 0 | 0 | 0 | 0 | 0 | 0 | 0 | 0 | 0 | 0 | 0 | 0 | 0 | 0 | 0 | 0 | 0 | 0 | 0 | 0 | 0 | 0 | 0 | 0 | 0 | 0 | 0 | 0 | 0 | 0 | 0 | 0 | 0 | 0 | 0 | 0
Average | 0 | 0 | 0 | 0 | 0 | 0 | 0 | 0 | 0 | 0 | 0 | 0 | 0 | 0 | 0 | 0 | 0 | 0 | 0 | 0 | 0 | 0 | 0 | 0 | 0 | 0 | 0 | 0 | 0 | 0 | 0 | 0 | 0 | 0 | 0 | 0 | 0 | 0 | 0 | 0 | 0 | 0 | 0 | 0 | 0 | 0 | 0 | 0 | 0 | 0 | 0 | 0 | 0 | 0 | 0 | 0 | 0 | 0 | 0 | 0 | 0 | 0 | 0
Federal Deferred Tax Balance, Net of Tax
Beginning of Period | 0 | 0 | 0 | 0 | 0 | 0 | 0 | 0 | 0 | 0 | 0 | 0 | 0 | 0 | 0 | 0 | 0 | 0 | 0 | 0 | 0 | 0 | 0 | 0 | 0 | 0 | 0 | 0 | 0 | 0 | 0 | 0 | 0 | 0 | 0 | 0 | 0 | 0 | 0 | 0 | 0 | 0 | 0 | 0 | 0 | 0 | 0 | 0 | 0 | 0 | 0 | 0 | 0 | 0 | 0 | 0 | 0 | 0 | 0 | 0 | 0 | 0 | 0
Activity | 0 | 0 | 0 | 0 | 0 | 0 | 0 | 0 | 0 | 0 | 0 | 0 | 0 | 0 | 0 | 0 | 0 | 0 | 0 | 0 | 0 | 0 | 0 | 0 | 0 | 0 | 0 | 0 | 0 | 0 | 0 | 0 | 0 | 0 | 0 | 0 | 0 | 0 | 0 | 0 | 0 | 0 | 0 | 0 | 0 | 0 | 0 | 0 | 0 | 0 | 0 | 0 | 0 | 0 | 0 | 0 | 0 | 0 | 0 | 0 | 0 | 0 | 0 | 0
End of Period | 0 | 0 | 0 | 0 | 0 | 0 | 0 | 0 | 0 | 0 | 0 | 0 | 0 | 0 | 0 | 0 | 0 | 0 | 0 | 0 | 0 | 0 | 0 | 0 | 0 | 0 | 0 | 0 | 0 | 0 | 0 | 0 | 0 | 0 | 0 | 0 | 0 | 0 | 0 | 0 | 0 | 0 | 0 | 0 | 0 | 0 | 0 | 0 | 0 | 0 | 0 | 0 | 0 | 0 | 0 | 0 | 0 | 0 | 0 | 0 | 0 | 0 | 0
Average | 0 | 0 | 0 | 0 | 0 | 0 | 0 | 0 | 0 | 0 | 0 | 0 | 0 | 0 | 0 | 0 | 0 | 0 | 0 | 0 | 0 | 0 | 0 | 0 | 0 | 0 | 0 | 0 | 0 | 0 | 0 | 0 | 0 | 0 | 0 | 0 | 0 | 0 | 0 | 0 | 0 | 0 | 0 | 0 | 0 | 0 | 0 | 0 | 0 | 0 | 0 | 0 | 0 | 0 | 0 | 0 | 0 | 0 | 0 | 0 | 0 | 0 | 0
State Deferred Tax Balance
Beginning of Period | 0 | 0 | 0 | 0 | 0 | 0 | 0 | 0 | 0 | 0 | 0 | 0 | 0 | 0 | 0 | 0 | 0 | 0 | 0 | 0 | 0 | 0 | 0 | 0 | 0 | 0 | 0 | 0 | 0 | 0 | 0 | 0 | 0 | 0 | 0 | 0 | 0 | 0 | 0 | 0 | 0 | 0 | 0 | 0 | 0 | 0 | 0 | 0 | 0 | 0 | 0 | 0 | 0 | 0 | 0 | 0 | 0 | 0 | 0 | 0 | 0 | 0 | 0
Activity | 0 | 0 | 0 | 0 | 0 | 0 | 0 | 0 | 0 | 0 | 0 | 0 | 0 | 0 | 0 | 0 | 0 | 0 | 0 | 0 | 0 | 0 | 0 | 0 | 0 | 0 | 0 | 0 | 0 | 0 | 0 | 0 | 0 | 0 | 0 | 0 | 0 | 0 | 0 | 0 | 0 | 0 | 0 | 0 | 0 | 0 | 0 | 0 | 0 | 0 | 0 | 0 | 0 | 0 | 0 | 0 | 0 | 0 | 0 | 0 | 0 | 0 | 0 | 0
End of Period | 0 | 0 | 0 | 0 | 0 | 0 | 0 | 0 | 0 | 0 | 0 | 0 | 0 | 0 | 0 | 0 | 0 | 0 | 0 | 0 | 0 | 0 | 0 | 0 | 0 | 0 | 0 | 0 | 0 | 0 | 0 | 0 | 0 | 0 | 0 | 0 | 0 | 0 | 0 | 0 | 0 | 0 | 0 | 0 | 0 | 0 | 0 | 0 | 0 | 0 | 0 | 0 | 0 | 0 | 0 | 0 | 0 | 0 | 0 | 0 | 0 | 0 | 0
Average | 0 | 0 | 0 | 0 | 0 | 0 | 0 | 0 | 0 | 0 | 0 | 0 | 0 | 0 | 0 | 0 | 0 | 0 | 0 | 0 | 0 | 0 | 0 | 0 | 0 | 0 | 0 | 0 | 0 | 0 | 0 | 0 | 0 | 0 | 0 | 0 | 0 | 0 | 0 | 0 | 0 | 0 | 0 | 0 | 0 | 0 | 0 | 0 | 0 | 0 | 0 | 0 | 0 | 0 | 0 | 0 | 0 | 0 | 0 | 0 | 0 | 0 | 0
Net Rate Base - Average | 0 | 0 | 0 | 0 | 0 | 0 | 0 | 0 | 0 | 0 | 0 | 0 | 0 | 0 | 0 | 0 | 0 | 0 | 0 | 0 | 0 | 0 | 0 | 0 | 0 | 0 | 0 | 0 | 0 | 0 | 0 | 0 | 0 | 0 | 0 | 0 | 0 | 0 | 0 | 0 | 0 | 0 | 0 | 0 | 0 | 0 | 0 | 0 | 0 | 0 | 0 | 0 | 0 | 0 | 0 | 0 | 0 | 0 | 0 | 0 | 0 | 0 | 0
EXPENSES
Income Tax - Removal Cost | 0 | 0 | 0 | 0 | 0 | 0 | 0 | 0 | 0 | 0 | 0 | 0 | 0 | 0 | 0 | 0 | 0 | 0 | 0 | 0 | 0 | 0 | 0 | 0 | 0 | 0 | 0 | 0 | 0 | 0 | 0 | 0 | 0 | 0 | 0 | 0 | 0 | 0 | 0 | 0 | 0 | 0 | 0 | 0 | 0 | 0 | 0 | 0 | 0 | 0 | 0 | 0 | 0 | 0 | 0 | 0 | 0 | 0 | 0 | 0 | 0 | 0 | 0 | 0
Book Depreciation | 0 | 0 | 0 | 0 | 0 | 0 | 0 | 0 | 0 | 0 | 0 | 0 | 0 | 0 | 0 | 0 | 0 | 0 | 0 | 0 | 0 | 0 | 0 | 0 | 0 | 0 | 0 | 0 | 0 | 0 | 0 | 0 | 0 | 0 | 0 | 0 | 0 | 0 | 0 | 0 | 0 | 0 | 0 | 0 | 0 | 0 | 0 | 0 | 0 | 0 | 0 | 0 | 0 | 0 | 0 | 0 | 0 | 0 | 0 | 0 | 0 | 0 | 0 | 0
Property Taxes | 0 | 0 | 0 | 0 | 0 | 0 | 0 | 0 | 0 | 0 | 0 | 0 | 0 | 0 | 0 | 0 | 0 | 0 | 0 | 0 | 0 | 0 | 0 | 0 | 0 | 0 | 0 | 0 | 0 | 0 | 0 | 0 | 0 | 0 | 0 | 0 | 0 | 0 | 0 | 0 | 0 | 0 | 0 | 0 | 0 | 0 | 0 | 0 | 0 | 0 | 0 | 0 | 0 | 0 | 0 | 0 | 0 | 0 | 0 | 0 | 0 | 0 | 0 | 0
Total Expenses | 0 | 0 | 0 | 0 | 0 | 0 | 0 | 0 | 0 | 0 | 0 | 0 | 0 | 0 | 0 | 0 | 0 | 0 | 0 | 0 | 0 | 0 | 0 | 0 | 0 | 0 | 0 | 0 | 0 | 0 | 0 | 0 | 0 | 0 | 0 | 0 | 0 | 0 | 0 | 0 | 0 | 0 | 0 | 0 | 0 | 0 | 0 | 0 | 0 | 0 | 0 | 0 | 0 | 0 | 0 | 0 | 0 | 0 | 0 | 0 | 0 | 0 | 0 | 0
REVENUE REQUIREMENT
Net Rate Base | 0 | 0 | 0 | 0 | 0 | 0 | 0 | 0 | 0 | 0 | 0 | 0 | 0 | 0 | 0 | 0 | 0 | 0 | 0 | 0 | 0 | 0 | 0 | 0 | 0 | 0 | 0 | 0 | 0 | 0 | 0 | 0 | 0 | 0 | 0 | 0 | 0 | 0 | 0 | 0 | 0 | 0 | 0 | 0 | 0 | 0 | 0 | 0 | 0 | 0 | 0 | 0 | 0 | 0 | 0 | 0 | 0 | 0 | 0 | 0 | 0 | 0 | 0 | 0
ROR | 9.98% | 9.98% | 9.7% | 9.7% | 9.7% | 9.7% | 9.7% | 9.7% | 9.7% | 9.7% | 9.7% | 9.7% | 9.7% | 9.7% | 9.7% | 9.7% | 9.7% | 9.7% | 9.7% | 9.7% | 9.7% | 9.7% | 9.7% | 9.7% | 9.7% | 9.7% | 9.7% | 9.7% | 9.7% | 9.7% | 9.7% | 9.7% | 9.7% | 9.7% | 9.7% | 9.7% | 9.7% | 9.7% | 9.7% | 9.7% | 9.7% | 9.7% | 9.7% | 9.7% | 9.7% | 9.7% | 9.7% | 9.7% | 9.7% | 9.7% | 9.7% | 9.7% | 9.7% | 9.7% | 9.7% | 9.7% | 9.7% | 9.7% | 9.7% | 9.7% | 9.7% | 9.7% | 9.7%
Earnings Base | 0 | 0 | 0 | 0 | 0 | 0 | 0 | 0 | 0 | 0 | 0 | 0 | 0 | 0 | 0 | 0 | 0 | 0 | 0 | 0 | 0 | 0 | 0 | 0 | 0 | 0 | 0 | 0 | 0 | 0 | 0 | 0 | 0 | 0 | 0 | 0 | 0 | 0 | 0 | 0 | 0 | 0 | 0 | 0 | 0 | 0 | 0 | 0 | 0 | 0 | 0 | 0 | 0 | 0 | 0 | 0 | 0 | 0 | 0 | 0 | 0 | 0 | 0
Earnings - Expense | 0 | 0 | 0 | 0 | 0 | 0 | 0 | 0 | 0 | 0 | 0 | 0 | 0 | 0 | 0 | 0 | 0 | 0 | 0 | 0 | 0 | 0 | 0 | 0 | 0 | 0 | 0 | 0 | 0 | 0 | 0 | 0 | 0 | 0 | 0 | 0 | 0 | 0 | 0 | 0 | 0 | 0 | 0 | 0 | 0 | 0 | 0 | 0 | 0 | 0 | 0 | 0 | 0 | 0 | 0 | 0 | 0 | 0 | 0 | 0 | 0 | 0 | 0 | 0
Total Earnings Effect | 0 | 0 | 0 | 0 | 0 | 0 | 0 | 0 | 0 | 0 | 0 | 0 | 0 | 0 | 0 | 0 | 0 | 0 | 0 | 0 | 0 | 0 | 0 | 0 | 0 | 0 | 0 | 0 | 0 | 0 | 0 | 0 | 0 | 0 | 0 | 0 | 0 | 0 | 0 | 0 | 0 | 0 | 0 | 0 | 0 | 0 | 0 | 0 | 0 | 0 | 0 | 0 | 0 | 0 | 0 | 0 | 0 | 0 | 0 | 0 | 0 | 0 | 0
Gross-Up Factor | 1.0354 | 1.0354 | 1.0354 | 1.0354 | 1.0354 | 1.0354 | 1.0354 | 1.0354 | 1.0354 | 1.0354 | 1.0354 | 1.0354 | 1.0354 | 1.0354 | 1.0354 | 1.0354 | 1.0354 | 1.0354 | 1.0354 | 1.0354 | 1.0354 | 1.0354 | 1.0354 | 1.0354 | 1.0354 | 1.0354 | 1.0354 | 1.0354 | 1.0354 | 1.0354 | 1.0354 | 1.0354 | 1.0354 | 1.0354 | 1.0354 | 1.0354 | 1.0354 | 1.0354 | 1.0354 | 1.0354 | 1.0354 | 1.0354 | 1.0354 | 1.0354 | 1.0354 | 1.0354 | 1.0354 | 1.0354 | 1.0354 | 1.0354 | 1.0354 | 1.0354 | 1.0354 | 1.0354 | 1.0354 | 1.0354 | 1.0354 | 1.0354 | 1.0354 | 1.0354 | 1.0354 | 1.0354 | 1.0354
Revenue requirement | 0 | 0 | 0 | 0 | 0 | 0 | 0 | 0 | 0 | 0 | 0 | 0 | 0 | 0 | 0 | 0 | 0 | 0 | 0 | 0 | 0 | 0 | 0 | 0 | 0 | 0 | 0 | 0 | 0 | 0 | 0 | 0 | 0 | 0 | 0 | 0 | 0 | 0 | 0 | 0 | 0 | 0 | 0 | 0 | 0 | 0 | 0 | 0 | 0 | 0 | 0 | 0 | 0 | 0 | 0 | 0 | 0 | 0 | 0 | 0 | 0 | 0 | 0 | 0
Depreciation Calculations
Tax Depreciation - Federal
Cost of new equipment in service basis | 0 | 0 | 0 | 0 | 0 | 0 | 0 | 0 | 0 | 0 | 0 | 0 | 0 | 0 | 0 | 0 | 0 | 0 | 0 | 0 | 0 | 0 | 0 | 0 | 0 | 0 | 0 | 0 | 0 | 0 | 0 | 0 | 0 | 0 | 0 | 0 | 0 | 0 | 0 | 0 | 0 | 0 | 0 | 0 | 0 | 0 | 0 | 0 | 0 | 0 | 0 | 0 | 0 | 0 | 0 | 0 | 0 | 0 | 0 | 0 | 0
Bonus Depreciation (N/A) | 0 | 0 | 0 | 0 | 0 | 0 | 0 | 0 | 0 | 0 | 0 | 0 | 0 | 0 | 0 | 0 | 0 | 0 | 0 | 0 | 0 | 0 | 0 | 0 | 0 | 0 | 0 | 0 | 0 | 0 | 0 | 0 | 0 | 0 | 0 | 0 | 0 | 0 | 0 | 0 | 0 | 0 | 0 | 0 | 0 | 0 | 0 | 0 | 0 | 0 | 0 | 0 | 0 | 0 | 0 | 0 | 0 | 0 | 0 | 0 | 0
Regular Depreciation basis (Cumulative) | 0 | 0 | 0 | 0 | 0 | 0 | 0 | 0 | 0 | 0 | 0 | 0 | 0 | 0 | 0 | 0 | 0 | 0 | 0 | 0 | 0 | 0 | 0 | 0 | 0 | 0 | 0 | 0 | 0 | 0 | 0 | 0 | 0 | 0 | 0 | 0 | 0 | 0 | 0 | 0 | 0 | 0 | 0 | 0 | 0 | 0 | 0 | 0 | 0 | 0 | 0 | 0 | 0 | 0 | 0 | 0 | 0 | 0 | 0 | 0 | 0 | 0 | 0
RegularDepreciation | [10 empty] | 0 | 0 | 0 | 0 | 0 | 0 | 0 | 0 | 0 | 0 | 0 | 0 | 0 | 0 | 0 | 0 | 0 | 0 | 0 | 0 | 0 | [32 empty] | 0
Total Depreciation for year | 0 | 0 | 0 | 0 | 0 | 0 | 0 | 0 | 0 | 0 | 0 | 0 | 0 | 0 | 0 | 0 | 0 | 0 | 0 | 0 | 0 | 0 | 0 | 0 | 0 | 0 | 0 | 0 | 0 | 0 | 0 | 0 | 0 | 0 | 0 | 0 | 0 | 0 | 0 | 0 | 0 | 0 | 0 | 0 | 0 | 0 | 0 | 0 | 0 | 0 | 0 | 0 | 0 | 0 | 0 | 0 | 0 | 0 | 0 | 0 | 0
Tax Depreciation - State
Cost of new equipment in service basis | 0 | 0 | 0 | 0 | 0 | 0 | 0 | 0 | 0 | 0 | 0 | 0 | 0 | 0 | 0 | 0 | 0 | 0 | 0 | 0 | 0 | 0 | 0 | 0 | 0 | 0 | 0 | 0 | 0 | 0 | 0 | 0 | 0 | 0 | 0 | 0 | 0 | 0 | 0 | 0 | 0 | 0 | 0 | 0 | 0 | 0 | 0 | 0 | 0 | 0 | 0 | 0 | 0 | 0 | 0 | 0 | 0 | 0 | 0 | 0 | 0 | 0 | 0
Bonus Depreciation (N/A) | 0 | 0 | 0 | 0 | 0 | 0 | 0 | 0 | 0 | 0 | 0 | 0 | 0 | 0 | 0 | 0 | 0 | 0 | 0 | 0 | 0 | 0 | 0 | 0 | 0 | 0 | 0 | 0 | 0 | 0 | 0 | 0 | 0 | 0 | 0 | 0 | 0 | 0 | 0 | 0 | 0 | 0 | 0 | 0 | 0 | 0 | 0 | 0 | 0 | 0 | 0 | 0 | 0 | 0 | 0 | 0 | 0 | 0 | 0 | 0 | 0 | 0 | 0
Regular Depreciation basis (Cumulative) | 0 | 0 | 0 | 0 | 0 | 0 | 0 | 0 | 0 | 0 | 0 | 0 | 0 | 0 | 0 | 0 | 0 | 0 | 0 | 0 | 0 | 0 | 0 | 0 | 0 | 0 | 0 | 0 | 0 | 0 | 0 | 0 | 0 | 0 | 0 | 0 | 0 | 0 | 0 | 0 | 0 | 0 | 0 | 0 | 0 | 0 | 0 | 0 | 0 | 0 | 0 | 0 | 0 | 0 | 0 | 0 | 0 | 0 | 0 | 0 | 0 | 0 | 0
RegularDepreciation | 0 | 0 | 0 | 0 | 0 | 0 | 0 | 0 | 0 | 0 | 0 | 0 | 0 | 0 | 0 | 0 | 0 | 0 | 0 | 0 | 0 | 0 | 0 | 0 | 0 | 0 | 0 | 0 | 0 | 0 | 0 | 0 | 0 | 0 | 0 | 0 | 0 | 0 | 0 | 0 | 0 | 0 | 0 | 0 | 0 | 0 | 0 | 0 | 0 | 0 | 0 | 0 | 0 | 0 | 0 | 0 | 0 | 0 | 0 | 0 | 0 | 0 | 0 | 0
Total Depreciation for year | 0 | 0 | 0 | 0 | 0 | 0 | 0 | 0 | 0 | 0 | 0 | 0 | 0 | 0 | 0 | 0 | 0 | 0 | 0 | 0 | 0 | 0 | 0 | 0 | 0 | 0 | 0 | 0 | 0 | 0 | 0 | 0 | 0 | 0 | 0 | 0 | 0 | 0 | 0 | 0 | 0 | 0 | 0 | 0 | 0 | 0 | 0 | 0 | 0 | 0 | 0 | 0 | 0 | 0 | 0 | 0 | 0 | 0 | 0 | 0 | 0 | 0 | 0
Book Depreciation with COR
2014 | 0 | 0 | 0 | 0 | 0 | 0 | 0 | 0 | 0 | 0 | 0 | 0 | 0 | 0 | 0 | 0 | 0 | 0 | 0 | 0 | 0 | 0 | 0 | 0 | 0 | 0 | 0 | 0 | 0 | 0 | 0 | 0 | 0 | 0 | 0 | 0 | 0 | 0 | 0 | 0 | 0 | 0 | 0 | 0 | 0 | 0 | 0 | 0 | 0 | 0 | [13 empty] | 0
2015 |  | 0 | 0 | 0 | 0 | 0 | 0 | 0 | 0 | 0 | 0 | 0 | 0 | 0 | 0 | 0 | 0 | 0 | 0 | 0 | 0 | 0 | 0 | 0 | 0 | 0 | 0 | 0 | 0 | 0 | 0 | 0 | 0 | 0 | 0 | 0 | 0 | 0 | 0 | 0 | 0 | 0 | 0 | 0 | 0 | 0 | 0 | 0 | 0 | 0 | 0 | [12 empty] | 0 | check - total PIS
2016 |  |  | 0 | 0 | 0 | 0 | 0 | 0 | 0 | 0 | 0 | 0 | 0 | 0 | 0 | 0 | 0 | 0 | 0 | 0 | 0 | 0 | 0 | 0 | 0 | 0 | 0 | 0 | 0 | 0 | 0 | 0 | 0 | 0 | 0 | 0 | 0 | 0 | 0 | 0 | 0 | 0 | 0 | 0 | 0 | 0 | 0 | 0 | 0 | 0 | 0 | 0 | [11 empty] | 0 | 0
2017 |  |  |  | 0 | 0 | 0 | 0 | 0 | 0 | 0 | 0 | 0 | 0 | 0 | 0 | 0 | 0 | 0 | 0 | 0 | 0 | 0 | 0 | 0 | 0 | 0 | 0 | 0 | 0 | 0 | 0 | 0 | 0 | 0 | 0 | 0 | 0 | 0 | 0 | 0 | 0 | 0 | 0 | 0 | 0 | 0 | 0 | 0 | 0 | 0 | 0 | 0 | 0 | [10 empty] | 0 | 0
2018 |  |  |  |  | 0 | 0 | 0 | 0 | 0 | 0 | 0 | 0 | 0 | 0 | 0 | 0 | 0 | 0 | 0 | 0 | 0 | 0 | 0 | 0 | 0 | 0 | 0 | 0 | 0 | 0 | 0 | 0 | 0 | 0 | 0 | 0 | 0 | 0 | 0 | 0 | 0 | 0 | 0 | 0 | 0 | 0 | 0 | 0 | 0 | 0 | 0 | 0 | 0 | 0 | [9 empty] | 0
2019 | [5 empty] | 0 | 0 | 0 | 0 | 0 | 0 | 0 | 0 | 0 | 0 | 0 | 0 | 0 | 0 | 0 | 0 | 0 | 0 | 0 | 0 | 0 | 0 | 0 | 0 | 0 | 0 | 0 | 0 | 0 | 0 | 0 | 0 | 0 | 0 | 0 | 0 | 0 | 0 | 0 | 0 | 0 | 0 | 0 | 0 | 0 | 0 | 0 | 0 | 0 | 0 | [8 empty] | 0 | 0
2020 | [6 empty] | 0 | 0 | 0 | 0 | 0 | 0 | 0 | 0 | 0 | 0 | 0 | 0 | 0 | 0 | 0 | 0 | 0 | 0 | 0 | 0 | 0 | 0 | 0 | 0 | 0 | 0 | 0 | 0 | 0 | 0 | 0 | 0 | 0 | 0 | 0 | 0 | 0 | 0 | 0 | 0 | 0 | 0 | 0 | 0 | 0 | 0 | 0 | 0 | 0 | 0 | [7 empty] | 0
2021 | [7 empty] | 0 | 0 | 0 | 0 | 0 | 0 | 0 | 0 | 0 | 0 | 0 | 0 | 0 | 0 | 0 | 0 | 0 | 0 | 0 | 0 | 0 | 0 | 0 | 0 | 0 | 0 | 0 | 0 | 0 | 0 | 0 | 0 | 0 | 0 | 0 | 0 | 0 | 0 | 0 | 0 | 0 | 0 | 0 | 0 | 0 | 0 | 0 | 0 | 0 | 0 | [6 empty] | 0
2022 | [8 empty] | 0 | 0 | 0 | 0 | 0 | 0 | 0 | 0 | 0 | 0 | 0 | 0 | 0 | 0 | 0 | 0 | 0 | 0 | 0 | 0 | 0 | 0 | 0 | 0 | 0 | 0 | 0 | 0 | 0 | 0 | 0 | 0 | 0 | 0 | 0 | 0 | 0 | 0 | 0 | 0 | 0 | 0 | 0 | 0 | 0 | 0 | 0 | 0 | 0 | 0 | [5 empty] | 0
2023 | [9 empty] | 0 | 0 | 0 | 0 | 0 | 0 | 0 | 0 | 0 | 0 | 0 | 0 | 0 | 0 | 0 | 0 | 0 | 0 | 0 | 0 | 0 | 0 | 0 | 0 | 0 | 0 | 0 | 0 | 0 | 0 | 0 | 0 | 0 | 0 | 0 | 0 | 0 | 0 | 0 | 0 | 0 | 0 | 0 | 0 | 0 | 0 | 0 | 0 | 0 | 0 |  |  |  |  | 0
2024 | [10 empty] | 0 | 0 | 0 | 0 | 0 | 0 | 0 | 0 | 0 | 0 | 0 | 0 | 0 | 0 | 0 | 0 | 0 | 0 | 0 | 0 | 0 | 0 | 0 | 0 | 0 | 0 | 0 | 0 | 0 | 0 | 0 | 0 | 0 | 0 | 0 | 0 | 0 | 0 | 0 | 0 | 0 | 0 | 0 | 0 | 0 | 0 | 0 | 0 | 0 | 0 |  |  |  | 0 | 0
2025 | [11 empty] | 0 | 0 | 0 | 0 | 0 | 0 | 0 | 0 | 0 | 0 | 0 | 0 | 0 | 0 | 0 | 0 | 0 | 0 | 0 | 0 | 0 | 0 | 0 | 0 | 0 | 0 | 0 | 0 | 0 | 0 | 0 | 0 | 0 | 0 | 0 | 0 | 0 | 0 | 0 | 0 | 0 | 0 | 0 | 0 | 0 | 0 | 0 | 0 | 0 | 0 |  |  | 0
2026 | [12 empty] | 0 | 0 | 0 | 0 | 0 | 0 | 0 | 0 | 0 | 0 | 0 | 0 | 0 | 0 | 0 | 0 | 0 | 0 | 0 | 0 | 0 | 0 | 0 | 0 | 0 | 0 | 0 | 0 | 0 | 0 | 0 | 0 | 0 | 0 | 0 | 0 | 0 | 0 | 0 | 0 | 0 | 0 | 0 | 0 | 0 | 0 | 0 | 0 | 0 | 0 |  | 0
| 0 | 0 | 0 | 0 | 0 | 0 | 0 | 0 | 0 | 0 | 0 | 0 | 0 | 0 | 0 | 0 | 0 | 0 | 0 | 0 | 0 | 0 | 0 | 0 | 0 | 0 | 0 | 0 | 0 | 0 | 0 | 0 | 0 | 0 | 0 | 0 | 0 | 0 | 0 | 0 | 0 | 0 | 0 | 0 | 0 | 0 | 0 | 0 | 0 | 0 | 0 | 0 | 0 | 0 | 0 | 0 | 0 | 0 | 0 | 0 | 0 | 0 | 0 | 0
Book Depreciation- excl. Salvage
2014 | 0 | 0 | 0 | 0 | 0 | 0 | 0 | 0 | 0 | 0 | 0 | 0 | 0 | 0 | 0 | 0 | 0 | 0 | 0 | 0 | 0 | 0 | 0 | 0 | 0 |  |  | 0 | 0 | 0 | 0 | 0 | 0 | 0 | 0 | 0 | 0 | 0 | 0 | 0 | 0 | 0 | 0 | 0 | 0 | 0 | 0 | 0 | 0 | 0 | 0 | 0 | [11 empty] | 0
2015 |  | 0 | 0 | 0 | 0 | 0 | 0 | 0 | 0 | 0 | 0 | 0 | 0 | 0 | 0 | 0 | 0 | 0 | 0 | 0 | 0 | 0 | 0 | 0 | 0 | 0 |  | 0 | 0 | 0 | 0 | 0 | 0 | 0 | 0 | 0 | 0 | 0 | 0 | 0 | 0 | 0 | 0 | 0 | 0 | 0 | 0 | 0 | 0 | 0 | 0 | 0 | [11 empty] | 0 | check - total PIS
2016 |  |  | 0 | 0 | 0 | 0 | 0 | 0 | 0 | 0 | 0 | 0 | 0 | 0 | 0 | 0 | 0 | 0 | 0 | 0 | 0 | 0 | 0 | 0 | 0 | 0 | 0 | 0 | 0 | 0 | 0 | 0 | 0 | 0 | 0 | 0 | 0 | 0 | 0 | 0 | 0 | 0 | 0 | 0 | 0 | 0 | 0 | 0 | 0 | 0 | 0 | 0 | [11 empty] | 0 | 0
2017 |  |  |  | 0 | 0 | 0 | 0 | 0 | 0 | 0 | 0 | 0 | 0 | 0 | 0 | 0 | 0 | 0 | 0 | 0 | 0 | 0 | 0 | 0 | 0 | 0 | 0 | 0 | 0 | 0 | 0 | 0 | 0 | 0 | 0 | 0 | 0 | 0 | 0 | 0 | 0 | 0 | 0 | 0 | 0 | 0 | 0 | 0 | 0 | 0 | 0 | 0 | 0 | [10 empty] | 0 | 0
2018 |  |  |  |  | 0 | 0 | 0 | 0 | 0 | 0 | 0 | 0 | 0 | 0 | 0 | 0 | 0 | 0 | 0 | 0 | 0 | 0 | 0 | 0 | 0 | 0 | 0 | 0 | 0 | 0 | 0 | 0 | 0 | 0 | 0 | 0 | 0 | 0 | 0 | 0 | 0 | 0 | 0 | 0 | 0 | 0 | 0 | 0 | 0 | 0 | 0 | 0 | 0 | 0 | [9 empty] | 0
2019 | [5 empty] | 0 | 0 | 0 | 0 | 0 | 0 | 0 | 0 | 0 | 0 | 0 | 0 | 0 | 0 | 0 | 0 | 0 | 0 | 0 | 0 | 0 | 0 | 0 | 0 | 0 | 0 | 0 | 0 | 0 | 0 | 0 | 0 | 0 | 0 | 0 | 0 | 0 | 0 | 0 | 0 | 0 | 0 | 0 | 0 | 0 | 0 | 0 | 0 | 0 | 0 | [8 empty] | 0 | 0
2020 | [6 empty] | 0 | 0 | 0 | 0 | 0 | 0 | 0 | 0 | 0 | 0 | 0 | 0 | 0 | 0 | 0 | 0 | 0 | 0 | 0 | 0 | 0 | 0 | 0 | 0 | 0 | 0 | 0 | 0 | 0 | 0 | 0 | 0 | 0 | 0 | 0 | 0 | 0 | 0 | 0 | 0 | 0 | 0 | 0 | 0 | 0 | 0 | 0 | 0 | 0 | 0 | [7 empty] | 0
2021 | [7 empty] | 0 | 0 | 0 | 0 | 0 | 0 | 0 | 0 | 0 | 0 | 0 | 0 | 0 | 0 | 0 | 0 | 0 | 0 | 0 | 0 | 0 | 0 | 0 | 0 | 0 | 0 | 0 | 0 | 0 | 0 | 0 | 0 | 0 | 0 | 0 | 0 | 0 | 0 | 0 | 0 | 0 | 0 | 0 | 0 | 0 | 0 | 0 | 0 | 0 | 0 | [6 empty] | 0
2022 | [8 empty] | 0 | 0 | 0 | 0 | 0 | 0 | 0 | 0 | 0 | 0 | 0 | 0 | 0 | 0 | 0 | 0 | 0 | 0 | 0 | 0 | 0 | 0 | 0 | 0 | 0 | 0 | 0 | 0 | 0 | 0 | 0 | 0 | 0 | 0 | 0 | 0 | 0 | 0 | 0 | 0 | 0 | 0 | 0 | 0 | 0 | 0 | 0 | 0 | 0 | 0 | [5 empty] | 0
2023 | [9 empty] | 0 | 0 | 0 | 0 | 0 | 0 | 0 | 0 | 0 | 0 | 0 | 0 | 0 | 0 | 0 | 0 | 0 | 0 | 0 | 0 | 0 | 0 | 0 | 0 | 0 | 0 | 0 | 0 | 0 | 0 | 0 | 0 | 0 | 0 | 0 | 0 | 0 | 0 | 0 | 0 | 0 | 0 | 0 | 0 | 0 | 0 | 0 | 0 | 0 | 0 |  |  |  |  | 0
2024 | [10 empty] | 0 | 0 | 0 | 0 | 0 | 0 | 0 | 0 | 0 | 0 | 0 | 0 | 0 | 0 | 0 | 0 | 0 | 0 | 0 | 0 | 0 | 0 | 0 | 0 | 0 | 0 | 0 | 0 | 0 | 0 | 0 | 0 | 0 | 0 | 0 | 0 | 0 | 0 | 0 | 0 | 0 | 0 | 0 | 0 | 0 | 0 | 0 | 0 | 0 | 0 |  |  |  | 0 | 0
2025 | [11 empty] | 0 | 0 | 0 | 0 | 0 | 0 | 0 | 0 | 0 | 0 | 0 | 0 | 0 | 0 | 0 | 0 | 0 | 0 | 0 | 0 | 0 | 0 | 0 | 0 | 0 | 0 | 0 | 0 | 0 | 0 | 0 | 0 | 0 | 0 | 0 | 0 | 0 | 0 | 0 | 0 | 0 | 0 | 0 | 0 | 0 | 0 | 0 | 0 | 0 | 0 |  |  | 0
2026 | [12 empty] | 0 | 0 | 0 | 0 | 0 | 0 | 0 | 0 | 0 | 0 | 0 | 0 | 0 | 0 | 0 | 0 | 0 | 0 | 0 | 0 | 0 | 0 | 0 | 0 | 0 | 0 | 0 | 0 | 0 | 0 | 0 | 0 | 0 | 0 | 0 | 0 | 0 | 0 | 0 | 0 | 0 | 0 | 0 | 0 | 0 | 0 | 0 | 0 | 0 | 0 |  | 0 | 0
| 0 | 0 | 0 | 0 | 0 | 0 | 0 | 0 | 0 | 0 | 0 | 0 | 0 | 0 | 0 | 0 | 0 | 0 | 0 | 0 | 0 | 0 | 0 | 0 | 0 | 0 | 0 | 0 | 0 | 0 | 0 | 0 | 0 | 0 | 0 | 0 | 0 | 0 | 0 | 0 | 0 | 0 | 0 | 0 | 0 | 0 | 0 | 0 | 0 | 0 | 0 | 0 | 0 | 0 | 0 | 0 | 0 | 0 | 0 | 0 | 0 | 0 | 0 | 0
Note on A50: Lee, Betty: rate base does not include CWIP b/c the CapEx dollars include an AFUDC component in it already

## 4e-2026
Project No. | 4d
Project Desc. | NEW Gowanus Expansion
Book Life | 50
Tax Life | 20N
Salvage Rate | 2.5%
| 2014 | 2015 | 2016 | 2017 | 2018 | 2019 | 2020 | 2021 | 2022 | 2023 | 2024 | 2025 | 2026 | 2027 | 2028 | 2029 | 2030 | 2031 | 2032 | 2033 | 2034 | 2035 | 2036 | 2037 | 2038 | 2039 | 2040 | 2041 | 2042 | 2043 | 2044 | 2045 | 2046 | 2047 | 2048 | 2049 | 2050 | 2051 | 2052 | 2053 | 2054 | 2055 | 2056 | 2057 | 2058 | 2059 | 2060 | 2061 | 2062 | 2063 | 2064 | 2065 | 2066 | 2067 | 2068 | 2069 | 2070 | 2071 | 2072 | 2073 | 2074 | 2075 | 2076
Closing to Plant (Y/N) | N | N | N | N | N | N | N | N | N | N | N | N | N | N | N | N | N | N | N | N | N | N | N | N | N | N | N | N | N | N | N | N | N | N | N | N | N | N | N | N | N | N | N | N | N | N | N | N | N | N | N | N | N | N | N | N | N | N | N | N | N | N | N | Total
CWIP
Beginning of Period | 0 | 0 | 0 | 4.0833 | 21.014 | 38.5645 | 0 | 0 | 0 | 0 | 0 | 0 | 0 | 0 | 0 | 0 | 0 | 0 | 0 | 0 | 0 | 0 | 0 | 0 | 0 | 0 | 0 | 0 | 0 | 0 | 0 | 0 | 0 | 0 | 0 | 0 | 0 | 0 | 0 | 0 | 0 | 0 | 0 | 0 | 0 | 0 | 0 | 0 | 0 | 0 | 0 | 0 | 0 | 0 | 0 | 0 | 0 | 0 | 0 | 0 | 0 | 0 | 0
Activity
Capex | 0 | 0 | 4.0833 | 16.9308 | 17.5505 | 4.5482 | 0 | 0 | 0 | 0 | 0 | 0 | 0 | [50 empty] | 43.1127
Closings to Plant | [5 empty] | -43.1127 | [57 empty] | -43.1127
End of Period | 0 | 0 | 4.0833 | 21.014 | 38.5645 | 0 | 0 | 0 | 0 | 0 | 0 | 0 | 0 | 0 | 0 | 0 | 0 | 0 | 0 | 0 | 0 | 0 | 0 | 0 | 0 | 0 | 0 | 0 | 0 | 0 | 0 | 0 | 0 | 0 | 0 | 0 | 0 | 0 | 0 | 0 | 0 | 0 | 0 | 0 | 0 | 0 | 0 | 0 | 0 | 0 | 0 | 0 | 0 | 0 | 0 | 0 | 0 | 0 | 0 | 0 | 0 | 0 | 0
Average | 0 | 0 | 2.0416 | 12.5486 | 29.7893 | 19.2822 | 0 | 0 | 0 | 0 | 0 | 0 | 0 | 0 | 0 | 0 | 0 | 0 | 0 | 0 | 0 | 0 | 0 | 0 | 0 | 0 | 0 | 0 | 0 | 0 | 0 | 0 | 0 | 0 | 0 | 0 | 0 | 0 | 0 | 0 | 0 | 0 | 0 | 0 | 0 | 0 | 0 | 0 | 0 | 0 | 0 | 0 | 0 | 0 | 0 | 0 | 0 | 0 | 0 | 0 | 0 | 0 | 0
Plant in Service
Beginning of Period | 0 | 0 | 0 | 0 | 0 | 0 | 43.1127 | 43.1127 | 43.1127 | 43.1127 | 43.1127 | 43.1127 | 43.1127 | 43.1127 | 43.1127 | 43.1127 | 43.1127 | 43.1127 | 43.1127 | 43.1127 | 43.1127 | 43.1127 | 43.1127 | 43.1127 | 43.1127 | 43.1127 | 43.1127 | 43.1127 | 43.1127 | 43.1127 | 43.1127 | 43.1127 | 43.1127 | 43.1127 | 43.1127 | 43.1127 | 43.1127 | 43.1127 | 43.1127 | 43.1127 | 43.1127 | 43.1127 | 43.1127 | 43.1127 | 43.1127 | 43.1127 | 43.1127 | 43.1127 | 43.1127 | 43.1127 | 43.1127 | 43.1127 | 43.1127 | 43.1127 | 43.1127 | 0 | 0 | 0 | 0 | 0 | 0 | 0 | 0
Activity | 0 | 0 | 0 | 0 | 0 | 43.1127 | 0 | 0 | 0 | 0 | 0 | 0 | 0 | 0 | 0 | 0 | 0 | 0 | 0 | 0 | 0 | 0 | 0 | 0 | 0 | 0 | 0 | 0 | 0 | 0 | 0 | 0 | 0 | 0 | 0 | 0 | 0 | 0 | 0 | 0 | 0 | 0 | 0 | 0 | 0 | 0 | 0 | 0 | 0 | 0 | 0 | 0 | 0 | 0 | -43.1127 | 0 | 0 | 0 | 0 | 0 | 0 | 0 | 0 | 0
End of Period | 0 | 0 | 0 | 0 | 0 | 43.1127 | 43.1127 | 43.1127 | 43.1127 | 43.1127 | 43.1127 | 43.1127 | 43.1127 | 43.1127 | 43.1127 | 43.1127 | 43.1127 | 43.1127 | 43.1127 | 43.1127 | 43.1127 | 43.1127 | 43.1127 | 43.1127 | 43.1127 | 43.1127 | 43.1127 | 43.1127 | 43.1127 | 43.1127 | 43.1127 | 43.1127 | 43.1127 | 43.1127 | 43.1127 | 43.1127 | 43.1127 | 43.1127 | 43.1127 | 43.1127 | 43.1127 | 43.1127 | 43.1127 | 43.1127 | 43.1127 | 43.1127 | 43.1127 | 43.1127 | 43.1127 | 43.1127 | 43.1127 | 43.1127 | 43.1127 | 43.1127 | 0 | 0 | 0 | 0 | 0 | 0 | 0 | 0 | 0
Average | 0 | 0 | 0 | 0 | 0 | 21.5563 | 43.1127 | 43.1127 | 43.1127 | 43.1127 | 43.1127 | 43.1127 | 43.1127 | 43.1127 | 43.1127 | 43.1127 | 43.1127 | 43.1127 | 43.1127 | 43.1127 | 43.1127 | 43.1127 | 43.1127 | 43.1127 | 43.1127 | 43.1127 | 43.1127 | 43.1127 | 43.1127 | 43.1127 | 43.1127 | 43.1127 | 43.1127 | 43.1127 | 43.1127 | 43.1127 | 43.1127 | 43.1127 | 43.1127 | 43.1127 | 43.1127 | 43.1127 | 43.1127 | 43.1127 | 43.1127 | 43.1127 | 43.1127 | 43.1127 | 43.1127 | 43.1127 | 43.1127 | 43.1127 | 43.1127 | 43.1127 | 21.5563 | 0 | 0 | 0 | 0 | 0 | 0 | 0 | 0
Tax Depreciation
Beginning of Period | 0 | 0 | 0 | 0 | 0 | 0 | 3.2335 | 9.4581 | 15.2153 | 20.5415 | 25.4675 | 30.0245 | 34.2392 | 38.1384 | 41.9857 | 45.8331 | 49.6805 | 53.5279 | 57.3752 | 61.2226 | 65.07 | 68.9174 | 72.7647 | 76.6121 | 80.4595 | 84.3069 | 86.2306 | 86.2306 | 86.2306 | 86.2306 | 86.2306 | 86.2306 | 86.2306 | 86.2306 | 86.2306 | 86.2306 | 86.2306 | 86.2306 | 86.2306 | 86.2306 | 86.2306 | 86.2306 | 86.2306 | 86.2306 | 86.2306 | 86.2306 | 86.2306 | 86.2306 | 86.2306 | 86.2306 | 86.2306 | 86.2306 | 86.2306 | 86.2306 | 86.2306 | 86.2306 | 86.2306 | 86.2306 | 86.2306 | 86.2306 | 86.2306 | 86.2306 | 86.2306
Federal | 0 | 0 | 0 | 0 | 0 | 1.6167 | 3.1123 | 2.8786 | 2.6631 | 2.463 | 2.2785 | 2.1073 | 1.9496 | 1.9237 | 1.9237 | 1.9237 | 1.9237 | 1.9237 | 1.9237 | 1.9237 | 1.9237 | 1.9237 | 1.9237 | 1.9237 | 1.9237 | 0.96184 | 0 | 0 | 0 | 0 | 0 | 0 | 0 | 0 | 0 | 0 | 0 | 0 | 0 | 0 | 0 | 0 | 0 | 0 | 0 | 0 | 0 | 0 | 0 | 0 | 0 | 0 | 0 | 0 | 0 | 0 | 0 | 0 | 0 | 0 | 0 | 0 | 0 | 43.1153
State | 0 | 0 | 0 | 0 | 0 | 1.6167 | 3.1123 | 2.8786 | 2.6631 | 2.463 | 2.2785 | 2.1073 | 1.9496 | 1.9237 | 1.9237 | 1.9237 | 1.9237 | 1.9237 | 1.9237 | 1.9237 | 1.9237 | 1.9237 | 1.9237 | 1.9237 | 1.9237 | 0.96184 | 0 | 0 | 0 | 0 | 0 | 0 | 0 | 0 | 0 | 0 | 0 | 0 | 0 | 0 | 0 | 0 | 0 | 0 | 0 | 0 | 0 | 0 | 0 | 0 | 0 | 0 | 0 | 0 | 0 | 0 | 0 | 0 | 0 | 0 | 0 | 0 | 0 | 43.1153
End of Period | 0 | 0 | 0 | 0 | 0 | 3.2335 | 9.4581 | 15.2153 | 20.5415 | 25.4675 | 30.0245 | 34.2392 | 38.1384 | 41.9857 | 45.8331 | 49.6805 | 53.5279 | 57.3752 | 61.2226 | 65.07 | 68.9174 | 72.7647 | 76.6121 | 80.4595 | 84.3069 | 86.2306 | 86.2306 | 86.2306 | 86.2306 | 86.2306 | 86.2306 | 86.2306 | 86.2306 | 86.2306 | 86.2306 | 86.2306 | 86.2306 | 86.2306 | 86.2306 | 86.2306 | 86.2306 | 86.2306 | 86.2306 | 86.2306 | 86.2306 | 86.2306 | 86.2306 | 86.2306 | 86.2306 | 86.2306 | 86.2306 | 86.2306 | 86.2306 | 86.2306 | 86.2306 | 86.2306 | 86.2306 | 86.2306 | 86.2306 | 86.2306 | 86.2306 | 86.2306 | 86.2306
Average | 0 | 0 | 0 | 0 | 0 | 1.6167 | 6.3458 | 12.3367 | 17.8784 | 23.0045 | 27.746 | 32.1319 | 36.1888 | 40.062 | 43.9094 | 47.7568 | 51.6042 | 55.4515 | 59.2989 | 63.1463 | 66.9937 | 70.8411 | 74.6884 | 78.5358 | 82.3832 | 85.2687 | 86.2306 | 86.2306 | 86.2306 | 86.2306 | 86.2306 | 86.2306 | 86.2306 | 86.2306 | 86.2306 | 86.2306 | 86.2306 | 86.2306 | 86.2306 | 86.2306 | 86.2306 | 86.2306 | 86.2306 | 86.2306 | 86.2306 | 86.2306 | 86.2306 | 86.2306 | 86.2306 | 86.2306 | 86.2306 | 86.2306 | 86.2306 | 86.2306 | 86.2306 | 86.2306 | 86.2306 | 86.2306 | 86.2306 | 86.2306 | 86.2306 | 86.2306 | 86.2306
Book Depreciation with COR
Beginning of Period | 0 | 0 | 0 | 0 | 0 | 0 | 0.8407 | 1.6814 | 2.5221 | 3.3628 | 4.2035 | 5.0442 | 5.8849 | 6.7256 | 7.5663 | 8.407 | 9.2477 | 10.0884 | 10.9291 | 11.7698 | 12.6105 | 13.4512 | 14.2919 | 15.1326 | 15.9733 | 16.814 | 17.6546 | 18.4953 | 19.336 | 20.1767 | 21.0174 | 21.8581 | 22.6988 | 23.5395 | 24.3802 | 25.2209 | 26.0616 | 26.9023 | 27.743 | 28.5837 | 29.4244 | 30.2651 | 31.1058 | 31.9465 | 32.7872 | 33.6279 | 34.4686 | 35.3093 | 36.15 | 36.9907 | 37.8314 | 38.6721 | 39.5128 | 40.3535 | 41.1942 | 0 | 0 | 0 | 0 | 0 | 0 | 0 | 0
Activity | 0 | 0 | 0 | 0 | 0 | 0.8407 | 0.8407 | 0.8407 | 0.8407 | 0.8407 | 0.8407 | 0.8407 | 0.8407 | 0.8407 | 0.8407 | 0.8407 | 0.8407 | 0.8407 | 0.8407 | 0.8407 | 0.8407 | 0.8407 | 0.8407 | 0.8407 | 0.8407 | 0.8407 | 0.8407 | 0.8407 | 0.8407 | 0.8407 | 0.8407 | 0.8407 | 0.8407 | 0.8407 | 0.8407 | 0.8407 | 0.8407 | 0.8407 | 0.8407 | 0.8407 | 0.8407 | 0.8407 | 0.8407 | 0.8407 | 0.8407 | 0.8407 | 0.8407 | 0.8407 | 0.8407 | 0.8407 | 0.8407 | 0.8407 | 0.8407 | 0.8407 | 0.8407 | 0 | 0 | 0 | 0 | 0 | 0 | 0 | 0 | 42.0349
Book Depreciation Related to Retired PIS | [49 empty] | 0 | 0 | 0 | 0 | 0 | -42.0349 | 0 | 0 | 0 | 0 | 0 | 0 | 0 |  | -42.0349
End of Period | 0 | 0 | 0 | 0 | 0 | 0.8407 | 1.6814 | 2.5221 | 3.3628 | 4.2035 | 5.0442 | 5.8849 | 6.7256 | 7.5663 | 8.407 | 9.2477 | 10.0884 | 10.9291 | 11.7698 | 12.6105 | 13.4512 | 14.2919 | 15.1326 | 15.9733 | 16.814 | 17.6546 | 18.4953 | 19.336 | 20.1767 | 21.0174 | 21.8581 | 22.6988 | 23.5395 | 24.3802 | 25.2209 | 26.0616 | 26.9023 | 27.743 | 28.5837 | 29.4244 | 30.2651 | 31.1058 | 31.9465 | 32.7872 | 33.6279 | 34.4686 | 35.3093 | 36.15 | 36.9907 | 37.8314 | 38.6721 | 39.5128 | 40.3535 | 41.1942 | 0 | 0 | 0 | 0 | 0 | 0 | 0 | 0 | 0
Average | 0 | 0 | 0 | 0 | 0 | 0.42035 | 1.261 | 2.1017 | 2.9424 | 3.7831 | 4.6238 | 5.4645 | 6.3052 | 7.1459 | 7.9866 | 8.8273 | 9.668 | 10.5087 | 11.3494 | 12.1901 | 13.0308 | 13.8715 | 14.7122 | 15.5529 | 16.3936 | 17.2343 | 18.075 | 18.9157 | 19.7564 | 20.5971 | 21.4378 | 22.2785 | 23.1192 | 23.9599 | 24.8006 | 25.6413 | 26.482 | 27.3227 | 28.1634 | 29.0041 | 29.8448 | 30.6855 | 31.5262 | 32.3669 | 33.2076 | 34.0483 | 34.8889 | 35.7296 | 36.5703 | 37.411 | 38.2517 | 39.0924 | 39.9331 | 40.7738 | 20.5971 | 0 | 0 | 0 | 0 | 0 | 0 | 0 | 0
Federal Deferred Tax Balance, Net of Tax
Beginning of Period | 0 | 0 | 0 | 0 | 0 | 0 | 0.26407 | 1.0516 | 1.7573 | 2.3876 | 2.9479 | 3.4436 | 3.8793 | 4.2599 | 4.6314 | 5.0029 | 5.3744 | 5.7459 | 6.1174 | 6.4889 | 6.8604 | 7.2319 | 7.6034 | 7.9749 | 8.3464 | 8.7179 | 8.7528 | 8.451 | 8.1492 | 7.8474 | 7.5456 | 7.2438 | 6.942 | 6.6403 | 6.3385 | 6.0367 | 5.7349 | 5.4331 | 5.1313 | 4.8295 | 4.5277 | 4.2259 | 3.9242 | 3.6224 | 3.3206 | 3.0188 | 2.717 | 2.4152 | 2.1134 | 1.8116 | 1.5098 | 1.2081 | 0.90627 | 0.60448 | 0.30269 | 0.00090537 | 0.00090537 | 0.00090537 | 0.00090537 | 0.00090537 | 0.00090537 | 0.00090537 | 0.00090537
Activity | 0 | 0 | 0 | 0 | 0 | 0.26407 | 0.78752 | 0.70573 | 0.63029 | 0.56027 | 0.49569 | 0.43578 | 0.38056 | 0.3715 | 0.3715 | 0.3715 | 0.3715 | 0.3715 | 0.3715 | 0.3715 | 0.3715 | 0.3715 | 0.3715 | 0.3715 | 0.3715 | 0.034857 | -0.30179 | -0.30179 | -0.30179 | -0.30179 | -0.30179 | -0.30179 | -0.30179 | -0.30179 | -0.30179 | -0.30179 | -0.30179 | -0.30179 | -0.30179 | -0.30179 | -0.30179 | -0.30179 | -0.30179 | -0.30179 | -0.30179 | -0.30179 | -0.30179 | -0.30179 | -0.30179 | -0.30179 | -0.30179 | -0.30179 | -0.30179 | -0.30179 | -0.30179 | 0 | 0 | 0 | 0 | 0 | 0 | 0 | 0 | 0.00090537
End of Period | 0 | 0 | 0 | 0 | 0 | 0.26407 | 1.0516 | 1.7573 | 2.3876 | 2.9479 | 3.4436 | 3.8793 | 4.2599 | 4.6314 | 5.0029 | 5.3744 | 5.7459 | 6.1174 | 6.4889 | 6.8604 | 7.2319 | 7.6034 | 7.9749 | 8.3464 | 8.7179 | 8.7528 | 8.451 | 8.1492 | 7.8474 | 7.5456 | 7.2438 | 6.942 | 6.6403 | 6.3385 | 6.0367 | 5.7349 | 5.4331 | 5.1313 | 4.8295 | 4.5277 | 4.2259 | 3.9242 | 3.6224 | 3.3206 | 3.0188 | 2.717 | 2.4152 | 2.1134 | 1.8116 | 1.5098 | 1.2081 | 0.90627 | 0.60448 | 0.30269 | 0.00090537 | 0.00090537 | 0.00090537 | 0.00090537 | 0.00090537 | 0.00090537 | 0.00090537 | 0.00090537 | 0.00090537
Average | 0 | 0 | 0 | 0 | 0 | 0.13203 | 0.65782 | 1.4044 | 2.0725 | 2.6677 | 3.1957 | 3.6615 | 4.0696 | 4.4457 | 4.8172 | 5.1887 | 5.5602 | 5.9317 | 6.3032 | 6.6747 | 7.0462 | 7.4177 | 7.7892 | 8.1607 | 8.5322 | 8.7354 | 8.6019 | 8.3001 | 7.9983 | 7.6965 | 7.3947 | 7.0929 | 6.7912 | 6.4894 | 6.1876 | 5.8858 | 5.584 | 5.2822 | 4.9804 | 4.6786 | 4.3768 | 4.0751 | 3.7733 | 3.4715 | 3.1697 | 2.8679 | 2.5661 | 2.2643 | 1.9625 | 1.6607 | 1.359 | 1.0572 | 0.75538 | 0.45359 | 0.1518 | 0.00090537 | 0.00090537 | 0.00090537 | 0.00090537 | 0.00090537 | 0.00090537 | 0.00090537 | 0.00090537
State Deferred Tax Balance
Beginning of Period | 0 | 0 | 0 | 0 | 0 | 0 | 0.049041 | 0.19529 | 0.32636 | 0.44341 | 0.54746 | 0.63952 | 0.72045 | 0.79112 | 0.86012 | 0.92911 | 0.9981 | 1.0671 | 1.1361 | 1.2051 | 1.2741 | 1.3431 | 1.4121 | 1.4811 | 1.5501 | 1.619 | 1.6255 | 1.5695 | 1.5134 | 1.4574 | 1.4013 | 1.3453 | 1.2892 | 1.2332 | 1.1771 | 1.1211 | 1.0651 | 1.009 | 0.95296 | 0.89691 | 0.84087 | 0.78482 | 0.72877 | 0.67273 | 0.61668 | 0.56063 | 0.50459 | 0.44854 | 0.39249 | 0.33645 | 0.2804 | 0.22435 | 0.16831 | 0.11226 | 0.056215 | 0.00016814 | 0.00016814 | 0.00016814 | 0.00016814 | 0.00016814 | 0.00016814 | 0.00016814 | 0.00016814
Activity | 0 | 0 | 0 | 0 | 0 | 0.049041 | 0.14625 | 0.13106 | 0.11705 | 0.10405 | 0.092056 | 0.080931 | 0.070675 | 0.068993 | 0.068993 | 0.068993 | 0.068993 | 0.068993 | 0.068993 | 0.068993 | 0.068993 | 0.068993 | 0.068993 | 0.068993 | 0.068993 | 0.0064734 | -0.056047 | -0.056047 | -0.056047 | -0.056047 | -0.056047 | -0.056047 | -0.056047 | -0.056047 | -0.056047 | -0.056047 | -0.056047 | -0.056047 | -0.056047 | -0.056047 | -0.056047 | -0.056047 | -0.056047 | -0.056047 | -0.056047 | -0.056047 | -0.056047 | -0.056047 | -0.056047 | -0.056047 | -0.056047 | -0.056047 | -0.056047 | -0.056047 | -0.056047 | 0 | 0 | 0 | 0 | 0 | 0 | 0 | 0 | 0.00016814
End of Period | 0 | 0 | 0 | 0 | 0 | 0.049041 | 0.19529 | 0.32636 | 0.44341 | 0.54746 | 0.63952 | 0.72045 | 0.79112 | 0.86012 | 0.92911 | 0.9981 | 1.0671 | 1.1361 | 1.2051 | 1.2741 | 1.3431 | 1.4121 | 1.4811 | 1.5501 | 1.619 | 1.6255 | 1.5695 | 1.5134 | 1.4574 | 1.4013 | 1.3453 | 1.2892 | 1.2332 | 1.1771 | 1.1211 | 1.0651 | 1.009 | 0.95296 | 0.89691 | 0.84087 | 0.78482 | 0.72877 | 0.67273 | 0.61668 | 0.56063 | 0.50459 | 0.44854 | 0.39249 | 0.33645 | 0.2804 | 0.22435 | 0.16831 | 0.11226 | 0.056215 | 0.00016814 | 0.00016814 | 0.00016814 | 0.00016814 | 0.00016814 | 0.00016814 | 0.00016814 | 0.00016814 | 0.00016814
Average | 0 | 0 | 0 | 0 | 0 | 0.02452 | 0.12217 | 0.26083 | 0.38489 | 0.49544 | 0.59349 | 0.67998 | 0.75579 | 0.82562 | 0.89461 | 0.96361 | 1.0326 | 1.1016 | 1.1706 | 1.2396 | 1.3086 | 1.3776 | 1.4466 | 1.5156 | 1.5845 | 1.6223 | 1.5975 | 1.5414 | 1.4854 | 1.4294 | 1.3733 | 1.3173 | 1.2612 | 1.2052 | 1.1491 | 1.0931 | 1.037 | 0.98098 | 0.92494 | 0.86889 | 0.81284 | 0.7568 | 0.70075 | 0.6447 | 0.58866 | 0.53261 | 0.47656 | 0.42052 | 0.36447 | 0.30842 | 0.25238 | 0.19633 | 0.14028 | 0.084238 | 0.028191 | 0.00016814 | 0.00016814 | 0.00016814 | 0.00016814 | 0.00016814 | 0.00016814 | 0.00016814 | 0.00016814
Net Rate Base - Average | 0 | 0 | 0 | 0 | 0 | 20.9794 | 41.0717 | 39.3457 | 37.7129 | 36.1664 | 34.6997 | 33.3067 | 31.9821 | 30.6955 | 29.4143 | 28.1331 | 26.8519 | 25.5707 | 24.2895 | 23.0083 | 21.7271 | 20.446 | 19.1648 | 17.8836 | 16.6024 | 15.5208 | 14.8383 | 14.3555 | 13.8726 | 13.3897 | 12.9069 | 12.424 | 11.9411 | 11.4583 | 10.9754 | 10.4926 | 10.0097 | 9.5268 | 9.044 | 8.5611 | 8.0782 | 7.5954 | 7.1125 | 6.6297 | 6.1468 | 5.6639 | 5.1811 | 4.6982 | 4.2153 | 3.7325 | 3.2496 | 2.7668 | 2.2839 | 1.801 | 0.77927 | -0.0010735 | -0.0010735 | -0.0010735 | -0.0010735 | -0.0010735 | -0.0010735 | -0.0010735 | -0.0010735
EXPENSES
Income Tax - Removal Cost | 0 | 0 | 0 | 0 | 0 | -0.014551 | -0.014551 | -0.014551 | -0.014551 | -0.014551 | -0.014551 | -0.014551 | -0.014551 | -0.014551 | -0.014551 | -0.014551 | -0.014551 | -0.014551 | -0.014551 | -0.014551 | -0.014551 | -0.014551 | -0.014551 | -0.014551 | -0.014551 | -0.014551 | -0.014551 | -0.014551 | -0.014551 | -0.014551 | -0.014551 | -0.014551 | -0.014551 | -0.014551 | -0.014551 | -0.014551 | -0.014551 | -0.014551 | -0.014551 | -0.014551 | -0.014551 | -0.014551 | -0.014551 | -0.014551 | -0.014551 | -0.014551 | -0.014551 | -0.014551 | -0.014551 | -0.014551 | -0.014551 | -0.014551 | -0.014551 | -0.014551 | -0.014551 | 0 | 0 | 0 | 0 | 0 | 0 | 0 | 0 | -0.72757
Book Depreciation | 0 | 0 | 0 | 0 | 0 | 0.8407 | 0.8407 | 0.8407 | 0.8407 | 0.8407 | 0.8407 | 0.8407 | 0.8407 | 0.8407 | 0.8407 | 0.8407 | 0.8407 | 0.8407 | 0.8407 | 0.8407 | 0.8407 | 0.8407 | 0.8407 | 0.8407 | 0.8407 | 0.8407 | 0.8407 | 0.8407 | 0.8407 | 0.8407 | 0.8407 | 0.8407 | 0.8407 | 0.8407 | 0.8407 | 0.8407 | 0.8407 | 0.8407 | 0.8407 | 0.8407 | 0.8407 | 0.8407 | 0.8407 | 0.8407 | 0.8407 | 0.8407 | 0.8407 | 0.8407 | 0.8407 | 0.8407 | 0.8407 | 0.8407 | 0.8407 | 0.8407 | 0.8407 | 0 | 0 | 0 | 0 | 0 | 0 | 0 | 0 | 42.0349
Property Taxes | 0 | 0 | 0 | 0 | 0 | 2.1556 | 2.1556 | 2.1556 | 2.1556 | 2.1556 | 2.1556 | 2.1556 | 2.1556 | 2.1556 | 2.1556 | 2.1556 | 2.1556 | 2.1556 | 2.1556 | 2.1556 | 2.1556 | 2.1556 | 2.1556 | 2.1556 | 2.1556 | 2.1556 | 2.1556 | 2.1556 | 2.1556 | 2.1556 | 2.1556 | 2.1556 | 2.1556 | 2.1556 | 2.1556 | 2.1556 | 2.1556 | 2.1556 | 2.1556 | 2.1556 | 2.1556 | 2.1556 | 2.1556 | 2.1556 | 2.1556 | 2.1556 | 2.1556 | 2.1556 | 2.1556 | 2.1556 | 2.1556 | 2.1556 | 2.1556 | 2.1556 | 0 | 0 | 0 | 0 | 0 | 0 | 0 | 0 | 0 | 105.6261
Total Expenses | 0 | 0 | 0 | 0 | 0 | 2.9818 | 2.9818 | 2.9818 | 2.9818 | 2.9818 | 2.9818 | 2.9818 | 2.9818 | 2.9818 | 2.9818 | 2.9818 | 2.9818 | 2.9818 | 2.9818 | 2.9818 | 2.9818 | 2.9818 | 2.9818 | 2.9818 | 2.9818 | 2.9818 | 2.9818 | 2.9818 | 2.9818 | 2.9818 | 2.9818 | 2.9818 | 2.9818 | 2.9818 | 2.9818 | 2.9818 | 2.9818 | 2.9818 | 2.9818 | 2.9818 | 2.9818 | 2.9818 | 2.9818 | 2.9818 | 2.9818 | 2.9818 | 2.9818 | 2.9818 | 2.9818 | 2.9818 | 2.9818 | 2.9818 | 2.9818 | 2.9818 | 0.82615 | 0 | 0 | 0 | 0 | 0 | 0 | 0 | 0 | 146.9334
REVENUE REQUIREMENT
Net Rate Base | 0 | 0 | 0 | 0 | 0 | 20.9794 | 41.0717 | 39.3457 | 37.7129 | 36.1664 | 34.6997 | 33.3067 | 31.9821 | 30.6955 | 29.4143 | 28.1331 | 26.8519 | 25.5707 | 24.2895 | 23.0083 | 21.7271 | 20.446 | 19.1648 | 17.8836 | 16.6024 | 15.5208 | 14.8383 | 14.3555 | 13.8726 | 13.3897 | 12.9069 | 12.424 | 11.9411 | 11.4583 | 10.9754 | 10.4926 | 10.0097 | 9.5268 | 9.044 | 8.5611 | 8.0782 | 7.5954 | 7.1125 | 6.6297 | 6.1468 | 5.6639 | 5.1811 | 4.6982 | 4.2153 | 3.7325 | 3.2496 | 2.7668 | 2.2839 | 1.801 | 0.77927 | -0.0010735 | -0.0010735 | -0.0010735 | -0.0010735 | -0.0010735 | -0.0010735 | -0.0010735 | -0.0010735 | 808.2941
ROR | 9.98% | 9.98% | 9.7% | 9.7% | 9.7% | 9.7% | 9.7% | 9.7% | 9.7% | 9.7% | 9.7% | 9.7% | 9.7% | 9.7% | 9.7% | 9.7% | 9.7% | 9.7% | 9.7% | 9.7% | 9.7% | 9.7% | 9.7% | 9.7% | 9.7% | 9.7% | 9.7% | 9.7% | 9.7% | 9.7% | 9.7% | 9.7% | 9.7% | 9.7% | 9.7% | 9.7% | 9.7% | 9.7% | 9.7% | 9.7% | 9.7% | 9.7% | 9.7% | 9.7% | 9.7% | 9.7% | 9.7% | 9.7% | 9.7% | 9.7% | 9.7% | 9.7% | 9.7% | 9.7% | 9.7% | 9.7% | 9.7% | 9.7% | 9.7% | 9.7% | 9.7% | 9.7% | 9.7%
Earnings Base | 0 | 0 | 0 | 0 | 0 | 2.035 | 3.984 | 3.8165 | 3.6582 | 3.5081 | 3.3659 | 3.2308 | 3.1023 | 2.9775 | 2.8532 | 2.7289 | 2.6046 | 2.4804 | 2.3561 | 2.2318 | 2.1075 | 1.9833 | 1.859 | 1.7347 | 1.6104 | 1.5055 | 1.4393 | 1.3925 | 1.3456 | 1.2988 | 1.252 | 1.2051 | 1.1583 | 1.1115 | 1.0646 | 1.0178 | 0.97094 | 0.9241 | 0.87727 | 0.83043 | 0.78359 | 0.73675 | 0.68991 | 0.64308 | 0.59624 | 0.5494 | 0.50256 | 0.45573 | 0.40889 | 0.36205 | 0.31521 | 0.26838 | 0.22154 | 0.1747 | 0.075589 | -0.00010413 | -0.00010413 | -0.00010413 | -0.00010413 | -0.00010413 | -0.00010413 | -0.00010413 | -0.00010413
Earnings - Expense | 0 | 0 | 0 | 0 | 0 | 2.9818 | 2.9818 | 2.9818 | 2.9818 | 2.9818 | 2.9818 | 2.9818 | 2.9818 | 2.9818 | 2.9818 | 2.9818 | 2.9818 | 2.9818 | 2.9818 | 2.9818 | 2.9818 | 2.9818 | 2.9818 | 2.9818 | 2.9818 | 2.9818 | 2.9818 | 2.9818 | 2.9818 | 2.9818 | 2.9818 | 2.9818 | 2.9818 | 2.9818 | 2.9818 | 2.9818 | 2.9818 | 2.9818 | 2.9818 | 2.9818 | 2.9818 | 2.9818 | 2.9818 | 2.9818 | 2.9818 | 2.9818 | 2.9818 | 2.9818 | 2.9818 | 2.9818 | 2.9818 | 2.9818 | 2.9818 | 2.9818 | 0.82615 | 0 | 0 | 0 | 0 | 0 | 0 | 0 | 0 | 146.9334
Total Earnings Effect | 0 | 0 | 0 | 0 | 0 | 5.0168 | 6.9657 | 6.7983 | 6.6399 | 6.4899 | 6.3476 | 6.2125 | 6.084 | 5.9592 | 5.835 | 5.7107 | 5.5864 | 5.4621 | 5.3379 | 5.2136 | 5.0893 | 4.965 | 4.8408 | 4.7165 | 4.5922 | 4.4873 | 4.4211 | 4.3743 | 4.3274 | 4.2806 | 4.2337 | 4.1869 | 4.1401 | 4.0932 | 4.0464 | 3.9996 | 3.9527 | 3.9059 | 3.859 | 3.8122 | 3.7654 | 3.7185 | 3.6717 | 3.6249 | 3.578 | 3.5312 | 3.4843 | 3.4375 | 3.3907 | 3.3438 | 3.297 | 3.2502 | 3.2033 | 3.1565 | 0.90173 | -0.00010413 | -0.00010413 | -0.00010413 | -0.00010413 | -0.00010413 | -0.00010413 | -0.00010413 | -0.00010413
Gross-Up Factor | 1.0354 | 1.0354 | 1.0354 | 1.0354 | 1.0354 | 1.0354 | 1.0354 | 1.0354 | 1.0354 | 1.0354 | 1.0354 | 1.0354 | 1.0354 | 1.0354 | 1.0354 | 1.0354 | 1.0354 | 1.0354 | 1.0354 | 1.0354 | 1.0354 | 1.0354 | 1.0354 | 1.0354 | 1.0354 | 1.0354 | 1.0354 | 1.0354 | 1.0354 | 1.0354 | 1.0354 | 1.0354 | 1.0354 | 1.0354 | 1.0354 | 1.0354 | 1.0354 | 1.0354 | 1.0354 | 1.0354 | 1.0354 | 1.0354 | 1.0354 | 1.0354 | 1.0354 | 1.0354 | 1.0354 | 1.0354 | 1.0354 | 1.0354 | 1.0354 | 1.0354 | 1.0354 | 1.0354 | 1.0354 | 1.0354 | 1.0354 | 1.0354 | 1.0354 | 1.0354 | 1.0354 | 1.0354 | 1.0354
Revenue requirement | 0 | 0 | 0 | 0 | 0 | 5.1942 | 7.212 | 7.0387 | 6.8747 | 6.7194 | 6.5721 | 6.4322 | 6.2992 | 6.1699 | 6.0413 | 5.9126 | 5.7839 | 5.6553 | 5.5266 | 5.3979 | 5.2693 | 5.1406 | 5.0119 | 4.8832 | 4.7546 | 4.646 | 4.5774 | 4.5289 | 4.4804 | 4.4319 | 4.3834 | 4.3349 | 4.2865 | 4.238 | 4.1895 | 4.141 | 4.0925 | 4.044 | 3.9955 | 3.947 | 3.8985 | 3.85 | 3.8015 | 3.753 | 3.7045 | 3.656 | 3.6075 | 3.559 | 3.5106 | 3.4621 | 3.4136 | 3.3651 | 3.3166 | 3.2681 | 0.93362 | -0.00010781 | -0.00010781 | -0.00010781 | -0.00010781 | -0.00010781 | -0.00010781 | -0.00010781 | -0.00010781 | 233.3053
Depreciation Calculations
Tax Depreciation - Federal
Cost of new equipment in service basis | 0 | 0 | 0 | 0 | 0 | 43.1127 | 0 | 0 | 0 | 0 | 0 | 0 | 0 | 0 | 0 | 0 | 0 | 0 | 0 | 0 | 0 | 0 | 0 | 0 | 0 | 0 | 0 | 0 | 0 | 0 | 0 | 0 | 0 | 0 | 0 | 0 | 0 | 0 | 0 | 0 | 0 | 0 | 0 | 0 | 0 | 0 | 0 | 0 | 0 | 0 | 0 | 0 | 0 | 0 | -43.1127 | 0 | 0 | 0 | 0 | 0 | 0
Bonus Depreciation (N/A) | 0 | 0 | 0 | 0 | 0 | 0 | 0 | 0 | 0 | 0 | 0 | 0 | 0 | 0 | 0 | 0 | 0 | 0 | 0 | 0 | 0 | 0 | 0 | 0 | 0 | 0 | 0 | 0 | 0 | 0 | 0 | 0 | 0 | 0 | 0 | 0 | 0 | 0 | 0 | 0 | 0 | 0 | 0 | 0 | 0 | 0 | 0 | 0 | 0 | 0 | 0 | 0 | 0 | 0 | 0 | 0 | 0 | 0 | 0 | 0 | 0
Regular Depreciation basis (Cumulative) | 0 | 0 | 0 | 0 | 0 | 43.1127 | 43.1127 | 43.1127 | 43.1127 | 43.1127 | 43.1127 | 43.1127 | 43.1127 | 43.1127 | 43.1127 | 43.1127 | 43.1127 | 43.1127 | 43.1127 | 43.1127 | 43.1127 | 43.1127 | 43.1127 | 43.1127 | 43.1127 | 43.1127 | 43.1127 | 43.1127 | 43.1127 | 43.1127 | 43.1127 | 43.1127 | 43.1127 | 43.1127 | 43.1127 | 43.1127 | 43.1127 | 43.1127 | 43.1127 | 43.1127 | 43.1127 | 43.1127 | 43.1127 | 43.1127 | 43.1127 | 43.1127 | 43.1127 | 43.1127 | 43.1127 | 43.1127 | 43.1127 | 43.1127 | 43.1127 | 43.1127 | 0 | 0 | 0 | 0 | 0 | 0 | 0 | 0 | 0
RegularDepreciation | [5 empty] | 1.6167 | 3.1123 | 2.8786 | 2.6631 | 2.463 | 2.2785 | 2.1073 | 1.9496 | 1.9237 | 1.9237 | 1.9237 | 1.9237 | 1.9237 | 1.9237 | 1.9237 | 1.9237 | 1.9237 | 1.9237 | 1.9237 | 1.9237 | 0.96184 |  | 0 | 0 |  | 0 | 0 | 0 | 0 | 0 | 0 | 0 | 0 | 0 | 0 | [23 empty] | 43.1153
Total Depreciation for year | 0 | 0 | 0 | 0 | 0 | 1.6167 | 3.1123 | 2.8786 | 2.6631 | 2.463 | 2.2785 | 2.1073 | 1.9496 | 1.9237 | 1.9237 | 1.9237 | 1.9237 | 1.9237 | 1.9237 | 1.9237 | 1.9237 | 1.9237 | 1.9237 | 1.9237 | 1.9237 | 0.96184 | 0 | 0 | 0 | 0 | 0 | 0 | 0 | 0 | 0 | 0 | 0 | 0 | 0 | 0 | 0 | 0 | 0 | 0 | 0 | 0 | 0 | 0 | 0 | 0 | 0 | 0 | 0 | 0 | 0 | 0 | 0 | 0 | 0 | 0 | 0
Tax Depreciation - State
Cost of new equipment in service basis | 0 | 0 | 0 | 0 | 0 | 43.1127 | 0 | 0 | 0 | 0 | 0 | 0 | 0 | 0 | 0 | 0 | 0 | 0 | 0 | 0 | 0 | 0 | 0 | 0 | 0 | 0 | 0 | 0 | 0 | 0 | 0 | 0 | 0 | 0 | 0 | 0 | 0 | 0 | 0 | 0 | 0 | 0 | 0 | 0 | 0 | 0 | 0 | 0 | 0 | 0 | 0 | 0 | 0 | 0 | -43.1127 | 0 | 0 | 0 | 0 | 0 | 0 | 0 | 0
Bonus Depreciation (N/A) | 0 | 0 | 0 | 0 | 0 | 0 | 0 | 0 | 0 | 0 | 0 | 0 | 0 | 0 | 0 | 0 | 0 | 0 | 0 | 0 | 0 | 0 | 0 | 0 | 0 | 0 | 0 | 0 | 0 | 0 | 0 | 0 | 0 | 0 | 0 | 0 | 0 | 0 | 0 | 0 | 0 | 0 | 0 | 0 | 0 | 0 | 0 | 0 | 0 | 0 | 0 | 0 | 0 | 0 | 0 | 0 | 0 | 0 | 0 | 0 | 0 | 0 | 0
Regular Depreciation basis (Cumulative) | 0 | 0 | 0 | 0 | 0 | 43.1127 | 43.1127 | 43.1127 | 43.1127 | 43.1127 | 43.1127 | 43.1127 | 43.1127 | 43.1127 | 43.1127 | 43.1127 | 43.1127 | 43.1127 | 43.1127 | 43.1127 | 43.1127 | 43.1127 | 43.1127 | 43.1127 | 43.1127 | 43.1127 | 43.1127 | 43.1127 | 43.1127 | 43.1127 | 43.1127 | 43.1127 | 43.1127 | 43.1127 | 43.1127 | 43.1127 | 43.1127 | 43.1127 | 43.1127 | 43.1127 | 43.1127 | 43.1127 | 43.1127 | 43.1127 | 43.1127 | 43.1127 | 43.1127 | 43.1127 | 43.1127 | 43.1127 | 43.1127 | 43.1127 | 43.1127 | 43.1127 | 0 | 0 | 0 | 0 | 0 | 0 | 0 | 0 | 0
RegularDepreciation | 0 | 0 | 0 | 0 | 0 | 1.6167 | 3.1123 | 2.8786 | 2.6631 | 2.463 | 2.2785 | 2.1073 | 1.9496 | 1.9237 | 1.9237 | 1.9237 | 1.9237 | 1.9237 | 1.9237 | 1.9237 | 1.9237 | 1.9237 | 1.9237 | 1.9237 | 1.9237 | 0.96184 | 0 | 0 | 0 | 0 | 0 | 0 | 0 | 0 | 0 | 0 | 0 | 0 | 0 | 0 | 0 | 0 | 0 | 0 | 0 | 0 | 0 | 0 | 0 | 0 | 0 | 0 | 0 | 0 | 0 | 0 | 0 | 0 | 0 | 0 | 0 | 0 | 0 | 43.1153
Total Depreciation for year | 0 | 0 | 0 | 0 | 0 | 1.6167 | 3.1123 | 2.8786 | 2.6631 | 2.463 | 2.2785 | 2.1073 | 1.9496 | 1.9237 | 1.9237 | 1.9237 | 1.9237 | 1.9237 | 1.9237 | 1.9237 | 1.9237 | 1.9237 | 1.9237 | 1.9237 | 1.9237 | 0.96184 | 0 | 0 | 0 | 0 | 0 | 0 | 0 | 0 | 0 | 0 | 0 | 0 | 0 | 0 | 0 | 0 | 0 | 0 | 0 | 0 | 0 | 0 | 0 | 0 | 0 | 0 | 0 | 0 | 0 | 0 | 0 | 0 | 0 | 0 | 0 | 0 | 0
Book Depreciation with COR
2014 | 0 | 0 | 0 | 0 | 0 | 0 | 0 | 0 | 0 | 0 | 0 | 0 | 0 | 0 | 0 | 0 | 0 | 0 | 0 | 0 | 0 | 0 | 0 | 0 | 0 | 0 | 0 | 0 | 0 | 0 | 0 | 0 | 0 | 0 | 0 | 0 | 0 | 0 | 0 | 0 | 0 | 0 | 0 | 0 | 0 | 0 | 0 | 0 | 0 | 0 | [13 empty] | 0
2015 |  | 0 | 0 | 0 | 0 | 0 | 0 | 0 | 0 | 0 | 0 | 0 | 0 | 0 | 0 | 0 | 0 | 0 | 0 | 0 | 0 | 0 | 0 | 0 | 0 | 0 | 0 | 0 | 0 | 0 | 0 | 0 | 0 | 0 | 0 | 0 | 0 | 0 | 0 | 0 | 0 | 0 | 0 | 0 | 0 | 0 | 0 | 0 | 0 | 0 | 0 | [12 empty] | 0 | check - total PIS
2016 |  |  | 0 | 0 | 0 | 0 | 0 | 0 | 0 | 0 | 0 | 0 | 0 | 0 | 0 | 0 | 0 | 0 | 0 | 0 | 0 | 0 | 0 | 0 | 0 | 0 | 0 | 0 | 0 | 0 | 0 | 0 | 0 | 0 | 0 | 0 | 0 | 0 | 0 | 0 | 0 | 0 | 0 | 0 | 0 | 0 | 0 | 0 | 0 | 0 | 0 | 0 | [11 empty] | 0 | 0
2017 |  |  |  | 0 | 0 | 0 | 0 | 0 | 0 | 0 | 0 | 0 | 0 | 0 | 0 | 0 | 0 | 0 | 0 | 0 | 0 | 0 | 0 | 0 | 0 | 0 | 0 | 0 | 0 | 0 | 0 | 0 | 0 | 0 | 0 | 0 | 0 | 0 | 0 | 0 | 0 | 0 | 0 | 0 | 0 | 0 | 0 | 0 | 0 | 0 | 0 | 0 | 0 | [10 empty] | 0 | 0
2018 |  |  |  |  | 0 | 0 | 0 | 0 | 0 | 0 | 0 | 0 | 0 | 0 | 0 | 0 | 0 | 0 | 0 | 0 | 0 | 0 | 0 | 0 | 0 | 0 | 0 | 0 | 0 | 0 | 0 | 0 | 0 | 0 | 0 | 0 | 0 | 0 | 0 | 0 | 0 | 0 | 0 | 0 | 0 | 0 | 0 | 0 | 0 | 0 | 0 | 0 | 0 | 0 | [9 empty] | 0
2019 | [5 empty] | 0.8407 | 0.8407 | 0.8407 | 0.8407 | 0.8407 | 0.8407 | 0.8407 | 0.8407 | 0.8407 | 0.8407 | 0.8407 | 0.8407 | 0.8407 | 0.8407 | 0.8407 | 0.8407 | 0.8407 | 0.8407 | 0.8407 | 0.8407 | 0.8407 | 0.8407 | 0.8407 | 0.8407 | 0.8407 | 0.8407 | 0.8407 | 0.8407 | 0.8407 | 0.8407 | 0.8407 | 0.8407 | 0.8407 | 0.8407 | 0.8407 | 0.8407 | 0.8407 | 0.8407 | 0.8407 | 0.8407 | 0.8407 | 0.8407 | 0.8407 | 0.8407 | 0.8407 | 0.8407 | 0.8407 | 0.8407 | 0.8407 | 0.8407 | [8 empty] | 42.0349 | 42.0349
2020 | [6 empty] | 0 | 0 | 0 | 0 | 0 | 0 | 0 | 0 | 0 | 0 | 0 | 0 | 0 | 0 | 0 | 0 | 0 | 0 | 0 | 0 | 0 | 0 | 0 | 0 | 0 | 0 | 0 | 0 | 0 | 0 | 0 | 0 | 0 | 0 | 0 | 0 | 0 | 0 | 0 | 0 | 0 | 0 | 0 | 0 | 0 | 0 | 0 | 0 | 0 | 0 | [7 empty] | 0
2021 | [7 empty] | 0 | 0 | 0 | 0 | 0 | 0 | 0 | 0 | 0 | 0 | 0 | 0 | 0 | 0 | 0 | 0 | 0 | 0 | 0 | 0 | 0 | 0 | 0 | 0 | 0 | 0 | 0 | 0 | 0 | 0 | 0 | 0 | 0 | 0 | 0 | 0 | 0 | 0 | 0 | 0 | 0 | 0 | 0 | 0 | 0 | 0 | 0 | 0 | 0 | 0 | [6 empty] | 0
2022 | [8 empty] | 0 | 0 | 0 | 0 | 0 | 0 | 0 | 0 | 0 | 0 | 0 | 0 | 0 | 0 | 0 | 0 | 0 | 0 | 0 | 0 | 0 | 0 | 0 | 0 | 0 | 0 | 0 | 0 | 0 | 0 | 0 | 0 | 0 | 0 | 0 | 0 | 0 | 0 | 0 | 0 | 0 | 0 | 0 | 0 | 0 | 0 | 0 | 0 | 0 | 0 | [5 empty] | 0
2023 | [9 empty] | 0 | 0 | 0 | 0 | 0 | 0 | 0 | 0 | 0 | 0 | 0 | 0 | 0 | 0 | 0 | 0 | 0 | 0 | 0 | 0 | 0 | 0 | 0 | 0 | 0 | 0 | 0 | 0 | 0 | 0 | 0 | 0 | 0 | 0 | 0 | 0 | 0 | 0 | 0 | 0 | 0 | 0 | 0 | 0 | 0 | 0 | 0 | 0 | 0 | 0 |  |  |  |  | 0
2024 | [10 empty] | 0 | 0 | 0 | 0 | 0 | 0 | 0 | 0 | 0 | 0 | 0 | 0 | 0 | 0 | 0 | 0 | 0 | 0 | 0 | 0 | 0 | 0 | 0 | 0 | 0 | 0 | 0 | 0 | 0 | 0 | 0 | 0 | 0 | 0 | 0 | 0 | 0 | 0 | 0 | 0 | 0 | 0 | 0 | 0 | 0 | 0 | 0 | 0 | 0 | 0 |  |  |  | 0 | 0
2025 | [11 empty] | 0 | 0 | 0 | 0 | 0 | 0 | 0 | 0 | 0 | 0 | 0 | 0 | 0 | 0 | 0 | 0 | 0 | 0 | 0 | 0 | 0 | 0 | 0 | 0 | 0 | 0 | 0 | 0 | 0 | 0 | 0 | 0 | 0 | 0 | 0 | 0 | 0 | 0 | 0 | 0 | 0 | 0 | 0 | 0 | 0 | 0 | 0 | 0 | 0 | 0 |  |  | 0
2026 | [12 empty] | 0 | 0 | 0 | 0 | 0 | 0 | 0 | 0 | 0 | 0 | 0 | 0 | 0 | 0 | 0 | 0 | 0 | 0 | 0 | 0 | 0 | 0 | 0 | 0 | 0 | 0 | 0 | 0 | 0 | 0 | 0 | 0 | 0 | 0 | 0 | 0 | 0 | 0 | 0 | 0 | 0 | 0 | 0 | 0 | 0 | 0 | 0 | 0 | 0 | 0 |  | 0
| 0 | 0 | 0 | 0 | 0 | 0.8407 | 0.8407 | 0.8407 | 0.8407 | 0.8407 | 0.8407 | 0.8407 | 0.8407 | 0.8407 | 0.8407 | 0.8407 | 0.8407 | 0.8407 | 0.8407 | 0.8407 | 0.8407 | 0.8407 | 0.8407 | 0.8407 | 0.8407 | 0.8407 | 0.8407 | 0.8407 | 0.8407 | 0.8407 | 0.8407 | 0.8407 | 0.8407 | 0.8407 | 0.8407 | 0.8407 | 0.8407 | 0.8407 | 0.8407 | 0.8407 | 0.8407 | 0.8407 | 0.8407 | 0.8407 | 0.8407 | 0.8407 | 0.8407 | 0.8407 | 0.8407 | 0.8407 | 0.8407 | 0.8407 | 0.8407 | 0.8407 | 0.8407 | 0 | 0 | 0 | 0 | 0 | 0 | 0 | 0 | 42.0349
Book Depreciation- excl. Salvage
2014 | 0 | 0 | 0 | 0 | 0 | 0 | 0 | 0 | 0 | 0 | 0 | 0 | 0 | 0 | 0 | 0 | 0 | 0 | 0 | 0 | 0 | 0 | 0 | 0 | 0 |  |  | 0 | 0 | 0 | 0 | 0 | 0 | 0 | 0 | 0 | 0 | 0 | 0 | 0 | 0 | 0 | 0 | 0 | 0 | 0 | 0 | 0 | 0 | 0 | 0 | 0 | [11 empty] | 0
2015 |  | 0 | 0 | 0 | 0 | 0 | 0 | 0 | 0 | 0 | 0 | 0 | 0 | 0 | 0 | 0 | 0 | 0 | 0 | 0 | 0 | 0 | 0 | 0 | 0 | 0 |  | 0 | 0 | 0 | 0 | 0 | 0 | 0 | 0 | 0 | 0 | 0 | 0 | 0 | 0 | 0 | 0 | 0 | 0 | 0 | 0 | 0 | 0 | 0 | 0 | 0 | [11 empty] | 0 | check - total PIS
2016 |  |  | 0 | 0 | 0 | 0 | 0 | 0 | 0 | 0 | 0 | 0 | 0 | 0 | 0 | 0 | 0 | 0 | 0 | 0 | 0 | 0 | 0 | 0 | 0 | 0 | 0 | 0 | 0 | 0 | 0 | 0 | 0 | 0 | 0 | 0 | 0 | 0 | 0 | 0 | 0 | 0 | 0 | 0 | 0 | 0 | 0 | 0 | 0 | 0 | 0 | 0 | [11 empty] | 0 | 0
2017 |  |  |  | 0 | 0 | 0 | 0 | 0 | 0 | 0 | 0 | 0 | 0 | 0 | 0 | 0 | 0 | 0 | 0 | 0 | 0 | 0 | 0 | 0 | 0 | 0 | 0 | 0 | 0 | 0 | 0 | 0 | 0 | 0 | 0 | 0 | 0 | 0 | 0 | 0 | 0 | 0 | 0 | 0 | 0 | 0 | 0 | 0 | 0 | 0 | 0 | 0 | 0 | [10 empty] | 0 | 0
2018 |  |  |  |  | 0 | 0 | 0 | 0 | 0 | 0 | 0 | 0 | 0 | 0 | 0 | 0 | 0 | 0 | 0 | 0 | 0 | 0 | 0 | 0 | 0 | 0 | 0 | 0 | 0 | 0 | 0 | 0 | 0 | 0 | 0 | 0 | 0 | 0 | 0 | 0 | 0 | 0 | 0 | 0 | 0 | 0 | 0 | 0 | 0 | 0 | 0 | 0 | 0 | 0 | [9 empty] | 0
2019 | [5 empty] | 0.86225 | 0.86225 | 0.86225 | 0.86225 | 0.86225 | 0.86225 | 0.86225 | 0.86225 | 0.86225 | 0.86225 | 0.86225 | 0.86225 | 0.86225 | 0.86225 | 0.86225 | 0.86225 | 0.86225 | 0.86225 | 0.86225 | 0.86225 | 0.86225 | 0.86225 | 0.86225 | 0.86225 | 0.86225 | 0.86225 | 0.86225 | 0.86225 | 0.86225 | 0.86225 | 0.86225 | 0.86225 | 0.86225 | 0.86225 | 0.86225 | 0.86225 | 0.86225 | 0.86225 | 0.86225 | 0.86225 | 0.86225 | 0.86225 | 0.86225 | 0.86225 | 0.86225 | 0.86225 | 0.86225 | 0.86225 | 0.86225 | 0.86225 | [8 empty] | 43.1127 | 43.1127
2020 | [6 empty] | 0 | 0 | 0 | 0 | 0 | 0 | 0 | 0 | 0 | 0 | 0 | 0 | 0 | 0 | 0 | 0 | 0 | 0 | 0 | 0 | 0 | 0 | 0 | 0 | 0 | 0 | 0 | 0 | 0 | 0 | 0 | 0 | 0 | 0 | 0 | 0 | 0 | 0 | 0 | 0 | 0 | 0 | 0 | 0 | 0 | 0 | 0 | 0 | 0 | 0 | [7 empty] | 0
2021 | [7 empty] | 0 | 0 | 0 | 0 | 0 | 0 | 0 | 0 | 0 | 0 | 0 | 0 | 0 | 0 | 0 | 0 | 0 | 0 | 0 | 0 | 0 | 0 | 0 | 0 | 0 | 0 | 0 | 0 | 0 | 0 | 0 | 0 | 0 | 0 | 0 | 0 | 0 | 0 | 0 | 0 | 0 | 0 | 0 | 0 | 0 | 0 | 0 | 0 | 0 | 0 | [6 empty] | 0
2022 | [8 empty] | 0 | 0 | 0 | 0 | 0 | 0 | 0 | 0 | 0 | 0 | 0 | 0 | 0 | 0 | 0 | 0 | 0 | 0 | 0 | 0 | 0 | 0 | 0 | 0 | 0 | 0 | 0 | 0 | 0 | 0 | 0 | 0 | 0 | 0 | 0 | 0 | 0 | 0 | 0 | 0 | 0 | 0 | 0 | 0 | 0 | 0 | 0 | 0 | 0 | 0 | [5 empty] | 0
2023 | [9 empty] | 0 | 0 | 0 | 0 | 0 | 0 | 0 | 0 | 0 | 0 | 0 | 0 | 0 | 0 | 0 | 0 | 0 | 0 | 0 | 0 | 0 | 0 | 0 | 0 | 0 | 0 | 0 | 0 | 0 | 0 | 0 | 0 | 0 | 0 | 0 | 0 | 0 | 0 | 0 | 0 | 0 | 0 | 0 | 0 | 0 | 0 | 0 | 0 | 0 | 0 |  |  |  |  | 0
2024 | [10 empty] | 0 | 0 | 0 | 0 | 0 | 0 | 0 | 0 | 0 | 0 | 0 | 0 | 0 | 0 | 0 | 0 | 0 | 0 | 0 | 0 | 0 | 0 | 0 | 0 | 0 | 0 | 0 | 0 | 0 | 0 | 0 | 0 | 0 | 0 | 0 | 0 | 0 | 0 | 0 | 0 | 0 | 0 | 0 | 0 | 0 | 0 | 0 | 0 | 0 | 0 |  |  |  | 0 | 0
2025 | [11 empty] | 0 | 0 | 0 | 0 | 0 | 0 | 0 | 0 | 0 | 0 | 0 | 0 | 0 | 0 | 0 | 0 | 0 | 0 | 0 | 0 | 0 | 0 | 0 | 0 | 0 | 0 | 0 | 0 | 0 | 0 | 0 | 0 | 0 | 0 | 0 | 0 | 0 | 0 | 0 | 0 | 0 | 0 | 0 | 0 | 0 | 0 | 0 | 0 | 0 | 0 |  |  | 0
2026 | [12 empty] | 0 | 0 | 0 | 0 | 0 | 0 | 0 | 0 | 0 | 0 | 0 | 0 | 0 | 0 | 0 | 0 | 0 | 0 | 0 | 0 | 0 | 0 | 0 | 0 | 0 | 0 | 0 | 0 | 0 | 0 | 0 | 0 | 0 | 0 | 0 | 0 | 0 | 0 | 0 | 0 | 0 | 0 | 0 | 0 | 0 | 0 | 0 | 0 | 0 | 0 |  | 0 | 0
| 0 | 0 | 0 | 0 | 0 | 0.86225 | 0.86225 | 0.86225 | 0.86225 | 0.86225 | 0.86225 | 0.86225 | 0.86225 | 0.86225 | 0.86225 | 0.86225 | 0.86225 | 0.86225 | 0.86225 | 0.86225 | 0.86225 | 0.86225 | 0.86225 | 0.86225 | 0.86225 | 0.86225 | 0.86225 | 0.86225 | 0.86225 | 0.86225 | 0.86225 | 0.86225 | 0.86225 | 0.86225 | 0.86225 | 0.86225 | 0.86225 | 0.86225 | 0.86225 | 0.86225 | 0.86225 | 0.86225 | 0.86225 | 0.86225 | 0.86225 | 0.86225 | 0.86225 | 0.86225 | 0.86225 | 0.86225 | 0.86225 | 0.86225 | 0.86225 | 0.86225 | 0.86225 | 0 | 0 | 0 | 0 | 0 | 0 | 0 | 0 | 43.1127
Note on A50: Lee, Betty: rate base does not include CWIP b/c the CapEx dollars include an AFUDC component in it already

## 4f-2017
Project No. | 4f
Project Desc. | Upgrade 3 Sections plus risers on Feeder 38Q03 (NEW to the 2015 LRP)
Book Life | 50
Tax Life | 20N
Salvage Rate | 2.5%
| 2014 | 2015 | 2016 | 2017 | 2018 | 2019 | 2020 | 2021 | 2022 | 2023 | 2024 | 2025 | 2026 | 2027 | 2028 | 2029 | 2030 | 2031 | 2032 | 2033 | 2034 | 2035 | 2036 | 2037 | 2038 | 2039 | 2040 | 2041 | 2042 | 2043 | 2044 | 2045 | 2046 | 2047 | 2048 | 2049 | 2050 | 2051 | 2052 | 2053 | 2054 | 2055 | 2056 | 2057 | 2058 | 2059 | 2060 | 2061 | 2062 | 2063 | 2064 | 2065 | 2066 | 2067 | 2068 | 2069 | 2070 | 2071 | 2072 | 2073 | 2074 | 2075 | 2076
Closing to Plant (Y/N) | N | N | N | N | N | N | N | N | N | N | N | N | N | N | N | N | N | N | N | N | N | N | N | N | N | N | N | N | N | N | N | N | N | N | N | N | N | N | N | N | N | N | N | N | N | N | N | N | N | N | N | N | N | N | N | N | N | N | N | N | N | N | N | Total
CWIP
Beginning of Period | 0 | 0 | 0 | 0 | 0 | 0 | 0 | 0 | 0 | 0 | 0 | 0 | 0 | 0 | 0 | 0 | 0 | 0 | 0 | 0 | 0 | 0 | 0 | 0 | 0 | 0 | 0 | 0 | 0 | 0 | 0 | 0 | 0 | 0 | 0 | 0 | 0 | 0 | 0 | 0 | 0 | 0 | 0 | 0 | 0 | 0 | 0 | 0 | 0 | 0 | 0 | 0 | 0 | 0 | 0 | 0 | 0 | 0 | 0 | 0 | 0 | 0 | 0
Activity
Capex | 0 | 0 | 0 | 0 | 0 | 0 | 0 | 0 | 0 | 0 | 0 | 0 | 0 | [50 empty] | 0
Closings to Plant |  |  |  |  | 0 | [58 empty] | 0
End of Period | 0 | 0 | 0 | 0 | 0 | 0 | 0 | 0 | 0 | 0 | 0 | 0 | 0 | 0 | 0 | 0 | 0 | 0 | 0 | 0 | 0 | 0 | 0 | 0 | 0 | 0 | 0 | 0 | 0 | 0 | 0 | 0 | 0 | 0 | 0 | 0 | 0 | 0 | 0 | 0 | 0 | 0 | 0 | 0 | 0 | 0 | 0 | 0 | 0 | 0 | 0 | 0 | 0 | 0 | 0 | 0 | 0 | 0 | 0 | 0 | 0 | 0 | 0
Average | 0 | 0 | 0 | 0 | 0 | 0 | 0 | 0 | 0 | 0 | 0 | 0 | 0 | 0 | 0 | 0 | 0 | 0 | 0 | 0 | 0 | 0 | 0 | 0 | 0 | 0 | 0 | 0 | 0 | 0 | 0 | 0 | 0 | 0 | 0 | 0 | 0 | 0 | 0 | 0 | 0 | 0 | 0 | 0 | 0 | 0 | 0 | 0 | 0 | 0 | 0 | 0 | 0 | 0 | 0 | 0 | 0 | 0 | 0 | 0 | 0 | 0 | 0
Plant in Service
Beginning of Period | 0 | 0 | 0 | 0 | 0 | 0 | 0 | 0 | 0 | 0 | 0 | 0 | 0 | 0 | 0 | 0 | 0 | 0 | 0 | 0 | 0 | 0 | 0 | 0 | 0 | 0 | 0 | 0 | 0 | 0 | 0 | 0 | 0 | 0 | 0 | 0 | 0 | 0 | 0 | 0 | 0 | 0 | 0 | 0 | 0 | 0 | 0 | 0 | 0 | 0 | 0 | 0 | 0 | 0 | 0 | 0 | 0 | 0 | 0 | 0 | 0 | 0 | 0
Activity | 0 | 0 | 0 | 0 | 0 | 0 | 0 | 0 | 0 | 0 | 0 | 0 | 0 | 0 | 0 | 0 | 0 | 0 | 0 | 0 | 0 | 0 | 0 | 0 | 0 | 0 | 0 | 0 | 0 | 0 | 0 | 0 | 0 | 0 | 0 | 0 | 0 | 0 | 0 | 0 | 0 | 0 | 0 | 0 | 0 | 0 | 0 | 0 | 0 | 0 | 0 | 0 | 0 | 0 | 0 | 0 | 0 | 0 | 0 | 0 | 0 | 0 | 0 | 0
End of Period | 0 | 0 | 0 | 0 | 0 | 0 | 0 | 0 | 0 | 0 | 0 | 0 | 0 | 0 | 0 | 0 | 0 | 0 | 0 | 0 | 0 | 0 | 0 | 0 | 0 | 0 | 0 | 0 | 0 | 0 | 0 | 0 | 0 | 0 | 0 | 0 | 0 | 0 | 0 | 0 | 0 | 0 | 0 | 0 | 0 | 0 | 0 | 0 | 0 | 0 | 0 | 0 | 0 | 0 | 0 | 0 | 0 | 0 | 0 | 0 | 0 | 0 | 0
Average | 0 | 0 | 0 | 0 | 0 | 0 | 0 | 0 | 0 | 0 | 0 | 0 | 0 | 0 | 0 | 0 | 0 | 0 | 0 | 0 | 0 | 0 | 0 | 0 | 0 | 0 | 0 | 0 | 0 | 0 | 0 | 0 | 0 | 0 | 0 | 0 | 0 | 0 | 0 | 0 | 0 | 0 | 0 | 0 | 0 | 0 | 0 | 0 | 0 | 0 | 0 | 0 | 0 | 0 | 0 | 0 | 0 | 0 | 0 | 0 | 0 | 0 | 0
Tax Depreciation
Beginning of Period | 0 | 0 | 0 | 0 | 0 | 0 | 0 | 0 | 0 | 0 | 0 | 0 | 0 | 0 | 0 | 0 | 0 | 0 | 0 | 0 | 0 | 0 | 0 | 0 | 0 | 0 | 0 | 0 | 0 | 0 | 0 | 0 | 0 | 0 | 0 | 0 | 0 | 0 | 0 | 0 | 0 | 0 | 0 | 0 | 0 | 0 | 0 | 0 | 0 | 0 | 0 | 0 | 0 | 0 | 0 | 0 | 0 | 0 | 0 | 0 | 0 | 0 | 0
Federal | 0 | 0 | 0 | 0 | 0 | 0 | 0 | 0 | 0 | 0 | 0 | 0 | 0 | 0 | 0 | 0 | 0 | 0 | 0 | 0 | 0 | 0 | 0 | 0 | 0 | 0 | 0 | 0 | 0 | 0 | 0 | 0 | 0 | 0 | 0 | 0 | 0 | 0 | 0 | 0 | 0 | 0 | 0 | 0 | 0 | 0 | 0 | 0 | 0 | 0 | 0 | 0 | 0 | 0 | 0 | 0 | 0 | 0 | 0 | 0 | 0 | 0 | 0 | 0
State | 0 | 0 | 0 | 0 | 0 | 0 | 0 | 0 | 0 | 0 | 0 | 0 | 0 | 0 | 0 | 0 | 0 | 0 | 0 | 0 | 0 | 0 | 0 | 0 | 0 | 0 | 0 | 0 | 0 | 0 | 0 | 0 | 0 | 0 | 0 | 0 | 0 | 0 | 0 | 0 | 0 | 0 | 0 | 0 | 0 | 0 | 0 | 0 | 0 | 0 | 0 | 0 | 0 | 0 | 0 | 0 | 0 | 0 | 0 | 0 | 0 | 0 | 0 | 0
End of Period | 0 | 0 | 0 | 0 | 0 | 0 | 0 | 0 | 0 | 0 | 0 | 0 | 0 | 0 | 0 | 0 | 0 | 0 | 0 | 0 | 0 | 0 | 0 | 0 | 0 | 0 | 0 | 0 | 0 | 0 | 0 | 0 | 0 | 0 | 0 | 0 | 0 | 0 | 0 | 0 | 0 | 0 | 0 | 0 | 0 | 0 | 0 | 0 | 0 | 0 | 0 | 0 | 0 | 0 | 0 | 0 | 0 | 0 | 0 | 0 | 0 | 0 | 0
Average | 0 | 0 | 0 | 0 | 0 | 0 | 0 | 0 | 0 | 0 | 0 | 0 | 0 | 0 | 0 | 0 | 0 | 0 | 0 | 0 | 0 | 0 | 0 | 0 | 0 | 0 | 0 | 0 | 0 | 0 | 0 | 0 | 0 | 0 | 0 | 0 | 0 | 0 | 0 | 0 | 0 | 0 | 0 | 0 | 0 | 0 | 0 | 0 | 0 | 0 | 0 | 0 | 0 | 0 | 0 | 0 | 0 | 0 | 0 | 0 | 0 | 0 | 0
Book Depreciation with COR
Beginning of Period | 0 | 0 | 0 | 0 | 0 | 0 | 0 | 0 | 0 | 0 | 0 | 0 | 0 | 0 | 0 | 0 | 0 | 0 | 0 | 0 | 0 | 0 | 0 | 0 | 0 | 0 | 0 | 0 | 0 | 0 | 0 | 0 | 0 | 0 | 0 | 0 | 0 | 0 | 0 | 0 | 0 | 0 | 0 | 0 | 0 | 0 | 0 | 0 | 0 | 0 | 0 | 0 | 0 | 0 | 0 | 0 | 0 | 0 | 0 | 0 | 0 | 0 | 0
Activity | 0 | 0 | 0 | 0 | 0 | 0 | 0 | 0 | 0 | 0 | 0 | 0 | 0 | 0 | 0 | 0 | 0 | 0 | 0 | 0 | 0 | 0 | 0 | 0 | 0 | 0 | 0 | 0 | 0 | 0 | 0 | 0 | 0 | 0 | 0 | 0 | 0 | 0 | 0 | 0 | 0 | 0 | 0 | 0 | 0 | 0 | 0 | 0 | 0 | 0 | 0 | 0 | 0 | 0 | 0 | 0 | 0 | 0 | 0 | 0 | 0 | 0 | 0 | 0
Book Depreciation Related to Retired PIS | [49 empty] | 0 | 0 | 0 | 0 | 0 | 0 | 0 | 0 | 0 | 0 | 0 | 0 | 0 |  | 0
End of Period | 0 | 0 | 0 | 0 | 0 | 0 | 0 | 0 | 0 | 0 | 0 | 0 | 0 | 0 | 0 | 0 | 0 | 0 | 0 | 0 | 0 | 0 | 0 | 0 | 0 | 0 | 0 | 0 | 0 | 0 | 0 | 0 | 0 | 0 | 0 | 0 | 0 | 0 | 0 | 0 | 0 | 0 | 0 | 0 | 0 | 0 | 0 | 0 | 0 | 0 | 0 | 0 | 0 | 0 | 0 | 0 | 0 | 0 | 0 | 0 | 0 | 0 | 0
Average | 0 | 0 | 0 | 0 | 0 | 0 | 0 | 0 | 0 | 0 | 0 | 0 | 0 | 0 | 0 | 0 | 0 | 0 | 0 | 0 | 0 | 0 | 0 | 0 | 0 | 0 | 0 | 0 | 0 | 0 | 0 | 0 | 0 | 0 | 0 | 0 | 0 | 0 | 0 | 0 | 0 | 0 | 0 | 0 | 0 | 0 | 0 | 0 | 0 | 0 | 0 | 0 | 0 | 0 | 0 | 0 | 0 | 0 | 0 | 0 | 0 | 0 | 0
Federal Deferred Tax Balance, Net of Tax
Beginning of Period | 0 | 0 | 0 | 0 | 0 | 0 | 0 | 0 | 0 | 0 | 0 | 0 | 0 | 0 | 0 | 0 | 0 | 0 | 0 | 0 | 0 | 0 | 0 | 0 | 0 | 0 | 0 | 0 | 0 | 0 | 0 | 0 | 0 | 0 | 0 | 0 | 0 | 0 | 0 | 0 | 0 | 0 | 0 | 0 | 0 | 0 | 0 | 0 | 0 | 0 | 0 | 0 | 0 | 0 | 0 | 0 | 0 | 0 | 0 | 0 | 0 | 0 | 0
Activity | 0 | 0 | 0 | 0 | 0 | 0 | 0 | 0 | 0 | 0 | 0 | 0 | 0 | 0 | 0 | 0 | 0 | 0 | 0 | 0 | 0 | 0 | 0 | 0 | 0 | 0 | 0 | 0 | 0 | 0 | 0 | 0 | 0 | 0 | 0 | 0 | 0 | 0 | 0 | 0 | 0 | 0 | 0 | 0 | 0 | 0 | 0 | 0 | 0 | 0 | 0 | 0 | 0 | 0 | 0 | 0 | 0 | 0 | 0 | 0 | 0 | 0 | 0 | 0
End of Period | 0 | 0 | 0 | 0 | 0 | 0 | 0 | 0 | 0 | 0 | 0 | 0 | 0 | 0 | 0 | 0 | 0 | 0 | 0 | 0 | 0 | 0 | 0 | 0 | 0 | 0 | 0 | 0 | 0 | 0 | 0 | 0 | 0 | 0 | 0 | 0 | 0 | 0 | 0 | 0 | 0 | 0 | 0 | 0 | 0 | 0 | 0 | 0 | 0 | 0 | 0 | 0 | 0 | 0 | 0 | 0 | 0 | 0 | 0 | 0 | 0 | 0 | 0
Average | 0 | 0 | 0 | 0 | 0 | 0 | 0 | 0 | 0 | 0 | 0 | 0 | 0 | 0 | 0 | 0 | 0 | 0 | 0 | 0 | 0 | 0 | 0 | 0 | 0 | 0 | 0 | 0 | 0 | 0 | 0 | 0 | 0 | 0 | 0 | 0 | 0 | 0 | 0 | 0 | 0 | 0 | 0 | 0 | 0 | 0 | 0 | 0 | 0 | 0 | 0 | 0 | 0 | 0 | 0 | 0 | 0 | 0 | 0 | 0 | 0 | 0 | 0
State Deferred Tax Balance
Beginning of Period | 0 | 0 | 0 | 0 | 0 | 0 | 0 | 0 | 0 | 0 | 0 | 0 | 0 | 0 | 0 | 0 | 0 | 0 | 0 | 0 | 0 | 0 | 0 | 0 | 0 | 0 | 0 | 0 | 0 | 0 | 0 | 0 | 0 | 0 | 0 | 0 | 0 | 0 | 0 | 0 | 0 | 0 | 0 | 0 | 0 | 0 | 0 | 0 | 0 | 0 | 0 | 0 | 0 | 0 | 0 | 0 | 0 | 0 | 0 | 0 | 0 | 0 | 0
Activity | 0 | 0 | 0 | 0 | 0 | 0 | 0 | 0 | 0 | 0 | 0 | 0 | 0 | 0 | 0 | 0 | 0 | 0 | 0 | 0 | 0 | 0 | 0 | 0 | 0 | 0 | 0 | 0 | 0 | 0 | 0 | 0 | 0 | 0 | 0 | 0 | 0 | 0 | 0 | 0 | 0 | 0 | 0 | 0 | 0 | 0 | 0 | 0 | 0 | 0 | 0 | 0 | 0 | 0 | 0 | 0 | 0 | 0 | 0 | 0 | 0 | 0 | 0 | 0
End of Period | 0 | 0 | 0 | 0 | 0 | 0 | 0 | 0 | 0 | 0 | 0 | 0 | 0 | 0 | 0 | 0 | 0 | 0 | 0 | 0 | 0 | 0 | 0 | 0 | 0 | 0 | 0 | 0 | 0 | 0 | 0 | 0 | 0 | 0 | 0 | 0 | 0 | 0 | 0 | 0 | 0 | 0 | 0 | 0 | 0 | 0 | 0 | 0 | 0 | 0 | 0 | 0 | 0 | 0 | 0 | 0 | 0 | 0 | 0 | 0 | 0 | 0 | 0
Average | 0 | 0 | 0 | 0 | 0 | 0 | 0 | 0 | 0 | 0 | 0 | 0 | 0 | 0 | 0 | 0 | 0 | 0 | 0 | 0 | 0 | 0 | 0 | 0 | 0 | 0 | 0 | 0 | 0 | 0 | 0 | 0 | 0 | 0 | 0 | 0 | 0 | 0 | 0 | 0 | 0 | 0 | 0 | 0 | 0 | 0 | 0 | 0 | 0 | 0 | 0 | 0 | 0 | 0 | 0 | 0 | 0 | 0 | 0 | 0 | 0 | 0 | 0
Net Rate Base - Average | 0 | 0 | 0 | 0 | 0 | 0 | 0 | 0 | 0 | 0 | 0 | 0 | 0 | 0 | 0 | 0 | 0 | 0 | 0 | 0 | 0 | 0 | 0 | 0 | 0 | 0 | 0 | 0 | 0 | 0 | 0 | 0 | 0 | 0 | 0 | 0 | 0 | 0 | 0 | 0 | 0 | 0 | 0 | 0 | 0 | 0 | 0 | 0 | 0 | 0 | 0 | 0 | 0 | 0 | 0 | 0 | 0 | 0 | 0 | 0 | 0 | 0 | 0
EXPENSES
Income Tax - Removal Cost | 0 | 0 | 0 | 0 | 0 | 0 | 0 | 0 | 0 | 0 | 0 | 0 | 0 | 0 | 0 | 0 | 0 | 0 | 0 | 0 | 0 | 0 | 0 | 0 | 0 | 0 | 0 | 0 | 0 | 0 | 0 | 0 | 0 | 0 | 0 | 0 | 0 | 0 | 0 | 0 | 0 | 0 | 0 | 0 | 0 | 0 | 0 | 0 | 0 | 0 | 0 | 0 | 0 | 0 | 0 | 0 | 0 | 0 | 0 | 0 | 0 | 0 | 0 | 0
Book Depreciation | 0 | 0 | 0 | 0 | 0 | 0 | 0 | 0 | 0 | 0 | 0 | 0 | 0 | 0 | 0 | 0 | 0 | 0 | 0 | 0 | 0 | 0 | 0 | 0 | 0 | 0 | 0 | 0 | 0 | 0 | 0 | 0 | 0 | 0 | 0 | 0 | 0 | 0 | 0 | 0 | 0 | 0 | 0 | 0 | 0 | 0 | 0 | 0 | 0 | 0 | 0 | 0 | 0 | 0 | 0 | 0 | 0 | 0 | 0 | 0 | 0 | 0 | 0 | 0
Property Taxes | 0 | 0 | 0 | 0 | 0 | 0 | 0 | 0 | 0 | 0 | 0 | 0 | 0 | 0 | 0 | 0 | 0 | 0 | 0 | 0 | 0 | 0 | 0 | 0 | 0 | 0 | 0 | 0 | 0 | 0 | 0 | 0 | 0 | 0 | 0 | 0 | 0 | 0 | 0 | 0 | 0 | 0 | 0 | 0 | 0 | 0 | 0 | 0 | 0 | 0 | 0 | 0 | 0 | 0 | 0 | 0 | 0 | 0 | 0 | 0 | 0 | 0 | 0 | 0
Total Expenses | 0 | 0 | 0 | 0 | 0 | 0 | 0 | 0 | 0 | 0 | 0 | 0 | 0 | 0 | 0 | 0 | 0 | 0 | 0 | 0 | 0 | 0 | 0 | 0 | 0 | 0 | 0 | 0 | 0 | 0 | 0 | 0 | 0 | 0 | 0 | 0 | 0 | 0 | 0 | 0 | 0 | 0 | 0 | 0 | 0 | 0 | 0 | 0 | 0 | 0 | 0 | 0 | 0 | 0 | 0 | 0 | 0 | 0 | 0 | 0 | 0 | 0 | 0 | 0
REVENUE REQUIREMENT
Net Rate Base | 0 | 0 | 0 | 0 | 0 | 0 | 0 | 0 | 0 | 0 | 0 | 0 | 0 | 0 | 0 | 0 | 0 | 0 | 0 | 0 | 0 | 0 | 0 | 0 | 0 | 0 | 0 | 0 | 0 | 0 | 0 | 0 | 0 | 0 | 0 | 0 | 0 | 0 | 0 | 0 | 0 | 0 | 0 | 0 | 0 | 0 | 0 | 0 | 0 | 0 | 0 | 0 | 0 | 0 | 0 | 0 | 0 | 0 | 0 | 0 | 0 | 0 | 0 | 0
ROR | 9.98% | 9.98% | 9.7% | 9.7% | 9.7% | 9.7% | 9.7% | 9.7% | 9.7% | 9.7% | 9.7% | 9.7% | 9.7% | 9.7% | 9.7% | 9.7% | 9.7% | 9.7% | 9.7% | 9.7% | 9.7% | 9.7% | 9.7% | 9.7% | 9.7% | 9.7% | 9.7% | 9.7% | 9.7% | 9.7% | 9.7% | 9.7% | 9.7% | 9.7% | 9.7% | 9.7% | 9.7% | 9.7% | 9.7% | 9.7% | 9.7% | 9.7% | 9.7% | 9.7% | 9.7% | 9.7% | 9.7% | 9.7% | 9.7% | 9.7% | 9.7% | 9.7% | 9.7% | 9.7% | 9.7% | 9.7% | 9.7% | 9.7% | 9.7% | 9.7% | 9.7% | 9.7% | 9.7%
Earnings Base | 0 | 0 | 0 | 0 | 0 | 0 | 0 | 0 | 0 | 0 | 0 | 0 | 0 | 0 | 0 | 0 | 0 | 0 | 0 | 0 | 0 | 0 | 0 | 0 | 0 | 0 | 0 | 0 | 0 | 0 | 0 | 0 | 0 | 0 | 0 | 0 | 0 | 0 | 0 | 0 | 0 | 0 | 0 | 0 | 0 | 0 | 0 | 0 | 0 | 0 | 0 | 0 | 0 | 0 | 0 | 0 | 0 | 0 | 0 | 0 | 0 | 0 | 0
Earnings - Expense | 0 | 0 | 0 | 0 | 0 | 0 | 0 | 0 | 0 | 0 | 0 | 0 | 0 | 0 | 0 | 0 | 0 | 0 | 0 | 0 | 0 | 0 | 0 | 0 | 0 | 0 | 0 | 0 | 0 | 0 | 0 | 0 | 0 | 0 | 0 | 0 | 0 | 0 | 0 | 0 | 0 | 0 | 0 | 0 | 0 | 0 | 0 | 0 | 0 | 0 | 0 | 0 | 0 | 0 | 0 | 0 | 0 | 0 | 0 | 0 | 0 | 0 | 0 | 0
Total Earnings Effect | 0 | 0 | 0 | 0 | 0 | 0 | 0 | 0 | 0 | 0 | 0 | 0 | 0 | 0 | 0 | 0 | 0 | 0 | 0 | 0 | 0 | 0 | 0 | 0 | 0 | 0 | 0 | 0 | 0 | 0 | 0 | 0 | 0 | 0 | 0 | 0 | 0 | 0 | 0 | 0 | 0 | 0 | 0 | 0 | 0 | 0 | 0 | 0 | 0 | 0 | 0 | 0 | 0 | 0 | 0 | 0 | 0 | 0 | 0 | 0 | 0 | 0 | 0
Gross-Up Factor | 1.0354 | 1.0354 | 1.0354 | 1.0354 | 1.0354 | 1.0354 | 1.0354 | 1.0354 | 1.0354 | 1.0354 | 1.0354 | 1.0354 | 1.0354 | 1.0354 | 1.0354 | 1.0354 | 1.0354 | 1.0354 | 1.0354 | 1.0354 | 1.0354 | 1.0354 | 1.0354 | 1.0354 | 1.0354 | 1.0354 | 1.0354 | 1.0354 | 1.0354 | 1.0354 | 1.0354 | 1.0354 | 1.0354 | 1.0354 | 1.0354 | 1.0354 | 1.0354 | 1.0354 | 1.0354 | 1.0354 | 1.0354 | 1.0354 | 1.0354 | 1.0354 | 1.0354 | 1.0354 | 1.0354 | 1.0354 | 1.0354 | 1.0354 | 1.0354 | 1.0354 | 1.0354 | 1.0354 | 1.0354 | 1.0354 | 1.0354 | 1.0354 | 1.0354 | 1.0354 | 1.0354 | 1.0354 | 1.0354
Revenue requirement | 0 | 0 | 0 | 0 | 0 | 0 | 0 | 0 | 0 | 0 | 0 | 0 | 0 | 0 | 0 | 0 | 0 | 0 | 0 | 0 | 0 | 0 | 0 | 0 | 0 | 0 | 0 | 0 | 0 | 0 | 0 | 0 | 0 | 0 | 0 | 0 | 0 | 0 | 0 | 0 | 0 | 0 | 0 | 0 | 0 | 0 | 0 | 0 | 0 | 0 | 0 | 0 | 0 | 0 | 0 | 0 | 0 | 0 | 0 | 0 | 0 | 0 | 0 | 0
Depreciation Calculations
Tax Depreciation - Federal
Cost of new equipment in service basis | 0 | 0 | 0 | 0 | 0 | 0 | 0 | 0 | 0 | 0 | 0 | 0 | 0 | 0 | 0 | 0 | 0 | 0 | 0 | 0 | 0 | 0 | 0 | 0 | 0 | 0 | 0 | 0 | 0 | 0 | 0 | 0 | 0 | 0 | 0 | 0 | 0 | 0 | 0 | 0 | 0 | 0 | 0 | 0 | 0 | 0 | 0 | 0 | 0 | 0 | 0 | 0 | 0 | 0 | 0 | 0 | 0 | 0 | 0 | 0 | 0
Bonus Depreciation (N/A) | 0 | 0 | 0 | 0 | 0 | 0 | 0 | 0 | 0 | 0 | 0 | 0 | 0 | 0 | 0 | 0 | 0 | 0 | 0 | 0 | 0 | 0 | 0 | 0 | 0 | 0 | 0 | 0 | 0 | 0 | 0 | 0 | 0 | 0 | 0 | 0 | 0 | 0 | 0 | 0 | 0 | 0 | 0 | 0 | 0 | 0 | 0 | 0 | 0 | 0 | 0 | 0 | 0 | 0 | 0 | 0 | 0 | 0 | 0 | 0 | 0
Regular Depreciation basis (Cumulative) | 0 | 0 | 0 | 0 | 0 | 0 | 0 | 0 | 0 | 0 | 0 | 0 | 0 | 0 | 0 | 0 | 0 | 0 | 0 | 0 | 0 | 0 | 0 | 0 | 0 | 0 | 0 | 0 | 0 | 0 | 0 | 0 | 0 | 0 | 0 | 0 | 0 | 0 | 0 | 0 | 0 | 0 | 0 | 0 | 0 | 0 | 0 | 0 | 0 | 0 | 0 | 0 | 0 | 0 | 0 | 0 | 0 | 0 | 0 | 0 | 0 | 0 | 0
RegularDepreciation |  |  |  |  | 0 | 0 | 0 | 0 | 0 | 0 | 0 | 0 | 0 | 0 | 0 | 0 | 0 | 0 | 0 | 0 | 0 | 0 | 0 | 0 | 0 |  | 0 | 0 | 0 |  | 0 | 0 | 0 | 0 | 0 | 0 | 0 | 0 | 0 | 0 | [23 empty] | 0
Total Depreciation for year | 0 | 0 | 0 | 0 | 0 | 0 | 0 | 0 | 0 | 0 | 0 | 0 | 0 | 0 | 0 | 0 | 0 | 0 | 0 | 0 | 0 | 0 | 0 | 0 | 0 | 0 | 0 | 0 | 0 | 0 | 0 | 0 | 0 | 0 | 0 | 0 | 0 | 0 | 0 | 0 | 0 | 0 | 0 | 0 | 0 | 0 | 0 | 0 | 0 | 0 | 0 | 0 | 0 | 0 | 0 | 0 | 0 | 0 | 0 | 0 | 0
Tax Depreciation - State
Cost of new equipment in service basis | 0 | 0 | 0 | 0 | 0 | 0 | 0 | 0 | 0 | 0 | 0 | 0 | 0 | 0 | 0 | 0 | 0 | 0 | 0 | 0 | 0 | 0 | 0 | 0 | 0 | 0 | 0 | 0 | 0 | 0 | 0 | 0 | 0 | 0 | 0 | 0 | 0 | 0 | 0 | 0 | 0 | 0 | 0 | 0 | 0 | 0 | 0 | 0 | 0 | 0 | 0 | 0 | 0 | 0 | 0 | 0 | 0 | 0 | 0 | 0 | 0 | 0 | 0
Bonus Depreciation (N/A) | 0 | 0 | 0 | 0 | 0 | 0 | 0 | 0 | 0 | 0 | 0 | 0 | 0 | 0 | 0 | 0 | 0 | 0 | 0 | 0 | 0 | 0 | 0 | 0 | 0 | 0 | 0 | 0 | 0 | 0 | 0 | 0 | 0 | 0 | 0 | 0 | 0 | 0 | 0 | 0 | 0 | 0 | 0 | 0 | 0 | 0 | 0 | 0 | 0 | 0 | 0 | 0 | 0 | 0 | 0 | 0 | 0 | 0 | 0 | 0 | 0 | 0 | 0
Regular Depreciation basis (Cumulative) | 0 | 0 | 0 | 0 | 0 | 0 | 0 | 0 | 0 | 0 | 0 | 0 | 0 | 0 | 0 | 0 | 0 | 0 | 0 | 0 | 0 | 0 | 0 | 0 | 0 | 0 | 0 | 0 | 0 | 0 | 0 | 0 | 0 | 0 | 0 | 0 | 0 | 0 | 0 | 0 | 0 | 0 | 0 | 0 | 0 | 0 | 0 | 0 | 0 | 0 | 0 | 0 | 0 | 0 | 0 | 0 | 0 | 0 | 0 | 0 | 0 | 0 | 0
RegularDepreciation | 0 | 0 | 0 | 0 | 0 | 0 | 0 | 0 | 0 | 0 | 0 | 0 | 0 | 0 | 0 | 0 | 0 | 0 | 0 | 0 | 0 | 0 | 0 | 0 | 0 | 0 | 0 | 0 | 0 | 0 | 0 | 0 | 0 | 0 | 0 | 0 | 0 | 0 | 0 | 0 | 0 | 0 | 0 | 0 | 0 | 0 | 0 | 0 | 0 | 0 | 0 | 0 | 0 | 0 | 0 | 0 | 0 | 0 | 0 | 0 | 0 | 0 | 0 | 0
Total Depreciation for year | 0 | 0 | 0 | 0 | 0 | 0 | 0 | 0 | 0 | 0 | 0 | 0 | 0 | 0 | 0 | 0 | 0 | 0 | 0 | 0 | 0 | 0 | 0 | 0 | 0 | 0 | 0 | 0 | 0 | 0 | 0 | 0 | 0 | 0 | 0 | 0 | 0 | 0 | 0 | 0 | 0 | 0 | 0 | 0 | 0 | 0 | 0 | 0 | 0 | 0 | 0 | 0 | 0 | 0 | 0 | 0 | 0 | 0 | 0 | 0 | 0 | 0 | 0
Book Depreciation with COR
2014 | 0 | 0 | 0 | 0 | 0 | 0 | 0 | 0 | 0 | 0 | 0 | 0 | 0 | 0 | 0 | 0 | 0 | 0 | 0 | 0 | 0 | 0 | 0 | 0 | 0 | 0 | 0 | 0 | 0 | 0 | 0 | 0 | 0 | 0 | 0 | 0 | 0 | 0 | 0 | 0 | 0 | 0 | 0 | 0 | 0 | 0 | 0 | 0 | 0 | 0 | [13 empty] | 0
2015 |  | 0 | 0 | 0 | 0 | 0 | 0 | 0 | 0 | 0 | 0 | 0 | 0 | 0 | 0 | 0 | 0 | 0 | 0 | 0 | 0 | 0 | 0 | 0 | 0 | 0 | 0 | 0 | 0 | 0 | 0 | 0 | 0 | 0 | 0 | 0 | 0 | 0 | 0 | 0 | 0 | 0 | 0 | 0 | 0 | 0 | 0 | 0 | 0 | 0 | 0 | [12 empty] | 0 | check - total PIS
2016 |  |  | 0 | 0 | 0 | 0 | 0 | 0 | 0 | 0 | 0 | 0 | 0 | 0 | 0 | 0 | 0 | 0 | 0 | 0 | 0 | 0 | 0 | 0 | 0 | 0 | 0 | 0 | 0 | 0 | 0 | 0 | 0 | 0 | 0 | 0 | 0 | 0 | 0 | 0 | 0 | 0 | 0 | 0 | 0 | 0 | 0 | 0 | 0 | 0 | 0 | 0 | [11 empty] | 0 | 0
2017 |  |  |  | 0 | 0 | 0 | 0 | 0 | 0 | 0 | 0 | 0 | 0 | 0 | 0 | 0 | 0 | 0 | 0 | 0 | 0 | 0 | 0 | 0 | 0 | 0 | 0 | 0 | 0 | 0 | 0 | 0 | 0 | 0 | 0 | 0 | 0 | 0 | 0 | 0 | 0 | 0 | 0 | 0 | 0 | 0 | 0 | 0 | 0 | 0 | 0 | 0 | 0 | [10 empty] | 0 | 0
2018 |  |  |  |  | 0 | 0 | 0 | 0 | 0 | 0 | 0 | 0 | 0 | 0 | 0 | 0 | 0 | 0 | 0 | 0 | 0 | 0 | 0 | 0 | 0 | 0 | 0 | 0 | 0 | 0 | 0 | 0 | 0 | 0 | 0 | 0 | 0 | 0 | 0 | 0 | 0 | 0 | 0 | 0 | 0 | 0 | 0 | 0 | 0 | 0 | 0 | 0 | 0 | 0 | [9 empty] | 0
2019 | [5 empty] | 0 | 0 | 0 | 0 | 0 | 0 | 0 | 0 | 0 | 0 | 0 | 0 | 0 | 0 | 0 | 0 | 0 | 0 | 0 | 0 | 0 | 0 | 0 | 0 | 0 | 0 | 0 | 0 | 0 | 0 | 0 | 0 | 0 | 0 | 0 | 0 | 0 | 0 | 0 | 0 | 0 | 0 | 0 | 0 | 0 | 0 | 0 | 0 | 0 | 0 | [8 empty] | 0 | 0
2020 | [6 empty] | 0 | 0 | 0 | 0 | 0 | 0 | 0 | 0 | 0 | 0 | 0 | 0 | 0 | 0 | 0 | 0 | 0 | 0 | 0 | 0 | 0 | 0 | 0 | 0 | 0 | 0 | 0 | 0 | 0 | 0 | 0 | 0 | 0 | 0 | 0 | 0 | 0 | 0 | 0 | 0 | 0 | 0 | 0 | 0 | 0 | 0 | 0 | 0 | 0 | 0 | [7 empty] | 0
2021 | [7 empty] | 0 | 0 | 0 | 0 | 0 | 0 | 0 | 0 | 0 | 0 | 0 | 0 | 0 | 0 | 0 | 0 | 0 | 0 | 0 | 0 | 0 | 0 | 0 | 0 | 0 | 0 | 0 | 0 | 0 | 0 | 0 | 0 | 0 | 0 | 0 | 0 | 0 | 0 | 0 | 0 | 0 | 0 | 0 | 0 | 0 | 0 | 0 | 0 | 0 | 0 | [6 empty] | 0
2022 | [8 empty] | 0 | 0 | 0 | 0 | 0 | 0 | 0 | 0 | 0 | 0 | 0 | 0 | 0 | 0 | 0 | 0 | 0 | 0 | 0 | 0 | 0 | 0 | 0 | 0 | 0 | 0 | 0 | 0 | 0 | 0 | 0 | 0 | 0 | 0 | 0 | 0 | 0 | 0 | 0 | 0 | 0 | 0 | 0 | 0 | 0 | 0 | 0 | 0 | 0 | 0 | [5 empty] | 0
2023 | [9 empty] | 0 | 0 | 0 | 0 | 0 | 0 | 0 | 0 | 0 | 0 | 0 | 0 | 0 | 0 | 0 | 0 | 0 | 0 | 0 | 0 | 0 | 0 | 0 | 0 | 0 | 0 | 0 | 0 | 0 | 0 | 0 | 0 | 0 | 0 | 0 | 0 | 0 | 0 | 0 | 0 | 0 | 0 | 0 | 0 | 0 | 0 | 0 | 0 | 0 | 0 |  |  |  |  | 0
2024 | [10 empty] | 0 | 0 | 0 | 0 | 0 | 0 | 0 | 0 | 0 | 0 | 0 | 0 | 0 | 0 | 0 | 0 | 0 | 0 | 0 | 0 | 0 | 0 | 0 | 0 | 0 | 0 | 0 | 0 | 0 | 0 | 0 | 0 | 0 | 0 | 0 | 0 | 0 | 0 | 0 | 0 | 0 | 0 | 0 | 0 | 0 | 0 | 0 | 0 | 0 | 0 |  |  |  | 0 | 0
2025 | [11 empty] | 0 | 0 | 0 | 0 | 0 | 0 | 0 | 0 | 0 | 0 | 0 | 0 | 0 | 0 | 0 | 0 | 0 | 0 | 0 | 0 | 0 | 0 | 0 | 0 | 0 | 0 | 0 | 0 | 0 | 0 | 0 | 0 | 0 | 0 | 0 | 0 | 0 | 0 | 0 | 0 | 0 | 0 | 0 | 0 | 0 | 0 | 0 | 0 | 0 | 0 |  |  | 0
2026 | [12 empty] | 0 | 0 | 0 | 0 | 0 | 0 | 0 | 0 | 0 | 0 | 0 | 0 | 0 | 0 | 0 | 0 | 0 | 0 | 0 | 0 | 0 | 0 | 0 | 0 | 0 | 0 | 0 | 0 | 0 | 0 | 0 | 0 | 0 | 0 | 0 | 0 | 0 | 0 | 0 | 0 | 0 | 0 | 0 | 0 | 0 | 0 | 0 | 0 | 0 | 0 |  | 0
| 0 | 0 | 0 | 0 | 0 | 0 | 0 | 0 | 0 | 0 | 0 | 0 | 0 | 0 | 0 | 0 | 0 | 0 | 0 | 0 | 0 | 0 | 0 | 0 | 0 | 0 | 0 | 0 | 0 | 0 | 0 | 0 | 0 | 0 | 0 | 0 | 0 | 0 | 0 | 0 | 0 | 0 | 0 | 0 | 0 | 0 | 0 | 0 | 0 | 0 | 0 | 0 | 0 | 0 | 0 | 0 | 0 | 0 | 0 | 0 | 0 | 0 | 0 | 0
Book Depreciation- excl. Salvage
2014 | 0 | 0 | 0 | 0 | 0 | 0 | 0 | 0 | 0 | 0 | 0 | 0 | 0 | 0 | 0 | 0 | 0 | 0 | 0 | 0 | 0 | 0 | 0 | 0 | 0 |  |  | 0 | 0 | 0 | 0 | 0 | 0 | 0 | 0 | 0 | 0 | 0 | 0 | 0 | 0 | 0 | 0 | 0 | 0 | 0 | 0 | 0 | 0 | 0 | 0 | 0 | [11 empty] | 0
2015 |  | 0 | 0 | 0 | 0 | 0 | 0 | 0 | 0 | 0 | 0 | 0 | 0 | 0 | 0 | 0 | 0 | 0 | 0 | 0 | 0 | 0 | 0 | 0 | 0 | 0 |  | 0 | 0 | 0 | 0 | 0 | 0 | 0 | 0 | 0 | 0 | 0 | 0 | 0 | 0 | 0 | 0 | 0 | 0 | 0 | 0 | 0 | 0 | 0 | 0 | 0 | [11 empty] | 0 | check - total PIS
2016 |  |  | 0 | 0 | 0 | 0 | 0 | 0 | 0 | 0 | 0 | 0 | 0 | 0 | 0 | 0 | 0 | 0 | 0 | 0 | 0 | 0 | 0 | 0 | 0 | 0 | 0 | 0 | 0 | 0 | 0 | 0 | 0 | 0 | 0 | 0 | 0 | 0 | 0 | 0 | 0 | 0 | 0 | 0 | 0 | 0 | 0 | 0 | 0 | 0 | 0 | 0 | [11 empty] | 0 | 0
2017 |  |  |  | 0 | 0 | 0 | 0 | 0 | 0 | 0 | 0 | 0 | 0 | 0 | 0 | 0 | 0 | 0 | 0 | 0 | 0 | 0 | 0 | 0 | 0 | 0 | 0 | 0 | 0 | 0 | 0 | 0 | 0 | 0 | 0 | 0 | 0 | 0 | 0 | 0 | 0 | 0 | 0 | 0 | 0 | 0 | 0 | 0 | 0 | 0 | 0 | 0 | 0 | [10 empty] | 0 | 0
2018 |  |  |  |  | 0 | 0 | 0 | 0 | 0 | 0 | 0 | 0 | 0 | 0 | 0 | 0 | 0 | 0 | 0 | 0 | 0 | 0 | 0 | 0 | 0 | 0 | 0 | 0 | 0 | 0 | 0 | 0 | 0 | 0 | 0 | 0 | 0 | 0 | 0 | 0 | 0 | 0 | 0 | 0 | 0 | 0 | 0 | 0 | 0 | 0 | 0 | 0 | 0 | 0 | [9 empty] | 0
2019 | [5 empty] | 0 | 0 | 0 | 0 | 0 | 0 | 0 | 0 | 0 | 0 | 0 | 0 | 0 | 0 | 0 | 0 | 0 | 0 | 0 | 0 | 0 | 0 | 0 | 0 | 0 | 0 | 0 | 0 | 0 | 0 | 0 | 0 | 0 | 0 | 0 | 0 | 0 | 0 | 0 | 0 | 0 | 0 | 0 | 0 | 0 | 0 | 0 | 0 | 0 | 0 | [8 empty] | 0 | 0
2020 | [6 empty] | 0 | 0 | 0 | 0 | 0 | 0 | 0 | 0 | 0 | 0 | 0 | 0 | 0 | 0 | 0 | 0 | 0 | 0 | 0 | 0 | 0 | 0 | 0 | 0 | 0 | 0 | 0 | 0 | 0 | 0 | 0 | 0 | 0 | 0 | 0 | 0 | 0 | 0 | 0 | 0 | 0 | 0 | 0 | 0 | 0 | 0 | 0 | 0 | 0 | 0 | [7 empty] | 0
2021 | [7 empty] | 0 | 0 | 0 | 0 | 0 | 0 | 0 | 0 | 0 | 0 | 0 | 0 | 0 | 0 | 0 | 0 | 0 | 0 | 0 | 0 | 0 | 0 | 0 | 0 | 0 | 0 | 0 | 0 | 0 | 0 | 0 | 0 | 0 | 0 | 0 | 0 | 0 | 0 | 0 | 0 | 0 | 0 | 0 | 0 | 0 | 0 | 0 | 0 | 0 | 0 | [6 empty] | 0
2022 | [8 empty] | 0 | 0 | 0 | 0 | 0 | 0 | 0 | 0 | 0 | 0 | 0 | 0 | 0 | 0 | 0 | 0 | 0 | 0 | 0 | 0 | 0 | 0 | 0 | 0 | 0 | 0 | 0 | 0 | 0 | 0 | 0 | 0 | 0 | 0 | 0 | 0 | 0 | 0 | 0 | 0 | 0 | 0 | 0 | 0 | 0 | 0 | 0 | 0 | 0 | 0 | [5 empty] | 0
2023 | [9 empty] | 0 | 0 | 0 | 0 | 0 | 0 | 0 | 0 | 0 | 0 | 0 | 0 | 0 | 0 | 0 | 0 | 0 | 0 | 0 | 0 | 0 | 0 | 0 | 0 | 0 | 0 | 0 | 0 | 0 | 0 | 0 | 0 | 0 | 0 | 0 | 0 | 0 | 0 | 0 | 0 | 0 | 0 | 0 | 0 | 0 | 0 | 0 | 0 | 0 | 0 |  |  |  |  | 0
2024 | [10 empty] | 0 | 0 | 0 | 0 | 0 | 0 | 0 | 0 | 0 | 0 | 0 | 0 | 0 | 0 | 0 | 0 | 0 | 0 | 0 | 0 | 0 | 0 | 0 | 0 | 0 | 0 | 0 | 0 | 0 | 0 | 0 | 0 | 0 | 0 | 0 | 0 | 0 | 0 | 0 | 0 | 0 | 0 | 0 | 0 | 0 | 0 | 0 | 0 | 0 | 0 |  |  |  | 0 | 0
2025 | [11 empty] | 0 | 0 | 0 | 0 | 0 | 0 | 0 | 0 | 0 | 0 | 0 | 0 | 0 | 0 | 0 | 0 | 0 | 0 | 0 | 0 | 0 | 0 | 0 | 0 | 0 | 0 | 0 | 0 | 0 | 0 | 0 | 0 | 0 | 0 | 0 | 0 | 0 | 0 | 0 | 0 | 0 | 0 | 0 | 0 | 0 | 0 | 0 | 0 | 0 | 0 |  |  | 0
2026 | [12 empty] | 0 | 0 | 0 | 0 | 0 | 0 | 0 | 0 | 0 | 0 | 0 | 0 | 0 | 0 | 0 | 0 | 0 | 0 | 0 | 0 | 0 | 0 | 0 | 0 | 0 | 0 | 0 | 0 | 0 | 0 | 0 | 0 | 0 | 0 | 0 | 0 | 0 | 0 | 0 | 0 | 0 | 0 | 0 | 0 | 0 | 0 | 0 | 0 | 0 | 0 |  | 0 | 0
| 0 | 0 | 0 | 0 | 0 | 0 | 0 | 0 | 0 | 0 | 0 | 0 | 0 | 0 | 0 | 0 | 0 | 0 | 0 | 0 | 0 | 0 | 0 | 0 | 0 | 0 | 0 | 0 | 0 | 0 | 0 | 0 | 0 | 0 | 0 | 0 | 0 | 0 | 0 | 0 | 0 | 0 | 0 | 0 | 0 | 0 | 0 | 0 | 0 | 0 | 0 | 0 | 0 | 0 | 0 | 0 | 0 | 0 | 0 | 0 | 0 | 0 | 0 | 0
Note on A50: Lee, Betty: rate base does not include CWIP b/c the CapEx dollars include an AFUDC component in it already

## 4f-2026
Project No. | 4f
Project Desc. | Upgrade 3 Sections plus risers on Feeder 38Q03 (NEW to the 2015 LRP)
Book Life | 50
Tax Life | 20N
Salvage Rate | 2.5%
| 2014 | 2015 | 2016 | 2017 | 2018 | 2019 | 2020 | 2021 | 2022 | 2023 | 2024 | 2025 | 2026 | 2027 | 2028 | 2029 | 2030 | 2031 | 2032 | 2033 | 2034 | 2035 | 2036 | 2037 | 2038 | 2039 | 2040 | 2041 | 2042 | 2043 | 2044 | 2045 | 2046 | 2047 | 2048 | 2049 | 2050 | 2051 | 2052 | 2053 | 2054 | 2055 | 2056 | 2057 | 2058 | 2059 | 2060 | 2061 | 2062 | 2063 | 2064 | 2065 | 2066 | 2067 | 2068 | 2069 | 2070 | 2071 | 2072 | 2073 | 2074 | 2075 | 2076
Closing to Plant (Y/N) | N | N | N | N | N | N | N | N | N | N | N | N | N | N | N | N | N | N | N | N | N | N | N | N | N | N | N | N | N | N | N | N | N | N | N | N | N | N | N | N | N | N | N | N | N | N | N | N | N | N | N | N | N | N | N | N | N | N | N | N | N | N | N | Total
CWIP
Beginning of Period | 0 | 0 | 0 | 0 | 0 | 0 | 0 | 0 | 0 | 0 | 0 | 0 | 0 | 0 | 0 | 0 | 0 | 0 | 0 | 0 | 0 | 0 | 0 | 0 | 0 | 0 | 0 | 0 | 0 | 0 | 0 | 0 | 0 | 0 | 0 | 0 | 0 | 0 | 0 | 0 | 0 | 0 | 0 | 0 | 0 | 0 | 0 | 0 | 0 | 0 | 0 | 0 | 0 | 0 | 0 | 0 | 0 | 0 | 0 | 0 | 0 | 0 | 0
Activity
Capex | 0 | 0 | 0 | 0 | 0 | 0 | 0 | 0 | 0 | 0 | 0 | 0 | 0 | [50 empty] | 0
Closings to Plant |  |  |  |  | 0 | [58 empty] | 0
End of Period | 0 | 0 | 0 | 0 | 0 | 0 | 0 | 0 | 0 | 0 | 0 | 0 | 0 | 0 | 0 | 0 | 0 | 0 | 0 | 0 | 0 | 0 | 0 | 0 | 0 | 0 | 0 | 0 | 0 | 0 | 0 | 0 | 0 | 0 | 0 | 0 | 0 | 0 | 0 | 0 | 0 | 0 | 0 | 0 | 0 | 0 | 0 | 0 | 0 | 0 | 0 | 0 | 0 | 0 | 0 | 0 | 0 | 0 | 0 | 0 | 0 | 0 | 0
Average | 0 | 0 | 0 | 0 | 0 | 0 | 0 | 0 | 0 | 0 | 0 | 0 | 0 | 0 | 0 | 0 | 0 | 0 | 0 | 0 | 0 | 0 | 0 | 0 | 0 | 0 | 0 | 0 | 0 | 0 | 0 | 0 | 0 | 0 | 0 | 0 | 0 | 0 | 0 | 0 | 0 | 0 | 0 | 0 | 0 | 0 | 0 | 0 | 0 | 0 | 0 | 0 | 0 | 0 | 0 | 0 | 0 | 0 | 0 | 0 | 0 | 0 | 0
Plant in Service
Beginning of Period | 0 | 0 | 0 | 0 | 0 | 0 | 0 | 0 | 0 | 0 | 0 | 0 | 0 | 0 | 0 | 0 | 0 | 0 | 0 | 0 | 0 | 0 | 0 | 0 | 0 | 0 | 0 | 0 | 0 | 0 | 0 | 0 | 0 | 0 | 0 | 0 | 0 | 0 | 0 | 0 | 0 | 0 | 0 | 0 | 0 | 0 | 0 | 0 | 0 | 0 | 0 | 0 | 0 | 0 | 0 | 0 | 0 | 0 | 0 | 0 | 0 | 0 | 0
Activity | 0 | 0 | 0 | 0 | 0 | 0 | 0 | 0 | 0 | 0 | 0 | 0 | 0 | 0 | 0 | 0 | 0 | 0 | 0 | 0 | 0 | 0 | 0 | 0 | 0 | 0 | 0 | 0 | 0 | 0 | 0 | 0 | 0 | 0 | 0 | 0 | 0 | 0 | 0 | 0 | 0 | 0 | 0 | 0 | 0 | 0 | 0 | 0 | 0 | 0 | 0 | 0 | 0 | 0 | 0 | 0 | 0 | 0 | 0 | 0 | 0 | 0 | 0 | 0
End of Period | 0 | 0 | 0 | 0 | 0 | 0 | 0 | 0 | 0 | 0 | 0 | 0 | 0 | 0 | 0 | 0 | 0 | 0 | 0 | 0 | 0 | 0 | 0 | 0 | 0 | 0 | 0 | 0 | 0 | 0 | 0 | 0 | 0 | 0 | 0 | 0 | 0 | 0 | 0 | 0 | 0 | 0 | 0 | 0 | 0 | 0 | 0 | 0 | 0 | 0 | 0 | 0 | 0 | 0 | 0 | 0 | 0 | 0 | 0 | 0 | 0 | 0 | 0
Average | 0 | 0 | 0 | 0 | 0 | 0 | 0 | 0 | 0 | 0 | 0 | 0 | 0 | 0 | 0 | 0 | 0 | 0 | 0 | 0 | 0 | 0 | 0 | 0 | 0 | 0 | 0 | 0 | 0 | 0 | 0 | 0 | 0 | 0 | 0 | 0 | 0 | 0 | 0 | 0 | 0 | 0 | 0 | 0 | 0 | 0 | 0 | 0 | 0 | 0 | 0 | 0 | 0 | 0 | 0 | 0 | 0 | 0 | 0 | 0 | 0 | 0 | 0
Tax Depreciation
Beginning of Period | 0 | 0 | 0 | 0 | 0 | 0 | 0 | 0 | 0 | 0 | 0 | 0 | 0 | 0 | 0 | 0 | 0 | 0 | 0 | 0 | 0 | 0 | 0 | 0 | 0 | 0 | 0 | 0 | 0 | 0 | 0 | 0 | 0 | 0 | 0 | 0 | 0 | 0 | 0 | 0 | 0 | 0 | 0 | 0 | 0 | 0 | 0 | 0 | 0 | 0 | 0 | 0 | 0 | 0 | 0 | 0 | 0 | 0 | 0 | 0 | 0 | 0 | 0
Federal | 0 | 0 | 0 | 0 | 0 | 0 | 0 | 0 | 0 | 0 | 0 | 0 | 0 | 0 | 0 | 0 | 0 | 0 | 0 | 0 | 0 | 0 | 0 | 0 | 0 | 0 | 0 | 0 | 0 | 0 | 0 | 0 | 0 | 0 | 0 | 0 | 0 | 0 | 0 | 0 | 0 | 0 | 0 | 0 | 0 | 0 | 0 | 0 | 0 | 0 | 0 | 0 | 0 | 0 | 0 | 0 | 0 | 0 | 0 | 0 | 0 | 0 | 0 | 0
State | 0 | 0 | 0 | 0 | 0 | 0 | 0 | 0 | 0 | 0 | 0 | 0 | 0 | 0 | 0 | 0 | 0 | 0 | 0 | 0 | 0 | 0 | 0 | 0 | 0 | 0 | 0 | 0 | 0 | 0 | 0 | 0 | 0 | 0 | 0 | 0 | 0 | 0 | 0 | 0 | 0 | 0 | 0 | 0 | 0 | 0 | 0 | 0 | 0 | 0 | 0 | 0 | 0 | 0 | 0 | 0 | 0 | 0 | 0 | 0 | 0 | 0 | 0 | 0
End of Period | 0 | 0 | 0 | 0 | 0 | 0 | 0 | 0 | 0 | 0 | 0 | 0 | 0 | 0 | 0 | 0 | 0 | 0 | 0 | 0 | 0 | 0 | 0 | 0 | 0 | 0 | 0 | 0 | 0 | 0 | 0 | 0 | 0 | 0 | 0 | 0 | 0 | 0 | 0 | 0 | 0 | 0 | 0 | 0 | 0 | 0 | 0 | 0 | 0 | 0 | 0 | 0 | 0 | 0 | 0 | 0 | 0 | 0 | 0 | 0 | 0 | 0 | 0
Average | 0 | 0 | 0 | 0 | 0 | 0 | 0 | 0 | 0 | 0 | 0 | 0 | 0 | 0 | 0 | 0 | 0 | 0 | 0 | 0 | 0 | 0 | 0 | 0 | 0 | 0 | 0 | 0 | 0 | 0 | 0 | 0 | 0 | 0 | 0 | 0 | 0 | 0 | 0 | 0 | 0 | 0 | 0 | 0 | 0 | 0 | 0 | 0 | 0 | 0 | 0 | 0 | 0 | 0 | 0 | 0 | 0 | 0 | 0 | 0 | 0 | 0 | 0
Book Depreciation with COR
Beginning of Period | 0 | 0 | 0 | 0 | 0 | 0 | 0 | 0 | 0 | 0 | 0 | 0 | 0 | 0 | 0 | 0 | 0 | 0 | 0 | 0 | 0 | 0 | 0 | 0 | 0 | 0 | 0 | 0 | 0 | 0 | 0 | 0 | 0 | 0 | 0 | 0 | 0 | 0 | 0 | 0 | 0 | 0 | 0 | 0 | 0 | 0 | 0 | 0 | 0 | 0 | 0 | 0 | 0 | 0 | 0 | 0 | 0 | 0 | 0 | 0 | 0 | 0 | 0
Activity | 0 | 0 | 0 | 0 | 0 | 0 | 0 | 0 | 0 | 0 | 0 | 0 | 0 | 0 | 0 | 0 | 0 | 0 | 0 | 0 | 0 | 0 | 0 | 0 | 0 | 0 | 0 | 0 | 0 | 0 | 0 | 0 | 0 | 0 | 0 | 0 | 0 | 0 | 0 | 0 | 0 | 0 | 0 | 0 | 0 | 0 | 0 | 0 | 0 | 0 | 0 | 0 | 0 | 0 | 0 | 0 | 0 | 0 | 0 | 0 | 0 | 0 | 0 | 0
Book Depreciation Related to Retired PIS | [49 empty] | 0 | 0 | 0 | 0 | 0 | 0 | 0 | 0 | 0 | 0 | 0 | 0 | 0 |  | 0
End of Period | 0 | 0 | 0 | 0 | 0 | 0 | 0 | 0 | 0 | 0 | 0 | 0 | 0 | 0 | 0 | 0 | 0 | 0 | 0 | 0 | 0 | 0 | 0 | 0 | 0 | 0 | 0 | 0 | 0 | 0 | 0 | 0 | 0 | 0 | 0 | 0 | 0 | 0 | 0 | 0 | 0 | 0 | 0 | 0 | 0 | 0 | 0 | 0 | 0 | 0 | 0 | 0 | 0 | 0 | 0 | 0 | 0 | 0 | 0 | 0 | 0 | 0 | 0
Average | 0 | 0 | 0 | 0 | 0 | 0 | 0 | 0 | 0 | 0 | 0 | 0 | 0 | 0 | 0 | 0 | 0 | 0 | 0 | 0 | 0 | 0 | 0 | 0 | 0 | 0 | 0 | 0 | 0 | 0 | 0 | 0 | 0 | 0 | 0 | 0 | 0 | 0 | 0 | 0 | 0 | 0 | 0 | 0 | 0 | 0 | 0 | 0 | 0 | 0 | 0 | 0 | 0 | 0 | 0 | 0 | 0 | 0 | 0 | 0 | 0 | 0 | 0
Federal Deferred Tax Balance, Net of Tax
Beginning of Period | 0 | 0 | 0 | 0 | 0 | 0 | 0 | 0 | 0 | 0 | 0 | 0 | 0 | 0 | 0 | 0 | 0 | 0 | 0 | 0 | 0 | 0 | 0 | 0 | 0 | 0 | 0 | 0 | 0 | 0 | 0 | 0 | 0 | 0 | 0 | 0 | 0 | 0 | 0 | 0 | 0 | 0 | 0 | 0 | 0 | 0 | 0 | 0 | 0 | 0 | 0 | 0 | 0 | 0 | 0 | 0 | 0 | 0 | 0 | 0 | 0 | 0 | 0
Activity | 0 | 0 | 0 | 0 | 0 | 0 | 0 | 0 | 0 | 0 | 0 | 0 | 0 | 0 | 0 | 0 | 0 | 0 | 0 | 0 | 0 | 0 | 0 | 0 | 0 | 0 | 0 | 0 | 0 | 0 | 0 | 0 | 0 | 0 | 0 | 0 | 0 | 0 | 0 | 0 | 0 | 0 | 0 | 0 | 0 | 0 | 0 | 0 | 0 | 0 | 0 | 0 | 0 | 0 | 0 | 0 | 0 | 0 | 0 | 0 | 0 | 0 | 0 | 0
End of Period | 0 | 0 | 0 | 0 | 0 | 0 | 0 | 0 | 0 | 0 | 0 | 0 | 0 | 0 | 0 | 0 | 0 | 0 | 0 | 0 | 0 | 0 | 0 | 0 | 0 | 0 | 0 | 0 | 0 | 0 | 0 | 0 | 0 | 0 | 0 | 0 | 0 | 0 | 0 | 0 | 0 | 0 | 0 | 0 | 0 | 0 | 0 | 0 | 0 | 0 | 0 | 0 | 0 | 0 | 0 | 0 | 0 | 0 | 0 | 0 | 0 | 0 | 0
Average | 0 | 0 | 0 | 0 | 0 | 0 | 0 | 0 | 0 | 0 | 0 | 0 | 0 | 0 | 0 | 0 | 0 | 0 | 0 | 0 | 0 | 0 | 0 | 0 | 0 | 0 | 0 | 0 | 0 | 0 | 0 | 0 | 0 | 0 | 0 | 0 | 0 | 0 | 0 | 0 | 0 | 0 | 0 | 0 | 0 | 0 | 0 | 0 | 0 | 0 | 0 | 0 | 0 | 0 | 0 | 0 | 0 | 0 | 0 | 0 | 0 | 0 | 0
State Deferred Tax Balance
Beginning of Period | 0 | 0 | 0 | 0 | 0 | 0 | 0 | 0 | 0 | 0 | 0 | 0 | 0 | 0 | 0 | 0 | 0 | 0 | 0 | 0 | 0 | 0 | 0 | 0 | 0 | 0 | 0 | 0 | 0 | 0 | 0 | 0 | 0 | 0 | 0 | 0 | 0 | 0 | 0 | 0 | 0 | 0 | 0 | 0 | 0 | 0 | 0 | 0 | 0 | 0 | 0 | 0 | 0 | 0 | 0 | 0 | 0 | 0 | 0 | 0 | 0 | 0 | 0
Activity | 0 | 0 | 0 | 0 | 0 | 0 | 0 | 0 | 0 | 0 | 0 | 0 | 0 | 0 | 0 | 0 | 0 | 0 | 0 | 0 | 0 | 0 | 0 | 0 | 0 | 0 | 0 | 0 | 0 | 0 | 0 | 0 | 0 | 0 | 0 | 0 | 0 | 0 | 0 | 0 | 0 | 0 | 0 | 0 | 0 | 0 | 0 | 0 | 0 | 0 | 0 | 0 | 0 | 0 | 0 | 0 | 0 | 0 | 0 | 0 | 0 | 0 | 0 | 0
End of Period | 0 | 0 | 0 | 0 | 0 | 0 | 0 | 0 | 0 | 0 | 0 | 0 | 0 | 0 | 0 | 0 | 0 | 0 | 0 | 0 | 0 | 0 | 0 | 0 | 0 | 0 | 0 | 0 | 0 | 0 | 0 | 0 | 0 | 0 | 0 | 0 | 0 | 0 | 0 | 0 | 0 | 0 | 0 | 0 | 0 | 0 | 0 | 0 | 0 | 0 | 0 | 0 | 0 | 0 | 0 | 0 | 0 | 0 | 0 | 0 | 0 | 0 | 0
Average | 0 | 0 | 0 | 0 | 0 | 0 | 0 | 0 | 0 | 0 | 0 | 0 | 0 | 0 | 0 | 0 | 0 | 0 | 0 | 0 | 0 | 0 | 0 | 0 | 0 | 0 | 0 | 0 | 0 | 0 | 0 | 0 | 0 | 0 | 0 | 0 | 0 | 0 | 0 | 0 | 0 | 0 | 0 | 0 | 0 | 0 | 0 | 0 | 0 | 0 | 0 | 0 | 0 | 0 | 0 | 0 | 0 | 0 | 0 | 0 | 0 | 0 | 0
Net Rate Base - Average | 0 | 0 | 0 | 0 | 0 | 0 | 0 | 0 | 0 | 0 | 0 | 0 | 0 | 0 | 0 | 0 | 0 | 0 | 0 | 0 | 0 | 0 | 0 | 0 | 0 | 0 | 0 | 0 | 0 | 0 | 0 | 0 | 0 | 0 | 0 | 0 | 0 | 0 | 0 | 0 | 0 | 0 | 0 | 0 | 0 | 0 | 0 | 0 | 0 | 0 | 0 | 0 | 0 | 0 | 0 | 0 | 0 | 0 | 0 | 0 | 0 | 0 | 0
EXPENSES
Income Tax - Removal Cost | 0 | 0 | 0 | 0 | 0 | 0 | 0 | 0 | 0 | 0 | 0 | 0 | 0 | 0 | 0 | 0 | 0 | 0 | 0 | 0 | 0 | 0 | 0 | 0 | 0 | 0 | 0 | 0 | 0 | 0 | 0 | 0 | 0 | 0 | 0 | 0 | 0 | 0 | 0 | 0 | 0 | 0 | 0 | 0 | 0 | 0 | 0 | 0 | 0 | 0 | 0 | 0 | 0 | 0 | 0 | 0 | 0 | 0 | 0 | 0 | 0 | 0 | 0 | 0
Book Depreciation | 0 | 0 | 0 | 0 | 0 | 0 | 0 | 0 | 0 | 0 | 0 | 0 | 0 | 0 | 0 | 0 | 0 | 0 | 0 | 0 | 0 | 0 | 0 | 0 | 0 | 0 | 0 | 0 | 0 | 0 | 0 | 0 | 0 | 0 | 0 | 0 | 0 | 0 | 0 | 0 | 0 | 0 | 0 | 0 | 0 | 0 | 0 | 0 | 0 | 0 | 0 | 0 | 0 | 0 | 0 | 0 | 0 | 0 | 0 | 0 | 0 | 0 | 0 | 0
Property Taxes | 0 | 0 | 0 | 0 | 0 | 0 | 0 | 0 | 0 | 0 | 0 | 0 | 0 | 0 | 0 | 0 | 0 | 0 | 0 | 0 | 0 | 0 | 0 | 0 | 0 | 0 | 0 | 0 | 0 | 0 | 0 | 0 | 0 | 0 | 0 | 0 | 0 | 0 | 0 | 0 | 0 | 0 | 0 | 0 | 0 | 0 | 0 | 0 | 0 | 0 | 0 | 0 | 0 | 0 | 0 | 0 | 0 | 0 | 0 | 0 | 0 | 0 | 0 | 0
Total Expenses | 0 | 0 | 0 | 0 | 0 | 0 | 0 | 0 | 0 | 0 | 0 | 0 | 0 | 0 | 0 | 0 | 0 | 0 | 0 | 0 | 0 | 0 | 0 | 0 | 0 | 0 | 0 | 0 | 0 | 0 | 0 | 0 | 0 | 0 | 0 | 0 | 0 | 0 | 0 | 0 | 0 | 0 | 0 | 0 | 0 | 0 | 0 | 0 | 0 | 0 | 0 | 0 | 0 | 0 | 0 | 0 | 0 | 0 | 0 | 0 | 0 | 0 | 0 | 0
REVENUE REQUIREMENT
Net Rate Base | 0 | 0 | 0 | 0 | 0 | 0 | 0 | 0 | 0 | 0 | 0 | 0 | 0 | 0 | 0 | 0 | 0 | 0 | 0 | 0 | 0 | 0 | 0 | 0 | 0 | 0 | 0 | 0 | 0 | 0 | 0 | 0 | 0 | 0 | 0 | 0 | 0 | 0 | 0 | 0 | 0 | 0 | 0 | 0 | 0 | 0 | 0 | 0 | 0 | 0 | 0 | 0 | 0 | 0 | 0 | 0 | 0 | 0 | 0 | 0 | 0 | 0 | 0 | 0
ROR | 9.98% | 9.98% | 9.7% | 9.7% | 9.7% | 9.7% | 9.7% | 9.7% | 9.7% | 9.7% | 9.7% | 9.7% | 9.7% | 9.7% | 9.7% | 9.7% | 9.7% | 9.7% | 9.7% | 9.7% | 9.7% | 9.7% | 9.7% | 9.7% | 9.7% | 9.7% | 9.7% | 9.7% | 9.7% | 9.7% | 9.7% | 9.7% | 9.7% | 9.7% | 9.7% | 9.7% | 9.7% | 9.7% | 9.7% | 9.7% | 9.7% | 9.7% | 9.7% | 9.7% | 9.7% | 9.7% | 9.7% | 9.7% | 9.7% | 9.7% | 9.7% | 9.7% | 9.7% | 9.7% | 9.7% | 9.7% | 9.7% | 9.7% | 9.7% | 9.7% | 9.7% | 9.7% | 9.7%
Earnings Base | 0 | 0 | 0 | 0 | 0 | 0 | 0 | 0 | 0 | 0 | 0 | 0 | 0 | 0 | 0 | 0 | 0 | 0 | 0 | 0 | 0 | 0 | 0 | 0 | 0 | 0 | 0 | 0 | 0 | 0 | 0 | 0 | 0 | 0 | 0 | 0 | 0 | 0 | 0 | 0 | 0 | 0 | 0 | 0 | 0 | 0 | 0 | 0 | 0 | 0 | 0 | 0 | 0 | 0 | 0 | 0 | 0 | 0 | 0 | 0 | 0 | 0 | 0
Earnings - Expense | 0 | 0 | 0 | 0 | 0 | 0 | 0 | 0 | 0 | 0 | 0 | 0 | 0 | 0 | 0 | 0 | 0 | 0 | 0 | 0 | 0 | 0 | 0 | 0 | 0 | 0 | 0 | 0 | 0 | 0 | 0 | 0 | 0 | 0 | 0 | 0 | 0 | 0 | 0 | 0 | 0 | 0 | 0 | 0 | 0 | 0 | 0 | 0 | 0 | 0 | 0 | 0 | 0 | 0 | 0 | 0 | 0 | 0 | 0 | 0 | 0 | 0 | 0 | 0
Total Earnings Effect | 0 | 0 | 0 | 0 | 0 | 0 | 0 | 0 | 0 | 0 | 0 | 0 | 0 | 0 | 0 | 0 | 0 | 0 | 0 | 0 | 0 | 0 | 0 | 0 | 0 | 0 | 0 | 0 | 0 | 0 | 0 | 0 | 0 | 0 | 0 | 0 | 0 | 0 | 0 | 0 | 0 | 0 | 0 | 0 | 0 | 0 | 0 | 0 | 0 | 0 | 0 | 0 | 0 | 0 | 0 | 0 | 0 | 0 | 0 | 0 | 0 | 0 | 0
Gross-Up Factor | 1.0354 | 1.0354 | 1.0354 | 1.0354 | 1.0354 | 1.0354 | 1.0354 | 1.0354 | 1.0354 | 1.0354 | 1.0354 | 1.0354 | 1.0354 | 1.0354 | 1.0354 | 1.0354 | 1.0354 | 1.0354 | 1.0354 | 1.0354 | 1.0354 | 1.0354 | 1.0354 | 1.0354 | 1.0354 | 1.0354 | 1.0354 | 1.0354 | 1.0354 | 1.0354 | 1.0354 | 1.0354 | 1.0354 | 1.0354 | 1.0354 | 1.0354 | 1.0354 | 1.0354 | 1.0354 | 1.0354 | 1.0354 | 1.0354 | 1.0354 | 1.0354 | 1.0354 | 1.0354 | 1.0354 | 1.0354 | 1.0354 | 1.0354 | 1.0354 | 1.0354 | 1.0354 | 1.0354 | 1.0354 | 1.0354 | 1.0354 | 1.0354 | 1.0354 | 1.0354 | 1.0354 | 1.0354 | 1.0354
Revenue requirement | 0 | 0 | 0 | 0 | 0 | 0 | 0 | 0 | 0 | 0 | 0 | 0 | 0 | 0 | 0 | 0 | 0 | 0 | 0 | 0 | 0 | 0 | 0 | 0 | 0 | 0 | 0 | 0 | 0 | 0 | 0 | 0 | 0 | 0 | 0 | 0 | 0 | 0 | 0 | 0 | 0 | 0 | 0 | 0 | 0 | 0 | 0 | 0 | 0 | 0 | 0 | 0 | 0 | 0 | 0 | 0 | 0 | 0 | 0 | 0 | 0 | 0 | 0 | 0
Depreciation Calculations
Tax Depreciation - Federal
Cost of new equipment in service basis | 0 | 0 | 0 | 0 | 0 | 0 | 0 | 0 | 0 | 0 | 0 | 0 | 0 | 0 | 0 | 0 | 0 | 0 | 0 | 0 | 0 | 0 | 0 | 0 | 0 | 0 | 0 | 0 | 0 | 0 | 0 | 0 | 0 | 0 | 0 | 0 | 0 | 0 | 0 | 0 | 0 | 0 | 0 | 0 | 0 | 0 | 0 | 0 | 0 | 0 | 0 | 0 | 0 | 0 | 0 | 0 | 0 | 0 | 0 | 0 | 0
Bonus Depreciation (N/A) | 0 | 0 | 0 | 0 | 0 | 0 | 0 | 0 | 0 | 0 | 0 | 0 | 0 | 0 | 0 | 0 | 0 | 0 | 0 | 0 | 0 | 0 | 0 | 0 | 0 | 0 | 0 | 0 | 0 | 0 | 0 | 0 | 0 | 0 | 0 | 0 | 0 | 0 | 0 | 0 | 0 | 0 | 0 | 0 | 0 | 0 | 0 | 0 | 0 | 0 | 0 | 0 | 0 | 0 | 0 | 0 | 0 | 0 | 0 | 0 | 0
Regular Depreciation basis (Cumulative) | 0 | 0 | 0 | 0 | 0 | 0 | 0 | 0 | 0 | 0 | 0 | 0 | 0 | 0 | 0 | 0 | 0 | 0 | 0 | 0 | 0 | 0 | 0 | 0 | 0 | 0 | 0 | 0 | 0 | 0 | 0 | 0 | 0 | 0 | 0 | 0 | 0 | 0 | 0 | 0 | 0 | 0 | 0 | 0 | 0 | 0 | 0 | 0 | 0 | 0 | 0 | 0 | 0 | 0 | 0 | 0 | 0 | 0 | 0 | 0 | 0 | 0 | 0
RegularDepreciation |  |  |  |  | 0 | 0 | 0 | 0 | 0 | 0 | 0 | 0 | 0 | 0 | 0 | 0 | 0 | 0 | 0 | 0 | 0 | 0 | 0 | 0 | 0 |  | 0 | 0 | 0 |  | 0 | 0 | 0 | 0 | 0 | 0 | 0 | 0 | 0 | 0 | [23 empty] | 0
Total Depreciation for year | 0 | 0 | 0 | 0 | 0 | 0 | 0 | 0 | 0 | 0 | 0 | 0 | 0 | 0 | 0 | 0 | 0 | 0 | 0 | 0 | 0 | 0 | 0 | 0 | 0 | 0 | 0 | 0 | 0 | 0 | 0 | 0 | 0 | 0 | 0 | 0 | 0 | 0 | 0 | 0 | 0 | 0 | 0 | 0 | 0 | 0 | 0 | 0 | 0 | 0 | 0 | 0 | 0 | 0 | 0 | 0 | 0 | 0 | 0 | 0 | 0
Tax Depreciation - State
Cost of new equipment in service basis | 0 | 0 | 0 | 0 | 0 | 0 | 0 | 0 | 0 | 0 | 0 | 0 | 0 | 0 | 0 | 0 | 0 | 0 | 0 | 0 | 0 | 0 | 0 | 0 | 0 | 0 | 0 | 0 | 0 | 0 | 0 | 0 | 0 | 0 | 0 | 0 | 0 | 0 | 0 | 0 | 0 | 0 | 0 | 0 | 0 | 0 | 0 | 0 | 0 | 0 | 0 | 0 | 0 | 0 | 0 | 0 | 0 | 0 | 0 | 0 | 0 | 0 | 0
Bonus Depreciation (N/A) | 0 | 0 | 0 | 0 | 0 | 0 | 0 | 0 | 0 | 0 | 0 | 0 | 0 | 0 | 0 | 0 | 0 | 0 | 0 | 0 | 0 | 0 | 0 | 0 | 0 | 0 | 0 | 0 | 0 | 0 | 0 | 0 | 0 | 0 | 0 | 0 | 0 | 0 | 0 | 0 | 0 | 0 | 0 | 0 | 0 | 0 | 0 | 0 | 0 | 0 | 0 | 0 | 0 | 0 | 0 | 0 | 0 | 0 | 0 | 0 | 0 | 0 | 0
Regular Depreciation basis (Cumulative) | 0 | 0 | 0 | 0 | 0 | 0 | 0 | 0 | 0 | 0 | 0 | 0 | 0 | 0 | 0 | 0 | 0 | 0 | 0 | 0 | 0 | 0 | 0 | 0 | 0 | 0 | 0 | 0 | 0 | 0 | 0 | 0 | 0 | 0 | 0 | 0 | 0 | 0 | 0 | 0 | 0 | 0 | 0 | 0 | 0 | 0 | 0 | 0 | 0 | 0 | 0 | 0 | 0 | 0 | 0 | 0 | 0 | 0 | 0 | 0 | 0 | 0 | 0
RegularDepreciation | 0 | 0 | 0 | 0 | 0 | 0 | 0 | 0 | 0 | 0 | 0 | 0 | 0 | 0 | 0 | 0 | 0 | 0 | 0 | 0 | 0 | 0 | 0 | 0 | 0 | 0 | 0 | 0 | 0 | 0 | 0 | 0 | 0 | 0 | 0 | 0 | 0 | 0 | 0 | 0 | 0 | 0 | 0 | 0 | 0 | 0 | 0 | 0 | 0 | 0 | 0 | 0 | 0 | 0 | 0 | 0 | 0 | 0 | 0 | 0 | 0 | 0 | 0 | 0
Total Depreciation for year | 0 | 0 | 0 | 0 | 0 | 0 | 0 | 0 | 0 | 0 | 0 | 0 | 0 | 0 | 0 | 0 | 0 | 0 | 0 | 0 | 0 | 0 | 0 | 0 | 0 | 0 | 0 | 0 | 0 | 0 | 0 | 0 | 0 | 0 | 0 | 0 | 0 | 0 | 0 | 0 | 0 | 0 | 0 | 0 | 0 | 0 | 0 | 0 | 0 | 0 | 0 | 0 | 0 | 0 | 0 | 0 | 0 | 0 | 0 | 0 | 0 | 0 | 0
Book Depreciation with COR
2014 | 0 | 0 | 0 | 0 | 0 | 0 | 0 | 0 | 0 | 0 | 0 | 0 | 0 | 0 | 0 | 0 | 0 | 0 | 0 | 0 | 0 | 0 | 0 | 0 | 0 | 0 | 0 | 0 | 0 | 0 | 0 | 0 | 0 | 0 | 0 | 0 | 0 | 0 | 0 | 0 | 0 | 0 | 0 | 0 | 0 | 0 | 0 | 0 | 0 | 0 | [13 empty] | 0
2015 |  | 0 | 0 | 0 | 0 | 0 | 0 | 0 | 0 | 0 | 0 | 0 | 0 | 0 | 0 | 0 | 0 | 0 | 0 | 0 | 0 | 0 | 0 | 0 | 0 | 0 | 0 | 0 | 0 | 0 | 0 | 0 | 0 | 0 | 0 | 0 | 0 | 0 | 0 | 0 | 0 | 0 | 0 | 0 | 0 | 0 | 0 | 0 | 0 | 0 | 0 | [12 empty] | 0 | check - total PIS
2016 |  |  | 0 | 0 | 0 | 0 | 0 | 0 | 0 | 0 | 0 | 0 | 0 | 0 | 0 | 0 | 0 | 0 | 0 | 0 | 0 | 0 | 0 | 0 | 0 | 0 | 0 | 0 | 0 | 0 | 0 | 0 | 0 | 0 | 0 | 0 | 0 | 0 | 0 | 0 | 0 | 0 | 0 | 0 | 0 | 0 | 0 | 0 | 0 | 0 | 0 | 0 | [11 empty] | 0 | 0
2017 |  |  |  | 0 | 0 | 0 | 0 | 0 | 0 | 0 | 0 | 0 | 0 | 0 | 0 | 0 | 0 | 0 | 0 | 0 | 0 | 0 | 0 | 0 | 0 | 0 | 0 | 0 | 0 | 0 | 0 | 0 | 0 | 0 | 0 | 0 | 0 | 0 | 0 | 0 | 0 | 0 | 0 | 0 | 0 | 0 | 0 | 0 | 0 | 0 | 0 | 0 | 0 | [10 empty] | 0 | 0
2018 |  |  |  |  | 0 | 0 | 0 | 0 | 0 | 0 | 0 | 0 | 0 | 0 | 0 | 0 | 0 | 0 | 0 | 0 | 0 | 0 | 0 | 0 | 0 | 0 | 0 | 0 | 0 | 0 | 0 | 0 | 0 | 0 | 0 | 0 | 0 | 0 | 0 | 0 | 0 | 0 | 0 | 0 | 0 | 0 | 0 | 0 | 0 | 0 | 0 | 0 | 0 | 0 | [9 empty] | 0
2019 | [5 empty] | 0 | 0 | 0 | 0 | 0 | 0 | 0 | 0 | 0 | 0 | 0 | 0 | 0 | 0 | 0 | 0 | 0 | 0 | 0 | 0 | 0 | 0 | 0 | 0 | 0 | 0 | 0 | 0 | 0 | 0 | 0 | 0 | 0 | 0 | 0 | 0 | 0 | 0 | 0 | 0 | 0 | 0 | 0 | 0 | 0 | 0 | 0 | 0 | 0 | 0 | [8 empty] | 0 | 0
2020 | [6 empty] | 0 | 0 | 0 | 0 | 0 | 0 | 0 | 0 | 0 | 0 | 0 | 0 | 0 | 0 | 0 | 0 | 0 | 0 | 0 | 0 | 0 | 0 | 0 | 0 | 0 | 0 | 0 | 0 | 0 | 0 | 0 | 0 | 0 | 0 | 0 | 0 | 0 | 0 | 0 | 0 | 0 | 0 | 0 | 0 | 0 | 0 | 0 | 0 | 0 | 0 | [7 empty] | 0
2021 | [7 empty] | 0 | 0 | 0 | 0 | 0 | 0 | 0 | 0 | 0 | 0 | 0 | 0 | 0 | 0 | 0 | 0 | 0 | 0 | 0 | 0 | 0 | 0 | 0 | 0 | 0 | 0 | 0 | 0 | 0 | 0 | 0 | 0 | 0 | 0 | 0 | 0 | 0 | 0 | 0 | 0 | 0 | 0 | 0 | 0 | 0 | 0 | 0 | 0 | 0 | 0 | [6 empty] | 0
2022 | [8 empty] | 0 | 0 | 0 | 0 | 0 | 0 | 0 | 0 | 0 | 0 | 0 | 0 | 0 | 0 | 0 | 0 | 0 | 0 | 0 | 0 | 0 | 0 | 0 | 0 | 0 | 0 | 0 | 0 | 0 | 0 | 0 | 0 | 0 | 0 | 0 | 0 | 0 | 0 | 0 | 0 | 0 | 0 | 0 | 0 | 0 | 0 | 0 | 0 | 0 | 0 | [5 empty] | 0
2023 | [9 empty] | 0 | 0 | 0 | 0 | 0 | 0 | 0 | 0 | 0 | 0 | 0 | 0 | 0 | 0 | 0 | 0 | 0 | 0 | 0 | 0 | 0 | 0 | 0 | 0 | 0 | 0 | 0 | 0 | 0 | 0 | 0 | 0 | 0 | 0 | 0 | 0 | 0 | 0 | 0 | 0 | 0 | 0 | 0 | 0 | 0 | 0 | 0 | 0 | 0 | 0 |  |  |  |  | 0
2024 | [10 empty] | 0 | 0 | 0 | 0 | 0 | 0 | 0 | 0 | 0 | 0 | 0 | 0 | 0 | 0 | 0 | 0 | 0 | 0 | 0 | 0 | 0 | 0 | 0 | 0 | 0 | 0 | 0 | 0 | 0 | 0 | 0 | 0 | 0 | 0 | 0 | 0 | 0 | 0 | 0 | 0 | 0 | 0 | 0 | 0 | 0 | 0 | 0 | 0 | 0 | 0 |  |  |  | 0 | 0
2025 | [11 empty] | 0 | 0 | 0 | 0 | 0 | 0 | 0 | 0 | 0 | 0 | 0 | 0 | 0 | 0 | 0 | 0 | 0 | 0 | 0 | 0 | 0 | 0 | 0 | 0 | 0 | 0 | 0 | 0 | 0 | 0 | 0 | 0 | 0 | 0 | 0 | 0 | 0 | 0 | 0 | 0 | 0 | 0 | 0 | 0 | 0 | 0 | 0 | 0 | 0 | 0 |  |  | 0
2026 | [12 empty] | 0 | 0 | 0 | 0 | 0 | 0 | 0 | 0 | 0 | 0 | 0 | 0 | 0 | 0 | 0 | 0 | 0 | 0 | 0 | 0 | 0 | 0 | 0 | 0 | 0 | 0 | 0 | 0 | 0 | 0 | 0 | 0 | 0 | 0 | 0 | 0 | 0 | 0 | 0 | 0 | 0 | 0 | 0 | 0 | 0 | 0 | 0 | 0 | 0 | 0 |  | 0
| 0 | 0 | 0 | 0 | 0 | 0 | 0 | 0 | 0 | 0 | 0 | 0 | 0 | 0 | 0 | 0 | 0 | 0 | 0 | 0 | 0 | 0 | 0 | 0 | 0 | 0 | 0 | 0 | 0 | 0 | 0 | 0 | 0 | 0 | 0 | 0 | 0 | 0 | 0 | 0 | 0 | 0 | 0 | 0 | 0 | 0 | 0 | 0 | 0 | 0 | 0 | 0 | 0 | 0 | 0 | 0 | 0 | 0 | 0 | 0 | 0 | 0 | 0 | 0
Book Depreciation- excl. Salvage
2014 | 0 | 0 | 0 | 0 | 0 | 0 | 0 | 0 | 0 | 0 | 0 | 0 | 0 | 0 | 0 | 0 | 0 | 0 | 0 | 0 | 0 | 0 | 0 | 0 | 0 |  |  | 0 | 0 | 0 | 0 | 0 | 0 | 0 | 0 | 0 | 0 | 0 | 0 | 0 | 0 | 0 | 0 | 0 | 0 | 0 | 0 | 0 | 0 | 0 | 0 | 0 | [11 empty] | 0
2015 |  | 0 | 0 | 0 | 0 | 0 | 0 | 0 | 0 | 0 | 0 | 0 | 0 | 0 | 0 | 0 | 0 | 0 | 0 | 0 | 0 | 0 | 0 | 0 | 0 | 0 |  | 0 | 0 | 0 | 0 | 0 | 0 | 0 | 0 | 0 | 0 | 0 | 0 | 0 | 0 | 0 | 0 | 0 | 0 | 0 | 0 | 0 | 0 | 0 | 0 | 0 | [11 empty] | 0 | check - total PIS
2016 |  |  | 0 | 0 | 0 | 0 | 0 | 0 | 0 | 0 | 0 | 0 | 0 | 0 | 0 | 0 | 0 | 0 | 0 | 0 | 0 | 0 | 0 | 0 | 0 | 0 | 0 | 0 | 0 | 0 | 0 | 0 | 0 | 0 | 0 | 0 | 0 | 0 | 0 | 0 | 0 | 0 | 0 | 0 | 0 | 0 | 0 | 0 | 0 | 0 | 0 | 0 | [11 empty] | 0 | 0
2017 |  |  |  | 0 | 0 | 0 | 0 | 0 | 0 | 0 | 0 | 0 | 0 | 0 | 0 | 0 | 0 | 0 | 0 | 0 | 0 | 0 | 0 | 0 | 0 | 0 | 0 | 0 | 0 | 0 | 0 | 0 | 0 | 0 | 0 | 0 | 0 | 0 | 0 | 0 | 0 | 0 | 0 | 0 | 0 | 0 | 0 | 0 | 0 | 0 | 0 | 0 | 0 | [10 empty] | 0 | 0
2018 |  |  |  |  | 0 | 0 | 0 | 0 | 0 | 0 | 0 | 0 | 0 | 0 | 0 | 0 | 0 | 0 | 0 | 0 | 0 | 0 | 0 | 0 | 0 | 0 | 0 | 0 | 0 | 0 | 0 | 0 | 0 | 0 | 0 | 0 | 0 | 0 | 0 | 0 | 0 | 0 | 0 | 0 | 0 | 0 | 0 | 0 | 0 | 0 | 0 | 0 | 0 | 0 | [9 empty] | 0
2019 | [5 empty] | 0 | 0 | 0 | 0 | 0 | 0 | 0 | 0 | 0 | 0 | 0 | 0 | 0 | 0 | 0 | 0 | 0 | 0 | 0 | 0 | 0 | 0 | 0 | 0 | 0 | 0 | 0 | 0 | 0 | 0 | 0 | 0 | 0 | 0 | 0 | 0 | 0 | 0 | 0 | 0 | 0 | 0 | 0 | 0 | 0 | 0 | 0 | 0 | 0 | 0 | [8 empty] | 0 | 0
2020 | [6 empty] | 0 | 0 | 0 | 0 | 0 | 0 | 0 | 0 | 0 | 0 | 0 | 0 | 0 | 0 | 0 | 0 | 0 | 0 | 0 | 0 | 0 | 0 | 0 | 0 | 0 | 0 | 0 | 0 | 0 | 0 | 0 | 0 | 0 | 0 | 0 | 0 | 0 | 0 | 0 | 0 | 0 | 0 | 0 | 0 | 0 | 0 | 0 | 0 | 0 | 0 | [7 empty] | 0
2021 | [7 empty] | 0 | 0 | 0 | 0 | 0 | 0 | 0 | 0 | 0 | 0 | 0 | 0 | 0 | 0 | 0 | 0 | 0 | 0 | 0 | 0 | 0 | 0 | 0 | 0 | 0 | 0 | 0 | 0 | 0 | 0 | 0 | 0 | 0 | 0 | 0 | 0 | 0 | 0 | 0 | 0 | 0 | 0 | 0 | 0 | 0 | 0 | 0 | 0 | 0 | 0 | [6 empty] | 0
2022 | [8 empty] | 0 | 0 | 0 | 0 | 0 | 0 | 0 | 0 | 0 | 0 | 0 | 0 | 0 | 0 | 0 | 0 | 0 | 0 | 0 | 0 | 0 | 0 | 0 | 0 | 0 | 0 | 0 | 0 | 0 | 0 | 0 | 0 | 0 | 0 | 0 | 0 | 0 | 0 | 0 | 0 | 0 | 0 | 0 | 0 | 0 | 0 | 0 | 0 | 0 | 0 | [5 empty] | 0
2023 | [9 empty] | 0 | 0 | 0 | 0 | 0 | 0 | 0 | 0 | 0 | 0 | 0 | 0 | 0 | 0 | 0 | 0 | 0 | 0 | 0 | 0 | 0 | 0 | 0 | 0 | 0 | 0 | 0 | 0 | 0 | 0 | 0 | 0 | 0 | 0 | 0 | 0 | 0 | 0 | 0 | 0 | 0 | 0 | 0 | 0 | 0 | 0 | 0 | 0 | 0 | 0 |  |  |  |  | 0
2024 | [10 empty] | 0 | 0 | 0 | 0 | 0 | 0 | 0 | 0 | 0 | 0 | 0 | 0 | 0 | 0 | 0 | 0 | 0 | 0 | 0 | 0 | 0 | 0 | 0 | 0 | 0 | 0 | 0 | 0 | 0 | 0 | 0 | 0 | 0 | 0 | 0 | 0 | 0 | 0 | 0 | 0 | 0 | 0 | 0 | 0 | 0 | 0 | 0 | 0 | 0 | 0 |  |  |  | 0 | 0
2025 | [11 empty] | 0 | 0 | 0 | 0 | 0 | 0 | 0 | 0 | 0 | 0 | 0 | 0 | 0 | 0 | 0 | 0 | 0 | 0 | 0 | 0 | 0 | 0 | 0 | 0 | 0 | 0 | 0 | 0 | 0 | 0 | 0 | 0 | 0 | 0 | 0 | 0 | 0 | 0 | 0 | 0 | 0 | 0 | 0 | 0 | 0 | 0 | 0 | 0 | 0 | 0 |  |  | 0
2026 | [12 empty] | 0 | 0 | 0 | 0 | 0 | 0 | 0 | 0 | 0 | 0 | 0 | 0 | 0 | 0 | 0 | 0 | 0 | 0 | 0 | 0 | 0 | 0 | 0 | 0 | 0 | 0 | 0 | 0 | 0 | 0 | 0 | 0 | 0 | 0 | 0 | 0 | 0 | 0 | 0 | 0 | 0 | 0 | 0 | 0 | 0 | 0 | 0 | 0 | 0 | 0 |  | 0 | 0
| 0 | 0 | 0 | 0 | 0 | 0 | 0 | 0 | 0 | 0 | 0 | 0 | 0 | 0 | 0 | 0 | 0 | 0 | 0 | 0 | 0 | 0 | 0 | 0 | 0 | 0 | 0 | 0 | 0 | 0 | 0 | 0 | 0 | 0 | 0 | 0 | 0 | 0 | 0 | 0 | 0 | 0 | 0 | 0 | 0 | 0 | 0 | 0 | 0 | 0 | 0 | 0 | 0 | 0 | 0 | 0 | 0 | 0 | 0 | 0 | 0 | 0 | 0 | 0
Note on A50: Lee, Betty: rate base does not include CWIP b/c the CapEx dollars include an AFUDC component in it already

## 4g-2017
Project No. | 4g
Project Desc. | Upgrade 2 Sections plus risers on Feeder 38Q04 (NEW to the 2015 LRP)
Book Life | 50
Tax Life | 20N
Salvage Rate | 2.5%
| 2014 | 2015 | 2016 | 2017 | 2018 | 2019 | 2020 | 2021 | 2022 | 2023 | 2024 | 2025 | 2026 | 2027 | 2028 | 2029 | 2030 | 2031 | 2032 | 2033 | 2034 | 2035 | 2036 | 2037 | 2038 | 2039 | 2040 | 2041 | 2042 | 2043 | 2044 | 2045 | 2046 | 2047 | 2048 | 2049 | 2050 | 2051 | 2052 | 2053 | 2054 | 2055 | 2056 | 2057 | 2058 | 2059 | 2060 | 2061 | 2062 | 2063 | 2064 | 2065 | 2066 | 2067 | 2068 | 2069 | 2070 | 2071 | 2072 | 2073 | 2074 | 2075 | 2076
Closing to Plant (Y/N) | N | N | N | N | N | N | N | N | N | N | N | N | N | N | N | N | N | N | N | N | N | N | N | N | N | N | N | N | N | N | N | N | N | N | N | N | N | N | N | N | N | N | N | N | N | N | N | N | N | N | N | N | N | N | N | N | N | N | N | N | N | N | N | Total
CWIP
Beginning of Period | 0 | 0 | 0 | 0 | 0 | 0 | 0 | 0 | 0 | 0 | 0 | 0 | 0 | 0 | 0 | 0 | 0 | 0 | 0 | 0 | 0 | 0 | 0 | 0 | 0 | 0 | 0 | 0 | 0 | 0 | 0 | 0 | 0 | 0 | 0 | 0 | 0 | 0 | 0 | 0 | 0 | 0 | 0 | 0 | 0 | 0 | 0 | 0 | 0 | 0 | 0 | 0 | 0 | 0 | 0 | 0 | 0 | 0 | 0 | 0 | 0 | 0 | 0
Activity
Capex | 0 | 0 | 0 | 0 | 0 | 0 | 0 | 0 | 0 | 0 | 0 | 0 | 0 | [50 empty] | 0
Closings to Plant |  |  |  |  | 0 | [58 empty] | 0
End of Period | 0 | 0 | 0 | 0 | 0 | 0 | 0 | 0 | 0 | 0 | 0 | 0 | 0 | 0 | 0 | 0 | 0 | 0 | 0 | 0 | 0 | 0 | 0 | 0 | 0 | 0 | 0 | 0 | 0 | 0 | 0 | 0 | 0 | 0 | 0 | 0 | 0 | 0 | 0 | 0 | 0 | 0 | 0 | 0 | 0 | 0 | 0 | 0 | 0 | 0 | 0 | 0 | 0 | 0 | 0 | 0 | 0 | 0 | 0 | 0 | 0 | 0 | 0
Average | 0 | 0 | 0 | 0 | 0 | 0 | 0 | 0 | 0 | 0 | 0 | 0 | 0 | 0 | 0 | 0 | 0 | 0 | 0 | 0 | 0 | 0 | 0 | 0 | 0 | 0 | 0 | 0 | 0 | 0 | 0 | 0 | 0 | 0 | 0 | 0 | 0 | 0 | 0 | 0 | 0 | 0 | 0 | 0 | 0 | 0 | 0 | 0 | 0 | 0 | 0 | 0 | 0 | 0 | 0 | 0 | 0 | 0 | 0 | 0 | 0 | 0 | 0
Plant in Service
Beginning of Period | 0 | 0 | 0 | 0 | 0 | 0 | 0 | 0 | 0 | 0 | 0 | 0 | 0 | 0 | 0 | 0 | 0 | 0 | 0 | 0 | 0 | 0 | 0 | 0 | 0 | 0 | 0 | 0 | 0 | 0 | 0 | 0 | 0 | 0 | 0 | 0 | 0 | 0 | 0 | 0 | 0 | 0 | 0 | 0 | 0 | 0 | 0 | 0 | 0 | 0 | 0 | 0 | 0 | 0 | 0 | 0 | 0 | 0 | 0 | 0 | 0 | 0 | 0
Activity | 0 | 0 | 0 | 0 | 0 | 0 | 0 | 0 | 0 | 0 | 0 | 0 | 0 | 0 | 0 | 0 | 0 | 0 | 0 | 0 | 0 | 0 | 0 | 0 | 0 | 0 | 0 | 0 | 0 | 0 | 0 | 0 | 0 | 0 | 0 | 0 | 0 | 0 | 0 | 0 | 0 | 0 | 0 | 0 | 0 | 0 | 0 | 0 | 0 | 0 | 0 | 0 | 0 | 0 | 0 | 0 | 0 | 0 | 0 | 0 | 0 | 0 | 0 | 0
End of Period | 0 | 0 | 0 | 0 | 0 | 0 | 0 | 0 | 0 | 0 | 0 | 0 | 0 | 0 | 0 | 0 | 0 | 0 | 0 | 0 | 0 | 0 | 0 | 0 | 0 | 0 | 0 | 0 | 0 | 0 | 0 | 0 | 0 | 0 | 0 | 0 | 0 | 0 | 0 | 0 | 0 | 0 | 0 | 0 | 0 | 0 | 0 | 0 | 0 | 0 | 0 | 0 | 0 | 0 | 0 | 0 | 0 | 0 | 0 | 0 | 0 | 0 | 0
Average | 0 | 0 | 0 | 0 | 0 | 0 | 0 | 0 | 0 | 0 | 0 | 0 | 0 | 0 | 0 | 0 | 0 | 0 | 0 | 0 | 0 | 0 | 0 | 0 | 0 | 0 | 0 | 0 | 0 | 0 | 0 | 0 | 0 | 0 | 0 | 0 | 0 | 0 | 0 | 0 | 0 | 0 | 0 | 0 | 0 | 0 | 0 | 0 | 0 | 0 | 0 | 0 | 0 | 0 | 0 | 0 | 0 | 0 | 0 | 0 | 0 | 0 | 0
Tax Depreciation
Beginning of Period | 0 | 0 | 0 | 0 | 0 | 0 | 0 | 0 | 0 | 0 | 0 | 0 | 0 | 0 | 0 | 0 | 0 | 0 | 0 | 0 | 0 | 0 | 0 | 0 | 0 | 0 | 0 | 0 | 0 | 0 | 0 | 0 | 0 | 0 | 0 | 0 | 0 | 0 | 0 | 0 | 0 | 0 | 0 | 0 | 0 | 0 | 0 | 0 | 0 | 0 | 0 | 0 | 0 | 0 | 0 | 0 | 0 | 0 | 0 | 0 | 0 | 0 | 0
Federal | 0 | 0 | 0 | 0 | 0 | 0 | 0 | 0 | 0 | 0 | 0 | 0 | 0 | 0 | 0 | 0 | 0 | 0 | 0 | 0 | 0 | 0 | 0 | 0 | 0 | 0 | 0 | 0 | 0 | 0 | 0 | 0 | 0 | 0 | 0 | 0 | 0 | 0 | 0 | 0 | 0 | 0 | 0 | 0 | 0 | 0 | 0 | 0 | 0 | 0 | 0 | 0 | 0 | 0 | 0 | 0 | 0 | 0 | 0 | 0 | 0 | 0 | 0 | 0
State | 0 | 0 | 0 | 0 | 0 | 0 | 0 | 0 | 0 | 0 | 0 | 0 | 0 | 0 | 0 | 0 | 0 | 0 | 0 | 0 | 0 | 0 | 0 | 0 | 0 | 0 | 0 | 0 | 0 | 0 | 0 | 0 | 0 | 0 | 0 | 0 | 0 | 0 | 0 | 0 | 0 | 0 | 0 | 0 | 0 | 0 | 0 | 0 | 0 | 0 | 0 | 0 | 0 | 0 | 0 | 0 | 0 | 0 | 0 | 0 | 0 | 0 | 0 | 0
End of Period | 0 | 0 | 0 | 0 | 0 | 0 | 0 | 0 | 0 | 0 | 0 | 0 | 0 | 0 | 0 | 0 | 0 | 0 | 0 | 0 | 0 | 0 | 0 | 0 | 0 | 0 | 0 | 0 | 0 | 0 | 0 | 0 | 0 | 0 | 0 | 0 | 0 | 0 | 0 | 0 | 0 | 0 | 0 | 0 | 0 | 0 | 0 | 0 | 0 | 0 | 0 | 0 | 0 | 0 | 0 | 0 | 0 | 0 | 0 | 0 | 0 | 0 | 0
Average | 0 | 0 | 0 | 0 | 0 | 0 | 0 | 0 | 0 | 0 | 0 | 0 | 0 | 0 | 0 | 0 | 0 | 0 | 0 | 0 | 0 | 0 | 0 | 0 | 0 | 0 | 0 | 0 | 0 | 0 | 0 | 0 | 0 | 0 | 0 | 0 | 0 | 0 | 0 | 0 | 0 | 0 | 0 | 0 | 0 | 0 | 0 | 0 | 0 | 0 | 0 | 0 | 0 | 0 | 0 | 0 | 0 | 0 | 0 | 0 | 0 | 0 | 0
Book Depreciation with COR
Beginning of Period | 0 | 0 | 0 | 0 | 0 | 0 | 0 | 0 | 0 | 0 | 0 | 0 | 0 | 0 | 0 | 0 | 0 | 0 | 0 | 0 | 0 | 0 | 0 | 0 | 0 | 0 | 0 | 0 | 0 | 0 | 0 | 0 | 0 | 0 | 0 | 0 | 0 | 0 | 0 | 0 | 0 | 0 | 0 | 0 | 0 | 0 | 0 | 0 | 0 | 0 | 0 | 0 | 0 | 0 | 0 | 0 | 0 | 0 | 0 | 0 | 0 | 0 | 0
Activity | 0 | 0 | 0 | 0 | 0 | 0 | 0 | 0 | 0 | 0 | 0 | 0 | 0 | 0 | 0 | 0 | 0 | 0 | 0 | 0 | 0 | 0 | 0 | 0 | 0 | 0 | 0 | 0 | 0 | 0 | 0 | 0 | 0 | 0 | 0 | 0 | 0 | 0 | 0 | 0 | 0 | 0 | 0 | 0 | 0 | 0 | 0 | 0 | 0 | 0 | 0 | 0 | 0 | 0 | 0 | 0 | 0 | 0 | 0 | 0 | 0 | 0 | 0 | 0
Book Depreciation Related to Retired PIS | [49 empty] | 0 | 0 | 0 | 0 | 0 | 0 | 0 | 0 | 0 | 0 | 0 | 0 | 0 |  | 0
End of Period | 0 | 0 | 0 | 0 | 0 | 0 | 0 | 0 | 0 | 0 | 0 | 0 | 0 | 0 | 0 | 0 | 0 | 0 | 0 | 0 | 0 | 0 | 0 | 0 | 0 | 0 | 0 | 0 | 0 | 0 | 0 | 0 | 0 | 0 | 0 | 0 | 0 | 0 | 0 | 0 | 0 | 0 | 0 | 0 | 0 | 0 | 0 | 0 | 0 | 0 | 0 | 0 | 0 | 0 | 0 | 0 | 0 | 0 | 0 | 0 | 0 | 0 | 0
Average | 0 | 0 | 0 | 0 | 0 | 0 | 0 | 0 | 0 | 0 | 0 | 0 | 0 | 0 | 0 | 0 | 0 | 0 | 0 | 0 | 0 | 0 | 0 | 0 | 0 | 0 | 0 | 0 | 0 | 0 | 0 | 0 | 0 | 0 | 0 | 0 | 0 | 0 | 0 | 0 | 0 | 0 | 0 | 0 | 0 | 0 | 0 | 0 | 0 | 0 | 0 | 0 | 0 | 0 | 0 | 0 | 0 | 0 | 0 | 0 | 0 | 0 | 0
Federal Deferred Tax Balance, Net of Tax
Beginning of Period | 0 | 0 | 0 | 0 | 0 | 0 | 0 | 0 | 0 | 0 | 0 | 0 | 0 | 0 | 0 | 0 | 0 | 0 | 0 | 0 | 0 | 0 | 0 | 0 | 0 | 0 | 0 | 0 | 0 | 0 | 0 | 0 | 0 | 0 | 0 | 0 | 0 | 0 | 0 | 0 | 0 | 0 | 0 | 0 | 0 | 0 | 0 | 0 | 0 | 0 | 0 | 0 | 0 | 0 | 0 | 0 | 0 | 0 | 0 | 0 | 0 | 0 | 0
Activity | 0 | 0 | 0 | 0 | 0 | 0 | 0 | 0 | 0 | 0 | 0 | 0 | 0 | 0 | 0 | 0 | 0 | 0 | 0 | 0 | 0 | 0 | 0 | 0 | 0 | 0 | 0 | 0 | 0 | 0 | 0 | 0 | 0 | 0 | 0 | 0 | 0 | 0 | 0 | 0 | 0 | 0 | 0 | 0 | 0 | 0 | 0 | 0 | 0 | 0 | 0 | 0 | 0 | 0 | 0 | 0 | 0 | 0 | 0 | 0 | 0 | 0 | 0 | 0
End of Period | 0 | 0 | 0 | 0 | 0 | 0 | 0 | 0 | 0 | 0 | 0 | 0 | 0 | 0 | 0 | 0 | 0 | 0 | 0 | 0 | 0 | 0 | 0 | 0 | 0 | 0 | 0 | 0 | 0 | 0 | 0 | 0 | 0 | 0 | 0 | 0 | 0 | 0 | 0 | 0 | 0 | 0 | 0 | 0 | 0 | 0 | 0 | 0 | 0 | 0 | 0 | 0 | 0 | 0 | 0 | 0 | 0 | 0 | 0 | 0 | 0 | 0 | 0
Average | 0 | 0 | 0 | 0 | 0 | 0 | 0 | 0 | 0 | 0 | 0 | 0 | 0 | 0 | 0 | 0 | 0 | 0 | 0 | 0 | 0 | 0 | 0 | 0 | 0 | 0 | 0 | 0 | 0 | 0 | 0 | 0 | 0 | 0 | 0 | 0 | 0 | 0 | 0 | 0 | 0 | 0 | 0 | 0 | 0 | 0 | 0 | 0 | 0 | 0 | 0 | 0 | 0 | 0 | 0 | 0 | 0 | 0 | 0 | 0 | 0 | 0 | 0
State Deferred Tax Balance
Beginning of Period | 0 | 0 | 0 | 0 | 0 | 0 | 0 | 0 | 0 | 0 | 0 | 0 | 0 | 0 | 0 | 0 | 0 | 0 | 0 | 0 | 0 | 0 | 0 | 0 | 0 | 0 | 0 | 0 | 0 | 0 | 0 | 0 | 0 | 0 | 0 | 0 | 0 | 0 | 0 | 0 | 0 | 0 | 0 | 0 | 0 | 0 | 0 | 0 | 0 | 0 | 0 | 0 | 0 | 0 | 0 | 0 | 0 | 0 | 0 | 0 | 0 | 0 | 0
Activity | 0 | 0 | 0 | 0 | 0 | 0 | 0 | 0 | 0 | 0 | 0 | 0 | 0 | 0 | 0 | 0 | 0 | 0 | 0 | 0 | 0 | 0 | 0 | 0 | 0 | 0 | 0 | 0 | 0 | 0 | 0 | 0 | 0 | 0 | 0 | 0 | 0 | 0 | 0 | 0 | 0 | 0 | 0 | 0 | 0 | 0 | 0 | 0 | 0 | 0 | 0 | 0 | 0 | 0 | 0 | 0 | 0 | 0 | 0 | 0 | 0 | 0 | 0 | 0
End of Period | 0 | 0 | 0 | 0 | 0 | 0 | 0 | 0 | 0 | 0 | 0 | 0 | 0 | 0 | 0 | 0 | 0 | 0 | 0 | 0 | 0 | 0 | 0 | 0 | 0 | 0 | 0 | 0 | 0 | 0 | 0 | 0 | 0 | 0 | 0 | 0 | 0 | 0 | 0 | 0 | 0 | 0 | 0 | 0 | 0 | 0 | 0 | 0 | 0 | 0 | 0 | 0 | 0 | 0 | 0 | 0 | 0 | 0 | 0 | 0 | 0 | 0 | 0
Average | 0 | 0 | 0 | 0 | 0 | 0 | 0 | 0 | 0 | 0 | 0 | 0 | 0 | 0 | 0 | 0 | 0 | 0 | 0 | 0 | 0 | 0 | 0 | 0 | 0 | 0 | 0 | 0 | 0 | 0 | 0 | 0 | 0 | 0 | 0 | 0 | 0 | 0 | 0 | 0 | 0 | 0 | 0 | 0 | 0 | 0 | 0 | 0 | 0 | 0 | 0 | 0 | 0 | 0 | 0 | 0 | 0 | 0 | 0 | 0 | 0 | 0 | 0
Net Rate Base - Average | 0 | 0 | 0 | 0 | 0 | 0 | 0 | 0 | 0 | 0 | 0 | 0 | 0 | 0 | 0 | 0 | 0 | 0 | 0 | 0 | 0 | 0 | 0 | 0 | 0 | 0 | 0 | 0 | 0 | 0 | 0 | 0 | 0 | 0 | 0 | 0 | 0 | 0 | 0 | 0 | 0 | 0 | 0 | 0 | 0 | 0 | 0 | 0 | 0 | 0 | 0 | 0 | 0 | 0 | 0 | 0 | 0 | 0 | 0 | 0 | 0 | 0 | 0
EXPENSES
Income Tax - Removal Cost | 0 | 0 | 0 | 0 | 0 | 0 | 0 | 0 | 0 | 0 | 0 | 0 | 0 | 0 | 0 | 0 | 0 | 0 | 0 | 0 | 0 | 0 | 0 | 0 | 0 | 0 | 0 | 0 | 0 | 0 | 0 | 0 | 0 | 0 | 0 | 0 | 0 | 0 | 0 | 0 | 0 | 0 | 0 | 0 | 0 | 0 | 0 | 0 | 0 | 0 | 0 | 0 | 0 | 0 | 0 | 0 | 0 | 0 | 0 | 0 | 0 | 0 | 0 | 0
Book Depreciation | 0 | 0 | 0 | 0 | 0 | 0 | 0 | 0 | 0 | 0 | 0 | 0 | 0 | 0 | 0 | 0 | 0 | 0 | 0 | 0 | 0 | 0 | 0 | 0 | 0 | 0 | 0 | 0 | 0 | 0 | 0 | 0 | 0 | 0 | 0 | 0 | 0 | 0 | 0 | 0 | 0 | 0 | 0 | 0 | 0 | 0 | 0 | 0 | 0 | 0 | 0 | 0 | 0 | 0 | 0 | 0 | 0 | 0 | 0 | 0 | 0 | 0 | 0 | 0
Property Taxes | 0 | 0 | 0 | 0 | 0 | 0 | 0 | 0 | 0 | 0 | 0 | 0 | 0 | 0 | 0 | 0 | 0 | 0 | 0 | 0 | 0 | 0 | 0 | 0 | 0 | 0 | 0 | 0 | 0 | 0 | 0 | 0 | 0 | 0 | 0 | 0 | 0 | 0 | 0 | 0 | 0 | 0 | 0 | 0 | 0 | 0 | 0 | 0 | 0 | 0 | 0 | 0 | 0 | 0 | 0 | 0 | 0 | 0 | 0 | 0 | 0 | 0 | 0 | 0
Total Expenses | 0 | 0 | 0 | 0 | 0 | 0 | 0 | 0 | 0 | 0 | 0 | 0 | 0 | 0 | 0 | 0 | 0 | 0 | 0 | 0 | 0 | 0 | 0 | 0 | 0 | 0 | 0 | 0 | 0 | 0 | 0 | 0 | 0 | 0 | 0 | 0 | 0 | 0 | 0 | 0 | 0 | 0 | 0 | 0 | 0 | 0 | 0 | 0 | 0 | 0 | 0 | 0 | 0 | 0 | 0 | 0 | 0 | 0 | 0 | 0 | 0 | 0 | 0 | 0
REVENUE REQUIREMENT
Net Rate Base | 0 | 0 | 0 | 0 | 0 | 0 | 0 | 0 | 0 | 0 | 0 | 0 | 0 | 0 | 0 | 0 | 0 | 0 | 0 | 0 | 0 | 0 | 0 | 0 | 0 | 0 | 0 | 0 | 0 | 0 | 0 | 0 | 0 | 0 | 0 | 0 | 0 | 0 | 0 | 0 | 0 | 0 | 0 | 0 | 0 | 0 | 0 | 0 | 0 | 0 | 0 | 0 | 0 | 0 | 0 | 0 | 0 | 0 | 0 | 0 | 0 | 0 | 0 | 0
ROR | 9.98% | 9.98% | 9.7% | 9.7% | 9.7% | 9.7% | 9.7% | 9.7% | 9.7% | 9.7% | 9.7% | 9.7% | 9.7% | 9.7% | 9.7% | 9.7% | 9.7% | 9.7% | 9.7% | 9.7% | 9.7% | 9.7% | 9.7% | 9.7% | 9.7% | 9.7% | 9.7% | 9.7% | 9.7% | 9.7% | 9.7% | 9.7% | 9.7% | 9.7% | 9.7% | 9.7% | 9.7% | 9.7% | 9.7% | 9.7% | 9.7% | 9.7% | 9.7% | 9.7% | 9.7% | 9.7% | 9.7% | 9.7% | 9.7% | 9.7% | 9.7% | 9.7% | 9.7% | 9.7% | 9.7% | 9.7% | 9.7% | 9.7% | 9.7% | 9.7% | 9.7% | 9.7% | 9.7%
Earnings Base | 0 | 0 | 0 | 0 | 0 | 0 | 0 | 0 | 0 | 0 | 0 | 0 | 0 | 0 | 0 | 0 | 0 | 0 | 0 | 0 | 0 | 0 | 0 | 0 | 0 | 0 | 0 | 0 | 0 | 0 | 0 | 0 | 0 | 0 | 0 | 0 | 0 | 0 | 0 | 0 | 0 | 0 | 0 | 0 | 0 | 0 | 0 | 0 | 0 | 0 | 0 | 0 | 0 | 0 | 0 | 0 | 0 | 0 | 0 | 0 | 0 | 0 | 0
Earnings - Expense | 0 | 0 | 0 | 0 | 0 | 0 | 0 | 0 | 0 | 0 | 0 | 0 | 0 | 0 | 0 | 0 | 0 | 0 | 0 | 0 | 0 | 0 | 0 | 0 | 0 | 0 | 0 | 0 | 0 | 0 | 0 | 0 | 0 | 0 | 0 | 0 | 0 | 0 | 0 | 0 | 0 | 0 | 0 | 0 | 0 | 0 | 0 | 0 | 0 | 0 | 0 | 0 | 0 | 0 | 0 | 0 | 0 | 0 | 0 | 0 | 0 | 0 | 0 | 0
Total Earnings Effect | 0 | 0 | 0 | 0 | 0 | 0 | 0 | 0 | 0 | 0 | 0 | 0 | 0 | 0 | 0 | 0 | 0 | 0 | 0 | 0 | 0 | 0 | 0 | 0 | 0 | 0 | 0 | 0 | 0 | 0 | 0 | 0 | 0 | 0 | 0 | 0 | 0 | 0 | 0 | 0 | 0 | 0 | 0 | 0 | 0 | 0 | 0 | 0 | 0 | 0 | 0 | 0 | 0 | 0 | 0 | 0 | 0 | 0 | 0 | 0 | 0 | 0 | 0
Gross-Up Factor | 1.0354 | 1.0354 | 1.0354 | 1.0354 | 1.0354 | 1.0354 | 1.0354 | 1.0354 | 1.0354 | 1.0354 | 1.0354 | 1.0354 | 1.0354 | 1.0354 | 1.0354 | 1.0354 | 1.0354 | 1.0354 | 1.0354 | 1.0354 | 1.0354 | 1.0354 | 1.0354 | 1.0354 | 1.0354 | 1.0354 | 1.0354 | 1.0354 | 1.0354 | 1.0354 | 1.0354 | 1.0354 | 1.0354 | 1.0354 | 1.0354 | 1.0354 | 1.0354 | 1.0354 | 1.0354 | 1.0354 | 1.0354 | 1.0354 | 1.0354 | 1.0354 | 1.0354 | 1.0354 | 1.0354 | 1.0354 | 1.0354 | 1.0354 | 1.0354 | 1.0354 | 1.0354 | 1.0354 | 1.0354 | 1.0354 | 1.0354 | 1.0354 | 1.0354 | 1.0354 | 1.0354 | 1.0354 | 1.0354
Revenue requirement | 0 | 0 | 0 | 0 | 0 | 0 | 0 | 0 | 0 | 0 | 0 | 0 | 0 | 0 | 0 | 0 | 0 | 0 | 0 | 0 | 0 | 0 | 0 | 0 | 0 | 0 | 0 | 0 | 0 | 0 | 0 | 0 | 0 | 0 | 0 | 0 | 0 | 0 | 0 | 0 | 0 | 0 | 0 | 0 | 0 | 0 | 0 | 0 | 0 | 0 | 0 | 0 | 0 | 0 | 0 | 0 | 0 | 0 | 0 | 0 | 0 | 0 | 0 | 0
Depreciation Calculations
Tax Depreciation - Federal
Cost of new equipment in service basis | 0 | 0 | 0 | 0 | 0 | 0 | 0 | 0 | 0 | 0 | 0 | 0 | 0 | 0 | 0 | 0 | 0 | 0 | 0 | 0 | 0 | 0 | 0 | 0 | 0 | 0 | 0 | 0 | 0 | 0 | 0 | 0 | 0 | 0 | 0 | 0 | 0 | 0 | 0 | 0 | 0 | 0 | 0 | 0 | 0 | 0 | 0 | 0 | 0 | 0 | 0 | 0 | 0 | 0 | 0 | 0 | 0 | 0 | 0 | 0 | 0
Bonus Depreciation (N/A) | 0 | 0 | 0 | 0 | 0 | 0 | 0 | 0 | 0 | 0 | 0 | 0 | 0 | 0 | 0 | 0 | 0 | 0 | 0 | 0 | 0 | 0 | 0 | 0 | 0 | 0 | 0 | 0 | 0 | 0 | 0 | 0 | 0 | 0 | 0 | 0 | 0 | 0 | 0 | 0 | 0 | 0 | 0 | 0 | 0 | 0 | 0 | 0 | 0 | 0 | 0 | 0 | 0 | 0 | 0 | 0 | 0 | 0 | 0 | 0 | 0
Regular Depreciation basis (Cumulative) | 0 | 0 | 0 | 0 | 0 | 0 | 0 | 0 | 0 | 0 | 0 | 0 | 0 | 0 | 0 | 0 | 0 | 0 | 0 | 0 | 0 | 0 | 0 | 0 | 0 | 0 | 0 | 0 | 0 | 0 | 0 | 0 | 0 | 0 | 0 | 0 | 0 | 0 | 0 | 0 | 0 | 0 | 0 | 0 | 0 | 0 | 0 | 0 | 0 | 0 | 0 | 0 | 0 | 0 | 0 | 0 | 0 | 0 | 0 | 0 | 0 | 0 | 0
RegularDepreciation |  |  |  |  | 0 | 0 | 0 | 0 | 0 | 0 | 0 | 0 | 0 | 0 | 0 | 0 | 0 | 0 | 0 | 0 | 0 | 0 | 0 | 0 | 0 |  | 0 | 0 | 0 |  | 0 | 0 | 0 | 0 | 0 | 0 | 0 | 0 | 0 | 0 | [23 empty] | 0
Total Depreciation for year | 0 | 0 | 0 | 0 | 0 | 0 | 0 | 0 | 0 | 0 | 0 | 0 | 0 | 0 | 0 | 0 | 0 | 0 | 0 | 0 | 0 | 0 | 0 | 0 | 0 | 0 | 0 | 0 | 0 | 0 | 0 | 0 | 0 | 0 | 0 | 0 | 0 | 0 | 0 | 0 | 0 | 0 | 0 | 0 | 0 | 0 | 0 | 0 | 0 | 0 | 0 | 0 | 0 | 0 | 0 | 0 | 0 | 0 | 0 | 0 | 0
Tax Depreciation - State
Cost of new equipment in service basis | 0 | 0 | 0 | 0 | 0 | 0 | 0 | 0 | 0 | 0 | 0 | 0 | 0 | 0 | 0 | 0 | 0 | 0 | 0 | 0 | 0 | 0 | 0 | 0 | 0 | 0 | 0 | 0 | 0 | 0 | 0 | 0 | 0 | 0 | 0 | 0 | 0 | 0 | 0 | 0 | 0 | 0 | 0 | 0 | 0 | 0 | 0 | 0 | 0 | 0 | 0 | 0 | 0 | 0 | 0 | 0 | 0 | 0 | 0 | 0 | 0 | 0 | 0
Bonus Depreciation (N/A) | 0 | 0 | 0 | 0 | 0 | 0 | 0 | 0 | 0 | 0 | 0 | 0 | 0 | 0 | 0 | 0 | 0 | 0 | 0 | 0 | 0 | 0 | 0 | 0 | 0 | 0 | 0 | 0 | 0 | 0 | 0 | 0 | 0 | 0 | 0 | 0 | 0 | 0 | 0 | 0 | 0 | 0 | 0 | 0 | 0 | 0 | 0 | 0 | 0 | 0 | 0 | 0 | 0 | 0 | 0 | 0 | 0 | 0 | 0 | 0 | 0 | 0 | 0
Regular Depreciation basis (Cumulative) | 0 | 0 | 0 | 0 | 0 | 0 | 0 | 0 | 0 | 0 | 0 | 0 | 0 | 0 | 0 | 0 | 0 | 0 | 0 | 0 | 0 | 0 | 0 | 0 | 0 | 0 | 0 | 0 | 0 | 0 | 0 | 0 | 0 | 0 | 0 | 0 | 0 | 0 | 0 | 0 | 0 | 0 | 0 | 0 | 0 | 0 | 0 | 0 | 0 | 0 | 0 | 0 | 0 | 0 | 0 | 0 | 0 | 0 | 0 | 0 | 0 | 0 | 0
RegularDepreciation | 0 | 0 | 0 | 0 | 0 | 0 | 0 | 0 | 0 | 0 | 0 | 0 | 0 | 0 | 0 | 0 | 0 | 0 | 0 | 0 | 0 | 0 | 0 | 0 | 0 | 0 | 0 | 0 | 0 | 0 | 0 | 0 | 0 | 0 | 0 | 0 | 0 | 0 | 0 | 0 | 0 | 0 | 0 | 0 | 0 | 0 | 0 | 0 | 0 | 0 | 0 | 0 | 0 | 0 | 0 | 0 | 0 | 0 | 0 | 0 | 0 | 0 | 0 | 0
Total Depreciation for year | 0 | 0 | 0 | 0 | 0 | 0 | 0 | 0 | 0 | 0 | 0 | 0 | 0 | 0 | 0 | 0 | 0 | 0 | 0 | 0 | 0 | 0 | 0 | 0 | 0 | 0 | 0 | 0 | 0 | 0 | 0 | 0 | 0 | 0 | 0 | 0 | 0 | 0 | 0 | 0 | 0 | 0 | 0 | 0 | 0 | 0 | 0 | 0 | 0 | 0 | 0 | 0 | 0 | 0 | 0 | 0 | 0 | 0 | 0 | 0 | 0 | 0 | 0
Book Depreciation with COR
2014 | 0 | 0 | 0 | 0 | 0 | 0 | 0 | 0 | 0 | 0 | 0 | 0 | 0 | 0 | 0 | 0 | 0 | 0 | 0 | 0 | 0 | 0 | 0 | 0 | 0 | 0 | 0 | 0 | 0 | 0 | 0 | 0 | 0 | 0 | 0 | 0 | 0 | 0 | 0 | 0 | 0 | 0 | 0 | 0 | 0 | 0 | 0 | 0 | 0 | 0 | [13 empty] | 0
2015 |  | 0 | 0 | 0 | 0 | 0 | 0 | 0 | 0 | 0 | 0 | 0 | 0 | 0 | 0 | 0 | 0 | 0 | 0 | 0 | 0 | 0 | 0 | 0 | 0 | 0 | 0 | 0 | 0 | 0 | 0 | 0 | 0 | 0 | 0 | 0 | 0 | 0 | 0 | 0 | 0 | 0 | 0 | 0 | 0 | 0 | 0 | 0 | 0 | 0 | 0 | [12 empty] | 0 | check - total PIS
2016 |  |  | 0 | 0 | 0 | 0 | 0 | 0 | 0 | 0 | 0 | 0 | 0 | 0 | 0 | 0 | 0 | 0 | 0 | 0 | 0 | 0 | 0 | 0 | 0 | 0 | 0 | 0 | 0 | 0 | 0 | 0 | 0 | 0 | 0 | 0 | 0 | 0 | 0 | 0 | 0 | 0 | 0 | 0 | 0 | 0 | 0 | 0 | 0 | 0 | 0 | 0 | [11 empty] | 0 | 0
2017 |  |  |  | 0 | 0 | 0 | 0 | 0 | 0 | 0 | 0 | 0 | 0 | 0 | 0 | 0 | 0 | 0 | 0 | 0 | 0 | 0 | 0 | 0 | 0 | 0 | 0 | 0 | 0 | 0 | 0 | 0 | 0 | 0 | 0 | 0 | 0 | 0 | 0 | 0 | 0 | 0 | 0 | 0 | 0 | 0 | 0 | 0 | 0 | 0 | 0 | 0 | 0 | [10 empty] | 0 | 0
2018 |  |  |  |  | 0 | 0 | 0 | 0 | 0 | 0 | 0 | 0 | 0 | 0 | 0 | 0 | 0 | 0 | 0 | 0 | 0 | 0 | 0 | 0 | 0 | 0 | 0 | 0 | 0 | 0 | 0 | 0 | 0 | 0 | 0 | 0 | 0 | 0 | 0 | 0 | 0 | 0 | 0 | 0 | 0 | 0 | 0 | 0 | 0 | 0 | 0 | 0 | 0 | 0 | [9 empty] | 0
2019 | [5 empty] | 0 | 0 | 0 | 0 | 0 | 0 | 0 | 0 | 0 | 0 | 0 | 0 | 0 | 0 | 0 | 0 | 0 | 0 | 0 | 0 | 0 | 0 | 0 | 0 | 0 | 0 | 0 | 0 | 0 | 0 | 0 | 0 | 0 | 0 | 0 | 0 | 0 | 0 | 0 | 0 | 0 | 0 | 0 | 0 | 0 | 0 | 0 | 0 | 0 | 0 | [8 empty] | 0 | 0
2020 | [6 empty] | 0 | 0 | 0 | 0 | 0 | 0 | 0 | 0 | 0 | 0 | 0 | 0 | 0 | 0 | 0 | 0 | 0 | 0 | 0 | 0 | 0 | 0 | 0 | 0 | 0 | 0 | 0 | 0 | 0 | 0 | 0 | 0 | 0 | 0 | 0 | 0 | 0 | 0 | 0 | 0 | 0 | 0 | 0 | 0 | 0 | 0 | 0 | 0 | 0 | 0 | [7 empty] | 0
2021 | [7 empty] | 0 | 0 | 0 | 0 | 0 | 0 | 0 | 0 | 0 | 0 | 0 | 0 | 0 | 0 | 0 | 0 | 0 | 0 | 0 | 0 | 0 | 0 | 0 | 0 | 0 | 0 | 0 | 0 | 0 | 0 | 0 | 0 | 0 | 0 | 0 | 0 | 0 | 0 | 0 | 0 | 0 | 0 | 0 | 0 | 0 | 0 | 0 | 0 | 0 | 0 | [6 empty] | 0
2022 | [8 empty] | 0 | 0 | 0 | 0 | 0 | 0 | 0 | 0 | 0 | 0 | 0 | 0 | 0 | 0 | 0 | 0 | 0 | 0 | 0 | 0 | 0 | 0 | 0 | 0 | 0 | 0 | 0 | 0 | 0 | 0 | 0 | 0 | 0 | 0 | 0 | 0 | 0 | 0 | 0 | 0 | 0 | 0 | 0 | 0 | 0 | 0 | 0 | 0 | 0 | 0 | [5 empty] | 0
2023 | [9 empty] | 0 | 0 | 0 | 0 | 0 | 0 | 0 | 0 | 0 | 0 | 0 | 0 | 0 | 0 | 0 | 0 | 0 | 0 | 0 | 0 | 0 | 0 | 0 | 0 | 0 | 0 | 0 | 0 | 0 | 0 | 0 | 0 | 0 | 0 | 0 | 0 | 0 | 0 | 0 | 0 | 0 | 0 | 0 | 0 | 0 | 0 | 0 | 0 | 0 | 0 |  |  |  |  | 0
2024 | [10 empty] | 0 | 0 | 0 | 0 | 0 | 0 | 0 | 0 | 0 | 0 | 0 | 0 | 0 | 0 | 0 | 0 | 0 | 0 | 0 | 0 | 0 | 0 | 0 | 0 | 0 | 0 | 0 | 0 | 0 | 0 | 0 | 0 | 0 | 0 | 0 | 0 | 0 | 0 | 0 | 0 | 0 | 0 | 0 | 0 | 0 | 0 | 0 | 0 | 0 | 0 |  |  |  | 0 | 0
2025 | [11 empty] | 0 | 0 | 0 | 0 | 0 | 0 | 0 | 0 | 0 | 0 | 0 | 0 | 0 | 0 | 0 | 0 | 0 | 0 | 0 | 0 | 0 | 0 | 0 | 0 | 0 | 0 | 0 | 0 | 0 | 0 | 0 | 0 | 0 | 0 | 0 | 0 | 0 | 0 | 0 | 0 | 0 | 0 | 0 | 0 | 0 | 0 | 0 | 0 | 0 | 0 |  |  | 0
2026 | [12 empty] | 0 | 0 | 0 | 0 | 0 | 0 | 0 | 0 | 0 | 0 | 0 | 0 | 0 | 0 | 0 | 0 | 0 | 0 | 0 | 0 | 0 | 0 | 0 | 0 | 0 | 0 | 0 | 0 | 0 | 0 | 0 | 0 | 0 | 0 | 0 | 0 | 0 | 0 | 0 | 0 | 0 | 0 | 0 | 0 | 0 | 0 | 0 | 0 | 0 | 0 |  | 0
| 0 | 0 | 0 | 0 | 0 | 0 | 0 | 0 | 0 | 0 | 0 | 0 | 0 | 0 | 0 | 0 | 0 | 0 | 0 | 0 | 0 | 0 | 0 | 0 | 0 | 0 | 0 | 0 | 0 | 0 | 0 | 0 | 0 | 0 | 0 | 0 | 0 | 0 | 0 | 0 | 0 | 0 | 0 | 0 | 0 | 0 | 0 | 0 | 0 | 0 | 0 | 0 | 0 | 0 | 0 | 0 | 0 | 0 | 0 | 0 | 0 | 0 | 0 | 0
Book Depreciation- excl. Salvage
2014 | 0 | 0 | 0 | 0 | 0 | 0 | 0 | 0 | 0 | 0 | 0 | 0 | 0 | 0 | 0 | 0 | 0 | 0 | 0 | 0 | 0 | 0 | 0 | 0 | 0 |  |  | 0 | 0 | 0 | 0 | 0 | 0 | 0 | 0 | 0 | 0 | 0 | 0 | 0 | 0 | 0 | 0 | 0 | 0 | 0 | 0 | 0 | 0 | 0 | 0 | 0 | [11 empty] | 0
2015 |  | 0 | 0 | 0 | 0 | 0 | 0 | 0 | 0 | 0 | 0 | 0 | 0 | 0 | 0 | 0 | 0 | 0 | 0 | 0 | 0 | 0 | 0 | 0 | 0 | 0 |  | 0 | 0 | 0 | 0 | 0 | 0 | 0 | 0 | 0 | 0 | 0 | 0 | 0 | 0 | 0 | 0 | 0 | 0 | 0 | 0 | 0 | 0 | 0 | 0 | 0 | [11 empty] | 0 | check - total PIS
2016 |  |  | 0 | 0 | 0 | 0 | 0 | 0 | 0 | 0 | 0 | 0 | 0 | 0 | 0 | 0 | 0 | 0 | 0 | 0 | 0 | 0 | 0 | 0 | 0 | 0 | 0 | 0 | 0 | 0 | 0 | 0 | 0 | 0 | 0 | 0 | 0 | 0 | 0 | 0 | 0 | 0 | 0 | 0 | 0 | 0 | 0 | 0 | 0 | 0 | 0 | 0 | [11 empty] | 0 | 0
2017 |  |  |  | 0 | 0 | 0 | 0 | 0 | 0 | 0 | 0 | 0 | 0 | 0 | 0 | 0 | 0 | 0 | 0 | 0 | 0 | 0 | 0 | 0 | 0 | 0 | 0 | 0 | 0 | 0 | 0 | 0 | 0 | 0 | 0 | 0 | 0 | 0 | 0 | 0 | 0 | 0 | 0 | 0 | 0 | 0 | 0 | 0 | 0 | 0 | 0 | 0 | 0 | [10 empty] | 0 | 0
2018 |  |  |  |  | 0 | 0 | 0 | 0 | 0 | 0 | 0 | 0 | 0 | 0 | 0 | 0 | 0 | 0 | 0 | 0 | 0 | 0 | 0 | 0 | 0 | 0 | 0 | 0 | 0 | 0 | 0 | 0 | 0 | 0 | 0 | 0 | 0 | 0 | 0 | 0 | 0 | 0 | 0 | 0 | 0 | 0 | 0 | 0 | 0 | 0 | 0 | 0 | 0 | 0 | [9 empty] | 0
2019 | [5 empty] | 0 | 0 | 0 | 0 | 0 | 0 | 0 | 0 | 0 | 0 | 0 | 0 | 0 | 0 | 0 | 0 | 0 | 0 | 0 | 0 | 0 | 0 | 0 | 0 | 0 | 0 | 0 | 0 | 0 | 0 | 0 | 0 | 0 | 0 | 0 | 0 | 0 | 0 | 0 | 0 | 0 | 0 | 0 | 0 | 0 | 0 | 0 | 0 | 0 | 0 | [8 empty] | 0 | 0
2020 | [6 empty] | 0 | 0 | 0 | 0 | 0 | 0 | 0 | 0 | 0 | 0 | 0 | 0 | 0 | 0 | 0 | 0 | 0 | 0 | 0 | 0 | 0 | 0 | 0 | 0 | 0 | 0 | 0 | 0 | 0 | 0 | 0 | 0 | 0 | 0 | 0 | 0 | 0 | 0 | 0 | 0 | 0 | 0 | 0 | 0 | 0 | 0 | 0 | 0 | 0 | 0 | [7 empty] | 0
2021 | [7 empty] | 0 | 0 | 0 | 0 | 0 | 0 | 0 | 0 | 0 | 0 | 0 | 0 | 0 | 0 | 0 | 0 | 0 | 0 | 0 | 0 | 0 | 0 | 0 | 0 | 0 | 0 | 0 | 0 | 0 | 0 | 0 | 0 | 0 | 0 | 0 | 0 | 0 | 0 | 0 | 0 | 0 | 0 | 0 | 0 | 0 | 0 | 0 | 0 | 0 | 0 | [6 empty] | 0
2022 | [8 empty] | 0 | 0 | 0 | 0 | 0 | 0 | 0 | 0 | 0 | 0 | 0 | 0 | 0 | 0 | 0 | 0 | 0 | 0 | 0 | 0 | 0 | 0 | 0 | 0 | 0 | 0 | 0 | 0 | 0 | 0 | 0 | 0 | 0 | 0 | 0 | 0 | 0 | 0 | 0 | 0 | 0 | 0 | 0 | 0 | 0 | 0 | 0 | 0 | 0 | 0 | [5 empty] | 0
2023 | [9 empty] | 0 | 0 | 0 | 0 | 0 | 0 | 0 | 0 | 0 | 0 | 0 | 0 | 0 | 0 | 0 | 0 | 0 | 0 | 0 | 0 | 0 | 0 | 0 | 0 | 0 | 0 | 0 | 0 | 0 | 0 | 0 | 0 | 0 | 0 | 0 | 0 | 0 | 0 | 0 | 0 | 0 | 0 | 0 | 0 | 0 | 0 | 0 | 0 | 0 | 0 |  |  |  |  | 0
2024 | [10 empty] | 0 | 0 | 0 | 0 | 0 | 0 | 0 | 0 | 0 | 0 | 0 | 0 | 0 | 0 | 0 | 0 | 0 | 0 | 0 | 0 | 0 | 0 | 0 | 0 | 0 | 0 | 0 | 0 | 0 | 0 | 0 | 0 | 0 | 0 | 0 | 0 | 0 | 0 | 0 | 0 | 0 | 0 | 0 | 0 | 0 | 0 | 0 | 0 | 0 | 0 |  |  |  | 0 | 0
2025 | [11 empty] | 0 | 0 | 0 | 0 | 0 | 0 | 0 | 0 | 0 | 0 | 0 | 0 | 0 | 0 | 0 | 0 | 0 | 0 | 0 | 0 | 0 | 0 | 0 | 0 | 0 | 0 | 0 | 0 | 0 | 0 | 0 | 0 | 0 | 0 | 0 | 0 | 0 | 0 | 0 | 0 | 0 | 0 | 0 | 0 | 0 | 0 | 0 | 0 | 0 | 0 |  |  | 0
2026 | [12 empty] | 0 | 0 | 0 | 0 | 0 | 0 | 0 | 0 | 0 | 0 | 0 | 0 | 0 | 0 | 0 | 0 | 0 | 0 | 0 | 0 | 0 | 0 | 0 | 0 | 0 | 0 | 0 | 0 | 0 | 0 | 0 | 0 | 0 | 0 | 0 | 0 | 0 | 0 | 0 | 0 | 0 | 0 | 0 | 0 | 0 | 0 | 0 | 0 | 0 | 0 |  | 0 | 0
| 0 | 0 | 0 | 0 | 0 | 0 | 0 | 0 | 0 | 0 | 0 | 0 | 0 | 0 | 0 | 0 | 0 | 0 | 0 | 0 | 0 | 0 | 0 | 0 | 0 | 0 | 0 | 0 | 0 | 0 | 0 | 0 | 0 | 0 | 0 | 0 | 0 | 0 | 0 | 0 | 0 | 0 | 0 | 0 | 0 | 0 | 0 | 0 | 0 | 0 | 0 | 0 | 0 | 0 | 0 | 0 | 0 | 0 | 0 | 0 | 0 | 0 | 0 | 0
Note on A50: Lee, Betty: rate base does not include CWIP b/c the CapEx dollars include an AFUDC component in it already

## 4g-2026
Project No. | 4g
Project Desc. | Upgrade 2 Sections plus risers on Feeder 38Q04 (NEW to the 2015 LRP)
Book Life | 50
Tax Life | 20N
Salvage Rate | 2.5%
| 2014 | 2015 | 2016 | 2017 | 2018 | 2019 | 2020 | 2021 | 2022 | 2023 | 2024 | 2025 | 2026 | 2027 | 2028 | 2029 | 2030 | 2031 | 2032 | 2033 | 2034 | 2035 | 2036 | 2037 | 2038 | 2039 | 2040 | 2041 | 2042 | 2043 | 2044 | 2045 | 2046 | 2047 | 2048 | 2049 | 2050 | 2051 | 2052 | 2053 | 2054 | 2055 | 2056 | 2057 | 2058 | 2059 | 2060 | 2061 | 2062 | 2063 | 2064 | 2065 | 2066 | 2067 | 2068 | 2069 | 2070 | 2071 | 2072 | 2073 | 2074 | 2075 | 2076
Closing to Plant (Y/N) | N | N | N | N | N | N | N | N | N | N | N | N | N | N | N | N | N | N | N | N | N | N | N | N | N | N | N | N | N | N | N | N | N | N | N | N | N | N | N | N | N | N | N | N | N | N | N | N | N | N | N | N | N | N | N | N | N | N | N | N | N | N | N | Total
CWIP
Beginning of Period | 0 | 0 | 0 | 0 | 0 | 0 | 0 | 0 | 0 | 0 | 0 | 0 | 0 | 0 | 0 | 0 | 0 | 0 | 0 | 0 | 0 | 0 | 0 | 0 | 0 | 0 | 0 | 0 | 0 | 0 | 0 | 0 | 0 | 0 | 0 | 0 | 0 | 0 | 0 | 0 | 0 | 0 | 0 | 0 | 0 | 0 | 0 | 0 | 0 | 0 | 0 | 0 | 0 | 0 | 0 | 0 | 0 | 0 | 0 | 0 | 0 | 0 | 0
Activity
Capex | 0 | 0 | 0 | 0 | 0 | 0 | 0 | 0 | 0 | 0 | 0 | 0 | 0 | 0 | [49 empty] | 0
Closings to Plant |  |  |  |  | 0 | [58 empty] | 0
End of Period | 0 | 0 | 0 | 0 | 0 | 0 | 0 | 0 | 0 | 0 | 0 | 0 | 0 | 0 | 0 | 0 | 0 | 0 | 0 | 0 | 0 | 0 | 0 | 0 | 0 | 0 | 0 | 0 | 0 | 0 | 0 | 0 | 0 | 0 | 0 | 0 | 0 | 0 | 0 | 0 | 0 | 0 | 0 | 0 | 0 | 0 | 0 | 0 | 0 | 0 | 0 | 0 | 0 | 0 | 0 | 0 | 0 | 0 | 0 | 0 | 0 | 0 | 0
Average | 0 | 0 | 0 | 0 | 0 | 0 | 0 | 0 | 0 | 0 | 0 | 0 | 0 | 0 | 0 | 0 | 0 | 0 | 0 | 0 | 0 | 0 | 0 | 0 | 0 | 0 | 0 | 0 | 0 | 0 | 0 | 0 | 0 | 0 | 0 | 0 | 0 | 0 | 0 | 0 | 0 | 0 | 0 | 0 | 0 | 0 | 0 | 0 | 0 | 0 | 0 | 0 | 0 | 0 | 0 | 0 | 0 | 0 | 0 | 0 | 0 | 0 | 0
Plant in Service
Beginning of Period | 0 | 0 | 0 | 0 | 0 | 0 | 0 | 0 | 0 | 0 | 0 | 0 | 0 | 0 | 0 | 0 | 0 | 0 | 0 | 0 | 0 | 0 | 0 | 0 | 0 | 0 | 0 | 0 | 0 | 0 | 0 | 0 | 0 | 0 | 0 | 0 | 0 | 0 | 0 | 0 | 0 | 0 | 0 | 0 | 0 | 0 | 0 | 0 | 0 | 0 | 0 | 0 | 0 | 0 | 0 | 0 | 0 | 0 | 0 | 0 | 0 | 0 | 0
Activity | 0 | 0 | 0 | 0 | 0 | 0 | 0 | 0 | 0 | 0 | 0 | 0 | 0 | 0 | 0 | 0 | 0 | 0 | 0 | 0 | 0 | 0 | 0 | 0 | 0 | 0 | 0 | 0 | 0 | 0 | 0 | 0 | 0 | 0 | 0 | 0 | 0 | 0 | 0 | 0 | 0 | 0 | 0 | 0 | 0 | 0 | 0 | 0 | 0 | 0 | 0 | 0 | 0 | 0 | 0 | 0 | 0 | 0 | 0 | 0 | 0 | 0 | 0 | 0
End of Period | 0 | 0 | 0 | 0 | 0 | 0 | 0 | 0 | 0 | 0 | 0 | 0 | 0 | 0 | 0 | 0 | 0 | 0 | 0 | 0 | 0 | 0 | 0 | 0 | 0 | 0 | 0 | 0 | 0 | 0 | 0 | 0 | 0 | 0 | 0 | 0 | 0 | 0 | 0 | 0 | 0 | 0 | 0 | 0 | 0 | 0 | 0 | 0 | 0 | 0 | 0 | 0 | 0 | 0 | 0 | 0 | 0 | 0 | 0 | 0 | 0 | 0 | 0
Average | 0 | 0 | 0 | 0 | 0 | 0 | 0 | 0 | 0 | 0 | 0 | 0 | 0 | 0 | 0 | 0 | 0 | 0 | 0 | 0 | 0 | 0 | 0 | 0 | 0 | 0 | 0 | 0 | 0 | 0 | 0 | 0 | 0 | 0 | 0 | 0 | 0 | 0 | 0 | 0 | 0 | 0 | 0 | 0 | 0 | 0 | 0 | 0 | 0 | 0 | 0 | 0 | 0 | 0 | 0 | 0 | 0 | 0 | 0 | 0 | 0 | 0 | 0
Tax Depreciation
Beginning of Period | 0 | 0 | 0 | 0 | 0 | 0 | 0 | 0 | 0 | 0 | 0 | 0 | 0 | 0 | 0 | 0 | 0 | 0 | 0 | 0 | 0 | 0 | 0 | 0 | 0 | 0 | 0 | 0 | 0 | 0 | 0 | 0 | 0 | 0 | 0 | 0 | 0 | 0 | 0 | 0 | 0 | 0 | 0 | 0 | 0 | 0 | 0 | 0 | 0 | 0 | 0 | 0 | 0 | 0 | 0 | 0 | 0 | 0 | 0 | 0 | 0 | 0 | 0
Federal | 0 | 0 | 0 | 0 | 0 | 0 | 0 | 0 | 0 | 0 | 0 | 0 | 0 | 0 | 0 | 0 | 0 | 0 | 0 | 0 | 0 | 0 | 0 | 0 | 0 | 0 | 0 | 0 | 0 | 0 | 0 | 0 | 0 | 0 | 0 | 0 | 0 | 0 | 0 | 0 | 0 | 0 | 0 | 0 | 0 | 0 | 0 | 0 | 0 | 0 | 0 | 0 | 0 | 0 | 0 | 0 | 0 | 0 | 0 | 0 | 0 | 0 | 0 | 0
State | 0 | 0 | 0 | 0 | 0 | 0 | 0 | 0 | 0 | 0 | 0 | 0 | 0 | 0 | 0 | 0 | 0 | 0 | 0 | 0 | 0 | 0 | 0 | 0 | 0 | 0 | 0 | 0 | 0 | 0 | 0 | 0 | 0 | 0 | 0 | 0 | 0 | 0 | 0 | 0 | 0 | 0 | 0 | 0 | 0 | 0 | 0 | 0 | 0 | 0 | 0 | 0 | 0 | 0 | 0 | 0 | 0 | 0 | 0 | 0 | 0 | 0 | 0 | 0
End of Period | 0 | 0 | 0 | 0 | 0 | 0 | 0 | 0 | 0 | 0 | 0 | 0 | 0 | 0 | 0 | 0 | 0 | 0 | 0 | 0 | 0 | 0 | 0 | 0 | 0 | 0 | 0 | 0 | 0 | 0 | 0 | 0 | 0 | 0 | 0 | 0 | 0 | 0 | 0 | 0 | 0 | 0 | 0 | 0 | 0 | 0 | 0 | 0 | 0 | 0 | 0 | 0 | 0 | 0 | 0 | 0 | 0 | 0 | 0 | 0 | 0 | 0 | 0
Average | 0 | 0 | 0 | 0 | 0 | 0 | 0 | 0 | 0 | 0 | 0 | 0 | 0 | 0 | 0 | 0 | 0 | 0 | 0 | 0 | 0 | 0 | 0 | 0 | 0 | 0 | 0 | 0 | 0 | 0 | 0 | 0 | 0 | 0 | 0 | 0 | 0 | 0 | 0 | 0 | 0 | 0 | 0 | 0 | 0 | 0 | 0 | 0 | 0 | 0 | 0 | 0 | 0 | 0 | 0 | 0 | 0 | 0 | 0 | 0 | 0 | 0 | 0
Book Depreciation with COR
Beginning of Period | 0 | 0 | 0 | 0 | 0 | 0 | 0 | 0 | 0 | 0 | 0 | 0 | 0 | 0 | 0 | 0 | 0 | 0 | 0 | 0 | 0 | 0 | 0 | 0 | 0 | 0 | 0 | 0 | 0 | 0 | 0 | 0 | 0 | 0 | 0 | 0 | 0 | 0 | 0 | 0 | 0 | 0 | 0 | 0 | 0 | 0 | 0 | 0 | 0 | 0 | 0 | 0 | 0 | 0 | 0 | 0 | 0 | 0 | 0 | 0 | 0 | 0 | 0
Activity | 0 | 0 | 0 | 0 | 0 | 0 | 0 | 0 | 0 | 0 | 0 | 0 | 0 | 0 | 0 | 0 | 0 | 0 | 0 | 0 | 0 | 0 | 0 | 0 | 0 | 0 | 0 | 0 | 0 | 0 | 0 | 0 | 0 | 0 | 0 | 0 | 0 | 0 | 0 | 0 | 0 | 0 | 0 | 0 | 0 | 0 | 0 | 0 | 0 | 0 | 0 | 0 | 0 | 0 | 0 | 0 | 0 | 0 | 0 | 0 | 0 | 0 | 0 | 0
Book Depreciation Related to Retired PIS | [49 empty] | 0 | 0 | 0 | 0 | 0 | 0 | 0 | 0 | 0 | 0 | 0 | 0 | 0 |  | 0
End of Period | 0 | 0 | 0 | 0 | 0 | 0 | 0 | 0 | 0 | 0 | 0 | 0 | 0 | 0 | 0 | 0 | 0 | 0 | 0 | 0 | 0 | 0 | 0 | 0 | 0 | 0 | 0 | 0 | 0 | 0 | 0 | 0 | 0 | 0 | 0 | 0 | 0 | 0 | 0 | 0 | 0 | 0 | 0 | 0 | 0 | 0 | 0 | 0 | 0 | 0 | 0 | 0 | 0 | 0 | 0 | 0 | 0 | 0 | 0 | 0 | 0 | 0 | 0
Average | 0 | 0 | 0 | 0 | 0 | 0 | 0 | 0 | 0 | 0 | 0 | 0 | 0 | 0 | 0 | 0 | 0 | 0 | 0 | 0 | 0 | 0 | 0 | 0 | 0 | 0 | 0 | 0 | 0 | 0 | 0 | 0 | 0 | 0 | 0 | 0 | 0 | 0 | 0 | 0 | 0 | 0 | 0 | 0 | 0 | 0 | 0 | 0 | 0 | 0 | 0 | 0 | 0 | 0 | 0 | 0 | 0 | 0 | 0 | 0 | 0 | 0 | 0
Federal Deferred Tax Balance, Net of Tax
Beginning of Period | 0 | 0 | 0 | 0 | 0 | 0 | 0 | 0 | 0 | 0 | 0 | 0 | 0 | 0 | 0 | 0 | 0 | 0 | 0 | 0 | 0 | 0 | 0 | 0 | 0 | 0 | 0 | 0 | 0 | 0 | 0 | 0 | 0 | 0 | 0 | 0 | 0 | 0 | 0 | 0 | 0 | 0 | 0 | 0 | 0 | 0 | 0 | 0 | 0 | 0 | 0 | 0 | 0 | 0 | 0 | 0 | 0 | 0 | 0 | 0 | 0 | 0 | 0
Activity | 0 | 0 | 0 | 0 | 0 | 0 | 0 | 0 | 0 | 0 | 0 | 0 | 0 | 0 | 0 | 0 | 0 | 0 | 0 | 0 | 0 | 0 | 0 | 0 | 0 | 0 | 0 | 0 | 0 | 0 | 0 | 0 | 0 | 0 | 0 | 0 | 0 | 0 | 0 | 0 | 0 | 0 | 0 | 0 | 0 | 0 | 0 | 0 | 0 | 0 | 0 | 0 | 0 | 0 | 0 | 0 | 0 | 0 | 0 | 0 | 0 | 0 | 0 | 0
End of Period | 0 | 0 | 0 | 0 | 0 | 0 | 0 | 0 | 0 | 0 | 0 | 0 | 0 | 0 | 0 | 0 | 0 | 0 | 0 | 0 | 0 | 0 | 0 | 0 | 0 | 0 | 0 | 0 | 0 | 0 | 0 | 0 | 0 | 0 | 0 | 0 | 0 | 0 | 0 | 0 | 0 | 0 | 0 | 0 | 0 | 0 | 0 | 0 | 0 | 0 | 0 | 0 | 0 | 0 | 0 | 0 | 0 | 0 | 0 | 0 | 0 | 0 | 0
Average | 0 | 0 | 0 | 0 | 0 | 0 | 0 | 0 | 0 | 0 | 0 | 0 | 0 | 0 | 0 | 0 | 0 | 0 | 0 | 0 | 0 | 0 | 0 | 0 | 0 | 0 | 0 | 0 | 0 | 0 | 0 | 0 | 0 | 0 | 0 | 0 | 0 | 0 | 0 | 0 | 0 | 0 | 0 | 0 | 0 | 0 | 0 | 0 | 0 | 0 | 0 | 0 | 0 | 0 | 0 | 0 | 0 | 0 | 0 | 0 | 0 | 0 | 0
State Deferred Tax Balance
Beginning of Period | 0 | 0 | 0 | 0 | 0 | 0 | 0 | 0 | 0 | 0 | 0 | 0 | 0 | 0 | 0 | 0 | 0 | 0 | 0 | 0 | 0 | 0 | 0 | 0 | 0 | 0 | 0 | 0 | 0 | 0 | 0 | 0 | 0 | 0 | 0 | 0 | 0 | 0 | 0 | 0 | 0 | 0 | 0 | 0 | 0 | 0 | 0 | 0 | 0 | 0 | 0 | 0 | 0 | 0 | 0 | 0 | 0 | 0 | 0 | 0 | 0 | 0 | 0
Activity | 0 | 0 | 0 | 0 | 0 | 0 | 0 | 0 | 0 | 0 | 0 | 0 | 0 | 0 | 0 | 0 | 0 | 0 | 0 | 0 | 0 | 0 | 0 | 0 | 0 | 0 | 0 | 0 | 0 | 0 | 0 | 0 | 0 | 0 | 0 | 0 | 0 | 0 | 0 | 0 | 0 | 0 | 0 | 0 | 0 | 0 | 0 | 0 | 0 | 0 | 0 | 0 | 0 | 0 | 0 | 0 | 0 | 0 | 0 | 0 | 0 | 0 | 0 | 0
End of Period | 0 | 0 | 0 | 0 | 0 | 0 | 0 | 0 | 0 | 0 | 0 | 0 | 0 | 0 | 0 | 0 | 0 | 0 | 0 | 0 | 0 | 0 | 0 | 0 | 0 | 0 | 0 | 0 | 0 | 0 | 0 | 0 | 0 | 0 | 0 | 0 | 0 | 0 | 0 | 0 | 0 | 0 | 0 | 0 | 0 | 0 | 0 | 0 | 0 | 0 | 0 | 0 | 0 | 0 | 0 | 0 | 0 | 0 | 0 | 0 | 0 | 0 | 0
Average | 0 | 0 | 0 | 0 | 0 | 0 | 0 | 0 | 0 | 0 | 0 | 0 | 0 | 0 | 0 | 0 | 0 | 0 | 0 | 0 | 0 | 0 | 0 | 0 | 0 | 0 | 0 | 0 | 0 | 0 | 0 | 0 | 0 | 0 | 0 | 0 | 0 | 0 | 0 | 0 | 0 | 0 | 0 | 0 | 0 | 0 | 0 | 0 | 0 | 0 | 0 | 0 | 0 | 0 | 0 | 0 | 0 | 0 | 0 | 0 | 0 | 0 | 0
Net Rate Base - Average | 0 | 0 | 0 | 0 | 0 | 0 | 0 | 0 | 0 | 0 | 0 | 0 | 0 | 0 | 0 | 0 | 0 | 0 | 0 | 0 | 0 | 0 | 0 | 0 | 0 | 0 | 0 | 0 | 0 | 0 | 0 | 0 | 0 | 0 | 0 | 0 | 0 | 0 | 0 | 0 | 0 | 0 | 0 | 0 | 0 | 0 | 0 | 0 | 0 | 0 | 0 | 0 | 0 | 0 | 0 | 0 | 0 | 0 | 0 | 0 | 0 | 0 | 0
EXPENSES
Income Tax - Removal Cost | 0 | 0 | 0 | 0 | 0 | 0 | 0 | 0 | 0 | 0 | 0 | 0 | 0 | 0 | 0 | 0 | 0 | 0 | 0 | 0 | 0 | 0 | 0 | 0 | 0 | 0 | 0 | 0 | 0 | 0 | 0 | 0 | 0 | 0 | 0 | 0 | 0 | 0 | 0 | 0 | 0 | 0 | 0 | 0 | 0 | 0 | 0 | 0 | 0 | 0 | 0 | 0 | 0 | 0 | 0 | 0 | 0 | 0 | 0 | 0 | 0 | 0 | 0 | 0
Book Depreciation | 0 | 0 | 0 | 0 | 0 | 0 | 0 | 0 | 0 | 0 | 0 | 0 | 0 | 0 | 0 | 0 | 0 | 0 | 0 | 0 | 0 | 0 | 0 | 0 | 0 | 0 | 0 | 0 | 0 | 0 | 0 | 0 | 0 | 0 | 0 | 0 | 0 | 0 | 0 | 0 | 0 | 0 | 0 | 0 | 0 | 0 | 0 | 0 | 0 | 0 | 0 | 0 | 0 | 0 | 0 | 0 | 0 | 0 | 0 | 0 | 0 | 0 | 0 | 0
Property Taxes | 0 | 0 | 0 | 0 | 0 | 0 | 0 | 0 | 0 | 0 | 0 | 0 | 0 | 0 | 0 | 0 | 0 | 0 | 0 | 0 | 0 | 0 | 0 | 0 | 0 | 0 | 0 | 0 | 0 | 0 | 0 | 0 | 0 | 0 | 0 | 0 | 0 | 0 | 0 | 0 | 0 | 0 | 0 | 0 | 0 | 0 | 0 | 0 | 0 | 0 | 0 | 0 | 0 | 0 | 0 | 0 | 0 | 0 | 0 | 0 | 0 | 0 | 0 | 0
Total Expenses | 0 | 0 | 0 | 0 | 0 | 0 | 0 | 0 | 0 | 0 | 0 | 0 | 0 | 0 | 0 | 0 | 0 | 0 | 0 | 0 | 0 | 0 | 0 | 0 | 0 | 0 | 0 | 0 | 0 | 0 | 0 | 0 | 0 | 0 | 0 | 0 | 0 | 0 | 0 | 0 | 0 | 0 | 0 | 0 | 0 | 0 | 0 | 0 | 0 | 0 | 0 | 0 | 0 | 0 | 0 | 0 | 0 | 0 | 0 | 0 | 0 | 0 | 0 | 0
REVENUE REQUIREMENT
Net Rate Base | 0 | 0 | 0 | 0 | 0 | 0 | 0 | 0 | 0 | 0 | 0 | 0 | 0 | 0 | 0 | 0 | 0 | 0 | 0 | 0 | 0 | 0 | 0 | 0 | 0 | 0 | 0 | 0 | 0 | 0 | 0 | 0 | 0 | 0 | 0 | 0 | 0 | 0 | 0 | 0 | 0 | 0 | 0 | 0 | 0 | 0 | 0 | 0 | 0 | 0 | 0 | 0 | 0 | 0 | 0 | 0 | 0 | 0 | 0 | 0 | 0 | 0 | 0 | 0
ROR | 9.98% | 9.98% | 9.7% | 9.7% | 9.7% | 9.7% | 9.7% | 9.7% | 9.7% | 9.7% | 9.7% | 9.7% | 9.7% | 9.7% | 9.7% | 9.7% | 9.7% | 9.7% | 9.7% | 9.7% | 9.7% | 9.7% | 9.7% | 9.7% | 9.7% | 9.7% | 9.7% | 9.7% | 9.7% | 9.7% | 9.7% | 9.7% | 9.7% | 9.7% | 9.7% | 9.7% | 9.7% | 9.7% | 9.7% | 9.7% | 9.7% | 9.7% | 9.7% | 9.7% | 9.7% | 9.7% | 9.7% | 9.7% | 9.7% | 9.7% | 9.7% | 9.7% | 9.7% | 9.7% | 9.7% | 9.7% | 9.7% | 9.7% | 9.7% | 9.7% | 9.7% | 9.7% | 9.7%
Earnings Base | 0 | 0 | 0 | 0 | 0 | 0 | 0 | 0 | 0 | 0 | 0 | 0 | 0 | 0 | 0 | 0 | 0 | 0 | 0 | 0 | 0 | 0 | 0 | 0 | 0 | 0 | 0 | 0 | 0 | 0 | 0 | 0 | 0 | 0 | 0 | 0 | 0 | 0 | 0 | 0 | 0 | 0 | 0 | 0 | 0 | 0 | 0 | 0 | 0 | 0 | 0 | 0 | 0 | 0 | 0 | 0 | 0 | 0 | 0 | 0 | 0 | 0 | 0
Earnings - Expense | 0 | 0 | 0 | 0 | 0 | 0 | 0 | 0 | 0 | 0 | 0 | 0 | 0 | 0 | 0 | 0 | 0 | 0 | 0 | 0 | 0 | 0 | 0 | 0 | 0 | 0 | 0 | 0 | 0 | 0 | 0 | 0 | 0 | 0 | 0 | 0 | 0 | 0 | 0 | 0 | 0 | 0 | 0 | 0 | 0 | 0 | 0 | 0 | 0 | 0 | 0 | 0 | 0 | 0 | 0 | 0 | 0 | 0 | 0 | 0 | 0 | 0 | 0 | 0
Total Earnings Effect | 0 | 0 | 0 | 0 | 0 | 0 | 0 | 0 | 0 | 0 | 0 | 0 | 0 | 0 | 0 | 0 | 0 | 0 | 0 | 0 | 0 | 0 | 0 | 0 | 0 | 0 | 0 | 0 | 0 | 0 | 0 | 0 | 0 | 0 | 0 | 0 | 0 | 0 | 0 | 0 | 0 | 0 | 0 | 0 | 0 | 0 | 0 | 0 | 0 | 0 | 0 | 0 | 0 | 0 | 0 | 0 | 0 | 0 | 0 | 0 | 0 | 0 | 0
Gross-Up Factor | 1.0354 | 1.0354 | 1.0354 | 1.0354 | 1.0354 | 1.0354 | 1.0354 | 1.0354 | 1.0354 | 1.0354 | 1.0354 | 1.0354 | 1.0354 | 1.0354 | 1.0354 | 1.0354 | 1.0354 | 1.0354 | 1.0354 | 1.0354 | 1.0354 | 1.0354 | 1.0354 | 1.0354 | 1.0354 | 1.0354 | 1.0354 | 1.0354 | 1.0354 | 1.0354 | 1.0354 | 1.0354 | 1.0354 | 1.0354 | 1.0354 | 1.0354 | 1.0354 | 1.0354 | 1.0354 | 1.0354 | 1.0354 | 1.0354 | 1.0354 | 1.0354 | 1.0354 | 1.0354 | 1.0354 | 1.0354 | 1.0354 | 1.0354 | 1.0354 | 1.0354 | 1.0354 | 1.0354 | 1.0354 | 1.0354 | 1.0354 | 1.0354 | 1.0354 | 1.0354 | 1.0354 | 1.0354 | 1.0354
Revenue requirement | 0 | 0 | 0 | 0 | 0 | 0 | 0 | 0 | 0 | 0 | 0 | 0 | 0 | 0 | 0 | 0 | 0 | 0 | 0 | 0 | 0 | 0 | 0 | 0 | 0 | 0 | 0 | 0 | 0 | 0 | 0 | 0 | 0 | 0 | 0 | 0 | 0 | 0 | 0 | 0 | 0 | 0 | 0 | 0 | 0 | 0 | 0 | 0 | 0 | 0 | 0 | 0 | 0 | 0 | 0 | 0 | 0 | 0 | 0 | 0 | 0 | 0 | 0 | 0
Depreciation Calculations
Tax Depreciation - Federal
Cost of new equipment in service basis | 0 | 0 | 0 | 0 | 0 | 0 | 0 | 0 | 0 | 0 | 0 | 0 | 0 | 0 | 0 | 0 | 0 | 0 | 0 | 0 | 0 | 0 | 0 | 0 | 0 | 0 | 0 | 0 | 0 | 0 | 0 | 0 | 0 | 0 | 0 | 0 | 0 | 0 | 0 | 0 | 0 | 0 | 0 | 0 | 0 | 0 | 0 | 0 | 0 | 0 | 0 | 0 | 0 | 0 | 0 | 0 | 0 | 0 | 0 | 0 | 0
Bonus Depreciation (N/A) | 0 | 0 | 0 | 0 | 0 | 0 | 0 | 0 | 0 | 0 | 0 | 0 | 0 | 0 | 0 | 0 | 0 | 0 | 0 | 0 | 0 | 0 | 0 | 0 | 0 | 0 | 0 | 0 | 0 | 0 | 0 | 0 | 0 | 0 | 0 | 0 | 0 | 0 | 0 | 0 | 0 | 0 | 0 | 0 | 0 | 0 | 0 | 0 | 0 | 0 | 0 | 0 | 0 | 0 | 0 | 0 | 0 | 0 | 0 | 0 | 0
Regular Depreciation basis (Cumulative) | 0 | 0 | 0 | 0 | 0 | 0 | 0 | 0 | 0 | 0 | 0 | 0 | 0 | 0 | 0 | 0 | 0 | 0 | 0 | 0 | 0 | 0 | 0 | 0 | 0 | 0 | 0 | 0 | 0 | 0 | 0 | 0 | 0 | 0 | 0 | 0 | 0 | 0 | 0 | 0 | 0 | 0 | 0 | 0 | 0 | 0 | 0 | 0 | 0 | 0 | 0 | 0 | 0 | 0 | 0 | 0 | 0 | 0 | 0 | 0 | 0 | 0 | 0
RegularDepreciation |  |  |  |  | 0 | 0 | 0 | 0 | 0 | 0 | 0 | 0 | 0 | 0 | 0 | 0 | 0 | 0 | 0 | 0 | 0 | 0 | 0 | 0 | 0 |  | 0 | 0 | 0 |  | 0 | 0 | 0 | 0 | 0 | 0 | 0 | 0 | 0 | 0 | [23 empty] | 0
Total Depreciation for year | 0 | 0 | 0 | 0 | 0 | 0 | 0 | 0 | 0 | 0 | 0 | 0 | 0 | 0 | 0 | 0 | 0 | 0 | 0 | 0 | 0 | 0 | 0 | 0 | 0 | 0 | 0 | 0 | 0 | 0 | 0 | 0 | 0 | 0 | 0 | 0 | 0 | 0 | 0 | 0 | 0 | 0 | 0 | 0 | 0 | 0 | 0 | 0 | 0 | 0 | 0 | 0 | 0 | 0 | 0 | 0 | 0 | 0 | 0 | 0 | 0
Tax Depreciation - State
Cost of new equipment in service basis | 0 | 0 | 0 | 0 | 0 | 0 | 0 | 0 | 0 | 0 | 0 | 0 | 0 | 0 | 0 | 0 | 0 | 0 | 0 | 0 | 0 | 0 | 0 | 0 | 0 | 0 | 0 | 0 | 0 | 0 | 0 | 0 | 0 | 0 | 0 | 0 | 0 | 0 | 0 | 0 | 0 | 0 | 0 | 0 | 0 | 0 | 0 | 0 | 0 | 0 | 0 | 0 | 0 | 0 | 0 | 0 | 0 | 0 | 0 | 0 | 0 | 0 | 0
Bonus Depreciation (N/A) | 0 | 0 | 0 | 0 | 0 | 0 | 0 | 0 | 0 | 0 | 0 | 0 | 0 | 0 | 0 | 0 | 0 | 0 | 0 | 0 | 0 | 0 | 0 | 0 | 0 | 0 | 0 | 0 | 0 | 0 | 0 | 0 | 0 | 0 | 0 | 0 | 0 | 0 | 0 | 0 | 0 | 0 | 0 | 0 | 0 | 0 | 0 | 0 | 0 | 0 | 0 | 0 | 0 | 0 | 0 | 0 | 0 | 0 | 0 | 0 | 0 | 0 | 0
Regular Depreciation basis (Cumulative) | 0 | 0 | 0 | 0 | 0 | 0 | 0 | 0 | 0 | 0 | 0 | 0 | 0 | 0 | 0 | 0 | 0 | 0 | 0 | 0 | 0 | 0 | 0 | 0 | 0 | 0 | 0 | 0 | 0 | 0 | 0 | 0 | 0 | 0 | 0 | 0 | 0 | 0 | 0 | 0 | 0 | 0 | 0 | 0 | 0 | 0 | 0 | 0 | 0 | 0 | 0 | 0 | 0 | 0 | 0 | 0 | 0 | 0 | 0 | 0 | 0 | 0 | 0
RegularDepreciation | 0 | 0 | 0 | 0 | 0 | 0 | 0 | 0 | 0 | 0 | 0 | 0 | 0 | 0 | 0 | 0 | 0 | 0 | 0 | 0 | 0 | 0 | 0 | 0 | 0 | 0 | 0 | 0 | 0 | 0 | 0 | 0 | 0 | 0 | 0 | 0 | 0 | 0 | 0 | 0 | 0 | 0 | 0 | 0 | 0 | 0 | 0 | 0 | 0 | 0 | 0 | 0 | 0 | 0 | 0 | 0 | 0 | 0 | 0 | 0 | 0 | 0 | 0 | 0
Total Depreciation for year | 0 | 0 | 0 | 0 | 0 | 0 | 0 | 0 | 0 | 0 | 0 | 0 | 0 | 0 | 0 | 0 | 0 | 0 | 0 | 0 | 0 | 0 | 0 | 0 | 0 | 0 | 0 | 0 | 0 | 0 | 0 | 0 | 0 | 0 | 0 | 0 | 0 | 0 | 0 | 0 | 0 | 0 | 0 | 0 | 0 | 0 | 0 | 0 | 0 | 0 | 0 | 0 | 0 | 0 | 0 | 0 | 0 | 0 | 0 | 0 | 0 | 0 | 0
Book Depreciation with COR
2014 | 0 | 0 | 0 | 0 | 0 | 0 | 0 | 0 | 0 | 0 | 0 | 0 | 0 | 0 | 0 | 0 | 0 | 0 | 0 | 0 | 0 | 0 | 0 | 0 | 0 | 0 | 0 | 0 | 0 | 0 | 0 | 0 | 0 | 0 | 0 | 0 | 0 | 0 | 0 | 0 | 0 | 0 | 0 | 0 | 0 | 0 | 0 | 0 | 0 | 0 | [13 empty] | 0
2015 |  | 0 | 0 | 0 | 0 | 0 | 0 | 0 | 0 | 0 | 0 | 0 | 0 | 0 | 0 | 0 | 0 | 0 | 0 | 0 | 0 | 0 | 0 | 0 | 0 | 0 | 0 | 0 | 0 | 0 | 0 | 0 | 0 | 0 | 0 | 0 | 0 | 0 | 0 | 0 | 0 | 0 | 0 | 0 | 0 | 0 | 0 | 0 | 0 | 0 | 0 | [12 empty] | 0 | check - total PIS
2016 |  |  | 0 | 0 | 0 | 0 | 0 | 0 | 0 | 0 | 0 | 0 | 0 | 0 | 0 | 0 | 0 | 0 | 0 | 0 | 0 | 0 | 0 | 0 | 0 | 0 | 0 | 0 | 0 | 0 | 0 | 0 | 0 | 0 | 0 | 0 | 0 | 0 | 0 | 0 | 0 | 0 | 0 | 0 | 0 | 0 | 0 | 0 | 0 | 0 | 0 | 0 | [11 empty] | 0 | 0
2017 |  |  |  | 0 | 0 | 0 | 0 | 0 | 0 | 0 | 0 | 0 | 0 | 0 | 0 | 0 | 0 | 0 | 0 | 0 | 0 | 0 | 0 | 0 | 0 | 0 | 0 | 0 | 0 | 0 | 0 | 0 | 0 | 0 | 0 | 0 | 0 | 0 | 0 | 0 | 0 | 0 | 0 | 0 | 0 | 0 | 0 | 0 | 0 | 0 | 0 | 0 | 0 | [10 empty] | 0 | 0
2018 |  |  |  |  | 0 | 0 | 0 | 0 | 0 | 0 | 0 | 0 | 0 | 0 | 0 | 0 | 0 | 0 | 0 | 0 | 0 | 0 | 0 | 0 | 0 | 0 | 0 | 0 | 0 | 0 | 0 | 0 | 0 | 0 | 0 | 0 | 0 | 0 | 0 | 0 | 0 | 0 | 0 | 0 | 0 | 0 | 0 | 0 | 0 | 0 | 0 | 0 | 0 | 0 | [9 empty] | 0
2019 | [5 empty] | 0 | 0 | 0 | 0 | 0 | 0 | 0 | 0 | 0 | 0 | 0 | 0 | 0 | 0 | 0 | 0 | 0 | 0 | 0 | 0 | 0 | 0 | 0 | 0 | 0 | 0 | 0 | 0 | 0 | 0 | 0 | 0 | 0 | 0 | 0 | 0 | 0 | 0 | 0 | 0 | 0 | 0 | 0 | 0 | 0 | 0 | 0 | 0 | 0 | 0 | [8 empty] | 0 | 0
2020 | [6 empty] | 0 | 0 | 0 | 0 | 0 | 0 | 0 | 0 | 0 | 0 | 0 | 0 | 0 | 0 | 0 | 0 | 0 | 0 | 0 | 0 | 0 | 0 | 0 | 0 | 0 | 0 | 0 | 0 | 0 | 0 | 0 | 0 | 0 | 0 | 0 | 0 | 0 | 0 | 0 | 0 | 0 | 0 | 0 | 0 | 0 | 0 | 0 | 0 | 0 | 0 | [7 empty] | 0
2021 | [7 empty] | 0 | 0 | 0 | 0 | 0 | 0 | 0 | 0 | 0 | 0 | 0 | 0 | 0 | 0 | 0 | 0 | 0 | 0 | 0 | 0 | 0 | 0 | 0 | 0 | 0 | 0 | 0 | 0 | 0 | 0 | 0 | 0 | 0 | 0 | 0 | 0 | 0 | 0 | 0 | 0 | 0 | 0 | 0 | 0 | 0 | 0 | 0 | 0 | 0 | 0 | [6 empty] | 0
2022 | [8 empty] | 0 | 0 | 0 | 0 | 0 | 0 | 0 | 0 | 0 | 0 | 0 | 0 | 0 | 0 | 0 | 0 | 0 | 0 | 0 | 0 | 0 | 0 | 0 | 0 | 0 | 0 | 0 | 0 | 0 | 0 | 0 | 0 | 0 | 0 | 0 | 0 | 0 | 0 | 0 | 0 | 0 | 0 | 0 | 0 | 0 | 0 | 0 | 0 | 0 | 0 | [5 empty] | 0
2023 | [9 empty] | 0 | 0 | 0 | 0 | 0 | 0 | 0 | 0 | 0 | 0 | 0 | 0 | 0 | 0 | 0 | 0 | 0 | 0 | 0 | 0 | 0 | 0 | 0 | 0 | 0 | 0 | 0 | 0 | 0 | 0 | 0 | 0 | 0 | 0 | 0 | 0 | 0 | 0 | 0 | 0 | 0 | 0 | 0 | 0 | 0 | 0 | 0 | 0 | 0 | 0 |  |  |  |  | 0
2024 | [10 empty] | 0 | 0 | 0 | 0 | 0 | 0 | 0 | 0 | 0 | 0 | 0 | 0 | 0 | 0 | 0 | 0 | 0 | 0 | 0 | 0 | 0 | 0 | 0 | 0 | 0 | 0 | 0 | 0 | 0 | 0 | 0 | 0 | 0 | 0 | 0 | 0 | 0 | 0 | 0 | 0 | 0 | 0 | 0 | 0 | 0 | 0 | 0 | 0 | 0 | 0 |  |  |  | 0 | 0
2025 | [11 empty] | 0 | 0 | 0 | 0 | 0 | 0 | 0 | 0 | 0 | 0 | 0 | 0 | 0 | 0 | 0 | 0 | 0 | 0 | 0 | 0 | 0 | 0 | 0 | 0 | 0 | 0 | 0 | 0 | 0 | 0 | 0 | 0 | 0 | 0 | 0 | 0 | 0 | 0 | 0 | 0 | 0 | 0 | 0 | 0 | 0 | 0 | 0 | 0 | 0 | 0 |  |  | 0
2026 | [12 empty] | 0 | 0 | 0 | 0 | 0 | 0 | 0 | 0 | 0 | 0 | 0 | 0 | 0 | 0 | 0 | 0 | 0 | 0 | 0 | 0 | 0 | 0 | 0 | 0 | 0 | 0 | 0 | 0 | 0 | 0 | 0 | 0 | 0 | 0 | 0 | 0 | 0 | 0 | 0 | 0 | 0 | 0 | 0 | 0 | 0 | 0 | 0 | 0 | 0 | 0 |  | 0
| 0 | 0 | 0 | 0 | 0 | 0 | 0 | 0 | 0 | 0 | 0 | 0 | 0 | 0 | 0 | 0 | 0 | 0 | 0 | 0 | 0 | 0 | 0 | 0 | 0 | 0 | 0 | 0 | 0 | 0 | 0 | 0 | 0 | 0 | 0 | 0 | 0 | 0 | 0 | 0 | 0 | 0 | 0 | 0 | 0 | 0 | 0 | 0 | 0 | 0 | 0 | 0 | 0 | 0 | 0 | 0 | 0 | 0 | 0 | 0 | 0 | 0 | 0 | 0
Book Depreciation- excl. Salvage
2014 | 0 | 0 | 0 | 0 | 0 | 0 | 0 | 0 | 0 | 0 | 0 | 0 | 0 | 0 | 0 | 0 | 0 | 0 | 0 | 0 | 0 | 0 | 0 | 0 | 0 |  |  | 0 | 0 | 0 | 0 | 0 | 0 | 0 | 0 | 0 | 0 | 0 | 0 | 0 | 0 | 0 | 0 | 0 | 0 | 0 | 0 | 0 | 0 | 0 | 0 | 0 | [11 empty] | 0
2015 |  | 0 | 0 | 0 | 0 | 0 | 0 | 0 | 0 | 0 | 0 | 0 | 0 | 0 | 0 | 0 | 0 | 0 | 0 | 0 | 0 | 0 | 0 | 0 | 0 | 0 |  | 0 | 0 | 0 | 0 | 0 | 0 | 0 | 0 | 0 | 0 | 0 | 0 | 0 | 0 | 0 | 0 | 0 | 0 | 0 | 0 | 0 | 0 | 0 | 0 | 0 | [11 empty] | 0 | check - total PIS
2016 |  |  | 0 | 0 | 0 | 0 | 0 | 0 | 0 | 0 | 0 | 0 | 0 | 0 | 0 | 0 | 0 | 0 | 0 | 0 | 0 | 0 | 0 | 0 | 0 | 0 | 0 | 0 | 0 | 0 | 0 | 0 | 0 | 0 | 0 | 0 | 0 | 0 | 0 | 0 | 0 | 0 | 0 | 0 | 0 | 0 | 0 | 0 | 0 | 0 | 0 | 0 | [11 empty] | 0 | 0
2017 |  |  |  | 0 | 0 | 0 | 0 | 0 | 0 | 0 | 0 | 0 | 0 | 0 | 0 | 0 | 0 | 0 | 0 | 0 | 0 | 0 | 0 | 0 | 0 | 0 | 0 | 0 | 0 | 0 | 0 | 0 | 0 | 0 | 0 | 0 | 0 | 0 | 0 | 0 | 0 | 0 | 0 | 0 | 0 | 0 | 0 | 0 | 0 | 0 | 0 | 0 | 0 | [10 empty] | 0 | 0
2018 |  |  |  |  | 0 | 0 | 0 | 0 | 0 | 0 | 0 | 0 | 0 | 0 | 0 | 0 | 0 | 0 | 0 | 0 | 0 | 0 | 0 | 0 | 0 | 0 | 0 | 0 | 0 | 0 | 0 | 0 | 0 | 0 | 0 | 0 | 0 | 0 | 0 | 0 | 0 | 0 | 0 | 0 | 0 | 0 | 0 | 0 | 0 | 0 | 0 | 0 | 0 | 0 | [9 empty] | 0
2019 | [5 empty] | 0 | 0 | 0 | 0 | 0 | 0 | 0 | 0 | 0 | 0 | 0 | 0 | 0 | 0 | 0 | 0 | 0 | 0 | 0 | 0 | 0 | 0 | 0 | 0 | 0 | 0 | 0 | 0 | 0 | 0 | 0 | 0 | 0 | 0 | 0 | 0 | 0 | 0 | 0 | 0 | 0 | 0 | 0 | 0 | 0 | 0 | 0 | 0 | 0 | 0 | [8 empty] | 0 | 0
2020 | [6 empty] | 0 | 0 | 0 | 0 | 0 | 0 | 0 | 0 | 0 | 0 | 0 | 0 | 0 | 0 | 0 | 0 | 0 | 0 | 0 | 0 | 0 | 0 | 0 | 0 | 0 | 0 | 0 | 0 | 0 | 0 | 0 | 0 | 0 | 0 | 0 | 0 | 0 | 0 | 0 | 0 | 0 | 0 | 0 | 0 | 0 | 0 | 0 | 0 | 0 | 0 | [7 empty] | 0
2021 | [7 empty] | 0 | 0 | 0 | 0 | 0 | 0 | 0 | 0 | 0 | 0 | 0 | 0 | 0 | 0 | 0 | 0 | 0 | 0 | 0 | 0 | 0 | 0 | 0 | 0 | 0 | 0 | 0 | 0 | 0 | 0 | 0 | 0 | 0 | 0 | 0 | 0 | 0 | 0 | 0 | 0 | 0 | 0 | 0 | 0 | 0 | 0 | 0 | 0 | 0 | 0 | [6 empty] | 0
2022 | [8 empty] | 0 | 0 | 0 | 0 | 0 | 0 | 0 | 0 | 0 | 0 | 0 | 0 | 0 | 0 | 0 | 0 | 0 | 0 | 0 | 0 | 0 | 0 | 0 | 0 | 0 | 0 | 0 | 0 | 0 | 0 | 0 | 0 | 0 | 0 | 0 | 0 | 0 | 0 | 0 | 0 | 0 | 0 | 0 | 0 | 0 | 0 | 0 | 0 | 0 | 0 | [5 empty] | 0
2023 | [9 empty] | 0 | 0 | 0 | 0 | 0 | 0 | 0 | 0 | 0 | 0 | 0 | 0 | 0 | 0 | 0 | 0 | 0 | 0 | 0 | 0 | 0 | 0 | 0 | 0 | 0 | 0 | 0 | 0 | 0 | 0 | 0 | 0 | 0 | 0 | 0 | 0 | 0 | 0 | 0 | 0 | 0 | 0 | 0 | 0 | 0 | 0 | 0 | 0 | 0 | 0 |  |  |  |  | 0
2024 | [10 empty] | 0 | 0 | 0 | 0 | 0 | 0 | 0 | 0 | 0 | 0 | 0 | 0 | 0 | 0 | 0 | 0 | 0 | 0 | 0 | 0 | 0 | 0 | 0 | 0 | 0 | 0 | 0 | 0 | 0 | 0 | 0 | 0 | 0 | 0 | 0 | 0 | 0 | 0 | 0 | 0 | 0 | 0 | 0 | 0 | 0 | 0 | 0 | 0 | 0 | 0 |  |  |  | 0 | 0
2025 | [11 empty] | 0 | 0 | 0 | 0 | 0 | 0 | 0 | 0 | 0 | 0 | 0 | 0 | 0 | 0 | 0 | 0 | 0 | 0 | 0 | 0 | 0 | 0 | 0 | 0 | 0 | 0 | 0 | 0 | 0 | 0 | 0 | 0 | 0 | 0 | 0 | 0 | 0 | 0 | 0 | 0 | 0 | 0 | 0 | 0 | 0 | 0 | 0 | 0 | 0 | 0 |  |  | 0
2026 | [12 empty] | 0 | 0 | 0 | 0 | 0 | 0 | 0 | 0 | 0 | 0 | 0 | 0 | 0 | 0 | 0 | 0 | 0 | 0 | 0 | 0 | 0 | 0 | 0 | 0 | 0 | 0 | 0 | 0 | 0 | 0 | 0 | 0 | 0 | 0 | 0 | 0 | 0 | 0 | 0 | 0 | 0 | 0 | 0 | 0 | 0 | 0 | 0 | 0 | 0 | 0 |  | 0 | 0
| 0 | 0 | 0 | 0 | 0 | 0 | 0 | 0 | 0 | 0 | 0 | 0 | 0 | 0 | 0 | 0 | 0 | 0 | 0 | 0 | 0 | 0 | 0 | 0 | 0 | 0 | 0 | 0 | 0 | 0 | 0 | 0 | 0 | 0 | 0 | 0 | 0 | 0 | 0 | 0 | 0 | 0 | 0 | 0 | 0 | 0 | 0 | 0 | 0 | 0 | 0 | 0 | 0 | 0 | 0 | 0 | 0 | 0 | 0 | 0 | 0 | 0 | 0 | 0
Note on A50: Lee, Betty: rate base does not include CWIP b/c the CapEx dollars include an AFUDC component in it already

## Capital Structure
Consolidatd Edison Company of New York, Inc. |  |  |  |  | Consolidatd Edison Company of New York, Inc.
Electric Service |  |  |  |  | Electric Service
Joint Proposal Case 13-E-0030 |  |  |  |  | Joint Proposal Case 13-E-0030 - One Year Extension
For Twelve Months Ending December 31, 2015 |  |  |  |  | For Twelve Months Ending December 31, 2016
(000's) |  |  |  |  | (000's)
|  |  | Weighted | Pre Tax |  |  |  | Weighted | Pre Tax
|  | Cost | Average | Average |  |  | Cost | Average | Average
| Ratio | Rate | Ratio | Ratio at 60.385% |  | Ratio | Rate | Ratio | Ratio at 60.385%
Long Term Debt | 50.56% | 5.23% | 2.644% | 2.644% | Long Term Debt | 50.56% | 5.09% | 2.574% | 2.574%
Customer Deposits | 1.44% | 1.25% | 0.018% | 0.018% | Customer Deposits | 1.44% | 1.15% | 0.01656% | 0.01656%
| 52% |  | 2.662% | 2.662% |  | 52% |  | 2.59% | 2.59%
Common Equity | 48% | 9.2% | 4.416% | 7.313% | Common Equity | 48% | 9% | 4.32% | 7.108%
Total | 100% |  | 7.08% | 9.98% | Total | 100% |  | 6.91% | 9.7%
|  |  |  | 9.98% |  |  |  |  | 9.7%
w/ 100 basis point incentive on ROE (For Regulatory Asset Projects 1 and 2) |  |  |  |  | w/ 100 basis point incentive on ROE (For Regulatory Asset Projects 1 and 2)
|  |  | Weighted | Pre Tax |  |  |  | Weighted | Pre Tax
|  | Cost | Average | Average |  |  | Cost | Average | Average
| Ratio | Rate | Ratio | Ratio at 60.385% |  | Ratio | Rate | Ratio | Ratio at 60.385%
Long Term Debt | 50.56% | 5.23% | 2.644% | 2.644% | Long Term Debt | 50.56% | 5.23% | 2.644% | 2.644%
Customer Deposits | 1.44% | 1.25% | 0.018% | 0.018% | Customer Deposits | 1.44% | 1.25% | 0.018% | 0.018%
| 52% |  | 2.662% | 2.662% |  | 52% |  | 2.662% | 2.662%
Common Equity | 48% | 10.2% | 4.896% | 8.108% | Common Equity | 48% | 10% | 4.8% | 7.949%
Total | 100% |  | 7.56% | 10.77% | Total | 100% |  | 7.46% | 10.61%

## TaxDepr
Tax Depreciation Schedules
[5 empty] | Assumed for Non-Traditional Utility Sided Solutions | [5 empty] | Assumed for this Model
Tax Life* | 3N | 3B | 5N | 5B | 7N | 7B | 10N | 10B | 15N | 15B | 20N | 20B | 100B
1 | 0.33333 | 0.66667 | 0.2 | 0.6 | 0.14285 | 0.57143 | 0.1 | 0.55 | 0.05 | 0.525 | 0.0375 | 0.51875 | 0
2 | 0.44445 | 0.22222 | 0.32 | 0.16 | 0.2449 | 0.12245 | 0.18 | 0.09 | 0.095 | 0.0475 | 0.07219 | 0.03609 | 1
3 | 0.14815 | 0.07407 | 0.192 | 0.096 | 0.17493 | 0.08746 | 0.144 | 0.072 | 0.0855 | 0.04275 | 0.06677 | 0.03339
4 | 0.07407 | 0.03704 | 0.1152 | 0.0576 | 0.12495 | 0.06247 | 0.1152 | 0.0576 | 0.07695 | 0.03848 | 0.06177 | 0.03088
5 |  |  | 0.1152 | 0.0576 | 0.08925 | 0.04462 | 0.09216 | 0.04608 | 0.06926 | 0.03463 | 0.05713 | 0.02857
6 |  |  | 0.0576 | 0.0288 | 0.08925 | 0.04463 | 0.07373 | 0.03686 | 0.06233 | 0.03116 | 0.05285 | 0.02642
7 |  |  |  |  | 0.08925 | 0.04463 | 0.06554 | 0.03277 | 0.05905 | 0.02952 | 0.04888 | 0.02444
8 |  |  |  |  | 0.04463 | 0.02231 | 0.06554 | 0.03277 | 0.05905 | 0.02952 | 0.04522 | 0.02261
9 | [6 empty] | 0.06554 | 0.03277 | 0.05905 | 0.02952 | 0.04462 | 0.02231
10 | [6 empty] | 0.06554 | 0.03277 | 0.05905 | 0.02952 | 0.04462 | 0.02231
11 | [6 empty] | 0.03277 | 0.01638 | 0.05905 | 0.02952 | 0.04462 | 0.02231
12 | [8 empty] | 0.05905 | 0.02952 | 0.04462 | 0.02231
13 | [8 empty] | 0.05905 | 0.02952 | 0.04462 | 0.02231
14 | [8 empty] | 0.05905 | 0.02952 | 0.04462 | 0.02231
15 | [8 empty] | 0.05905 | 0.02952 | 0.04462 | 0.02231
16 | [8 empty] | 0.02952 | 0.01476 | 0.04462 | 0.02231
17 | [10 empty] | 0.04462 | 0.02231
18 | [10 empty] | 0.04462 | 0.02231
19 | [10 empty] | 0.04462 | 0.02231
20 | [10 empty] | 0.04462 | 0.02231
21 | [10 empty] | 0.02231 | 0.01115
| 1 | 1 | 1 | 1 | 1 | 1 | 1 | 1 | 1 | 0.99996 | 1.0001 | 1
* N = Normal, B = Bonus
| 1 | 2 | 3 | 4 | 5 | 6 | 7 | 8 | 9 | 10 | 11 | 12 | 13 | 14 | 15 | 16 | 17 | 18 | 19 | 20 | 21 | Total
7N | 0.14285 | 0.2449 | 0.17493 | 0.12495 | 0.08925 | 0.08925 | 0.08925 | 0.04463 | [13 empty] | 1
20N | 0.0375 | 0.07219 | 0.06677 | 0.06177 | 0.05713 | 0.05285 | 0.04888 | 0.04522 | 0.04462 | 0.04462 | 0.04462 | 0.04462 | 0.04462 | 0.04462 | 0.04462 | 0.04462 | 0.04462 | 0.04462 | 0.04462 | 0.04462 | 0.02231 | 1.0001

## Book Depreciation Rate
13-E-0030
APPENDIX 11
CONSOLIDATED EDISON COMPANY OF NEW YORK, INC.
BOOK DEPRECIATION RATES
CO. |  |  | AVERAGE
ACCT. |  | LIFE | SERVICE | NET | DEPR.
NO. | ACCOUNT TITLE | TABLE | LIFE | SALVAGE | RATE
|  |  | (Years) | ( % ) | ( % )
ELECTRIC PLANT
STEAM PRODUCTION
310000 | LAND AND LAND RIGHTS | - | - | 0 | 0
311000 | STRUCTURES AND IMPROVEMENTS | h 0.50 | 50 | -50 | 3
312000 | BOILER PLANT EQUIPMENT | h 0.75 | 25 | -55 | 6.2
314000 | TURBOGENERATOR UNITS | h 1.75 | 35 | -40 | 4
315000 | ACCESSORY ELECTRIC EQUIPMENT | h 0.25 | 30 | -40 | 4.67
316000 | MISC. POWER PLANT EQUIPMENT | h 0.50 | 35 | -25 | 3.57
OTHER PRODUCTION
340100 | LAND AND LAND RIGHTS | - | - | 0 | 0
341000 | STRUCTURES AND IMPROVEMENTS | h 3.00 | 30 | -20 | 4
342000 | FUEL HOLDERS, PROD. & ACCESSORIES | h 3.00 | 30 | -20 | 4
344000 | GENERATORS | h 3.00 | 30 | -20 | 4
345000 | ACCESSORY ELECTRIC EQUIPMENT | h 3.00 | 30 | -20 | 4
TRANSMISSION PLANT
350100 | LAND AND LAND RIGHTS | - | - | - | 0
352000 | STRUCTURES AND IMPROVEMENTS | h 2.25 | 75 | -35 | 1.8
353000 | STATION EQUIPMENT | h 1.75 | 50 | -25 | 2.5
354000 | TOWERS AND FIXTURES | h 3.00 | 55 | -40 | 2.55
356000 | OVERHEAD CONDUCTORS AND DEVICES | h 2.25 | 45 | -35 | 3
303090 | CAPITALIZED SOFTWARE - TRANS. PLT | Amort | 5 | 0 | 20
357100 | UNDERGROUND CONDUIT - CAP LEASES | 0 | - | 0 | 0
357000 | UNDERGROUND CONDUIT | h 3.25 | 65 | -20 | 1.85
357200 | UNDERGROUND CONDUIT - MAN & BRONX | h 3.25 | 65 | -20 | 1.85
358000 | UNDERGROUND CONDUCTORS & DEVICES | h 2.75 | 60 | -15 | 1.92
DISTRIBUTION PLANT
360100 | LAND AND LAND RIGHTS | - | - | 0 | 0
360000 | LAND AND LAND RIGHTS - LEASEHOLDS | Amort | 50 | 0 | 2
361000 | STRUCTURES AND IMPROVEMENTS | h 1.75 | 50 | -50 | 3
362000 | STATION EQUIPMENT | h 2.00 | 50 | -25 | 2.5 | assumed for this model
364000 | POLES, TOWERS AND FIXTURES | h 0.25 | 60 | -100 | 3.33
303010 | CAPITALIZED SOFTWARE | Amort | 5 | 0 | 20
303015 | CAPITALIZED SOFTWARE (WMS) | Amort | 15 | 0 | 6.67
365000 | OVERHEAD CONDUCTORS AND DEVICES | h 0.25 | 70 | -55 | 2.21
366000 | UNDERGROUND CONDUIT | h 1.25 | 85 | -40 | 1.65
366100 | UNDERGROUND CONDUIT - MAN. & BRONX | h 1.25 | 85 | -40 | 1.65
367000 | UNDERGROUND CONDUCTORS & DEVICES | h 0.75 | 50 | -70 | 3.4
368000 | OVERHEAD TRANSFORMERS | h 1.00 | 35 | -20 | 3.43
368100 | UNDERGROUND TRANSFORMERS | h 1.50 | 35 | -20 | 3.43
369100 | SERVICES - OVERHEAD | h 0.50 | 70 | -175 | 3.93
369200 | SERVICES - UNDERGROUND | h 0.75 | 80 | -150 | 3.13
370100 | METERS - ELECTRO MECHANICAL | h 0.75 | 35 | -5 | 3
370110 | METERS - SOLID STATE | h 0.75 | 20 | -5 | 5.25
370200 | METER INSTALLS - ELECTRO MECHANICAL | (A) | 35 | 0 | 2.86
370210 | METER INSTALLS - SOLID STATE | (A) | 20 | 0 | 5
371000 | INSTALL. ON CUSTOMERS' PREMISES | h 0.50 | 70 | 0 | 1.43
373100 | O.H. STREET LIGHTING & SIGNAL SYS. | h 0.00 | 55 | -100 | 3.64
373200 | U.G. STREET LIGHTING & SIGNAL SYS. | h 0.50 | 80 | -90 | 2.38
GAS PLANT IN SERVICE
LNG. STORAGE PLANT
360000 | LAND & LAND RIGHTS - LIQ. ST. | - | - | 0 | 0
361000 | ST. & IMPROVE.-LIQ. STORAGE | h 2.50 | 40 | -25 | 3.13
362100 | GAS HOLDERS-LIQ. STORAGE | h 4.00 | 30 | -15 | 3.83
363000 | PURIFICATION EQUIPMENT | h 3.00 | 30 | -15 | 3.83
363100 | LIQUEFACTION EQUIPMENT | h 3.00 | 30 | -15 | 3.83
363200 | VAPORIZING EQUIPMENT | h 3.00 | 30 | -15 | 3.83
363300 | COMPRESSOR EQUIP.-LIQ. ST. | h 3.00 | 30 | -15 | 3.83
363400 | MEAS. & REG. EQUIP. - LIQ. ST. | h 3.00 | 30 | -15 | 3.83
363500 | OTHER EQUIPMENT-LIQUEFIED ST. | h 3.00 | 30 | -15 | 3.83
TRANSMISSION PLANT
365100 | LAND AND LAND RIGHTS | - | - | 0 | 0
366000 | STRUCTURES & IMPROVEMENTS | h 2.00 | 40 | -50 | 3.75
367100 | STEEL MAINS AND OTHER | h 2.25 | 85 | -60 | 1.88
367200 | CAST IRON MAINS | h 0.50 | 75 | -100 | 2.67
367300 | TUNNELS | h 5.00 | 85 | -80 | 2.12
367400 | STEEL MAINS - INTERRUPT PLANT | - | - | 0 | 0
368000 | COMPRESSOR STATION EQUIP | h 3.00 | 15 | -5 | 7
369000 | MEAS. & REG. STATION EQ. | h 0.50 | 65 | -35 | 2.08
DISTRIBUTION PLANT
376120 | STEEL MAINS AND OTHER | h 2.25 | 85 | -60 | 1.88
376130 | STEEL MAINS - INTERRUPT PLANT | - | - | 0 | 0
376110 | CAST IRON MAINS | h 0.50 | 75 | -100 | 2.67
376140 | CAST IRON MAINS - INTERRUPT PLANT | - | - | 0 | 0
380100 | SERVICES | h 0.75 | 65 | -30 | 2
380200 | SERVICES - INTERRUPT PLANT | - | - | 0 | 0
381000 | METERS | h 1.50 | 40 | -10 | 2.75
382000 | METER INSTALLATIONS | (B) | 40 | 0 | 2.5
383000 | HOUSE REGULATORS | h 2.25 | 35 | -20 | 3.43
384000 | HOUSE REG. INSTALLATIONS | (C) | 30 | -5 | 3.5
303020 | CAPITALIZED SOFTWARE 5 YR | Amort | 5 | 0 | 20
STEAM PLANT
PRODUCTION PLANT
LAND AND LAND RIGHTS
310020 | FULLY RECOVERED | - | - | 0 | 0
310010 | ALL OTHER | - | - | 0 | 0
LAND & LAND RIGHTS - LEASEHOLDS
310400 | FULLY RECOVERED | Amort | - | 0 | 0
310200 | 59th STREET | Amort | - | 0 | 0
310300 | 74th STEET | Amort | - | 0 | 0
STRUCTURES AND IMPROVEMENTS
311200 | 74th STREET (FULLY RECOVERED) | (D) | - | 0 | 1.25%
311300 | ERRP | h 0.00 | 35 | -60 | 4.57%
311100 | ALL OTHER | h 0.00 | 35 | -60 | 4.57%
BOILER PLANT EQUIPMENT
312200 | 74th STREET (FULLY RECOVERED) | (D) | - | 0 | 1.43%
312300 | ERRP | h 2.50 | 30 | -30 | 4.33%
312100 | ALL OTHER | h 0.25 | 30 | -30 | 4.33%
ACCESSORY POWER EQUIPMENT
315200 | 74th STREET (FULLY RECOVERED) | (D) | - | 0 | 0.71%
315300 | ERRP | h 0.25 | 35 | -25 | 3.57%
315100 | ALL OTHER | h 0.25 | 35 | -25 | 3.57%
MISC. STATION EQUIPMENT
316200 | 74th STREET (FULLY RECOVERED) | (D) | - | 0 | 0.22%
316300 | ERRP | h 1.50 | 40 | -10 | 2.75%
316100 | ALL OTHER | h 1.50 | 40 | -10 | 2.75%
DISTRIBUTION PLANT
351000 | STRUCTURES AND IMPROVEMENTS | h 5.00 | 50 | 0 | 2%
303040 | CAPITALIZED SOFTWARE | Amort | 5 | 0 | 20%
353010 | MAINS - ALL OTHER | h 0.25 | 80 | -75 | 2.19%
353020 | MAINS - ERRP | h 0.25 | 80 | -75 | 2.19%
353110 | DESUPER. EQ. - ALL OTHER | h 1.25 | 45 | -45 | 3.22%
353120 | DESUPERHEATING EQ. - ERRP | h 1.25 | 45 | -45 | 3.22%
359000 | SERVICES | h 0.00 | 60 | -50 | 2.5%
360000 | METERS | h 1.75 | 35 | -5 | 3%
361000 | ACCESS. EQ. ON CUST. PREMISES | h 0.50 | 60 | -15 | 1.92%
362000 | INST. OF METERS & ACCESS. EQ. | h 0.75 | 60 | -20 | 2%
COMMON UTILITY PLANT IN SERVICE
MISC. INTANGIBLE PLANT
CAPITALIZED SOFTWARE
303060 | 5 YEAR AMORTIZABLE | Amort | 5 | 0 | 20%
303070 | 10 YEAR AMORTIZABLE | Amort | 10 | 0 | 10%
303080 | 15 YEAR AMORTIZABLE | Amort | 15 | 0 | 6.67%
BUILDINGS AND YARDS
389000 | LAND AND LAND RIGHTS | - | - | 0 | 0
390000 | STRUCTURES AND IMPROVEMENTS | h 0.75 | 55 | -75 | 3.18
390400 | STRUCT. AND IMPROV. - CAP LEASES | - | - | 0 | 0
GENERAL PLANT
391700 | ELECTRONIC DATA PROCESSING EQ. | Amort | 8 | 5 | 11.88
391110 | OTHER OFFICE FURNITURE AND EQ. | Amort | 18 | 0 | 5.56
392500 | TRANSPORTATION EQUIPMENT | Amort | 8 | 10 | 11.25
393000 | STORES EQUIPMENT | Amort | 20 | 5 | 4.75
394000 | TOOLS, SHOP AND GARAGE EQUIP. | Amort | 18 | 5 | 5.28
395000 | LABORATORY EQUIPMENT | Amort | 20 | 0 | 5
396000 | POWER OPERATED EQUIPMENT | Amort | 12 | 10 | 7.5
397000 | COMMUNICATION EQUIPMENT | Amort | 15 | 0 | 6.67
398000 | MISCELLANEOUS EQUIPMENT | Amort | 20 | 0 | 5
(A) | Computed reserved based on the reserve ratio of Electric Meters without salvage
(B) | Computed reserved based on the reserve ratio of Gas Meters without salvage
(C) | Computed reserved based on the reserve ratio of House Regulators without salvage
(D) | Rate applicable to net salvage recovery only

## Tax Rates
NEW YORK STATE COMBINED INCOME TAX RATE
|  |  | MTA SURCHARGE RATE |  |  | NYS TAX COMBINED RATE
|  | YEAR | STATE TAX |  | MTA | NYS | MTA | TOTAL
|  | 2014 | 9% | 17% | 1.53% | 7.1% | 1.53% | 8.63%
|  | 2015 | 7.1% | 25.6% | 1.818% | 7.1% | 1.818% | 8.918%
|  | 2016(A) | 6.5% | 25.6% | 1.664% | 6.5% | 1.664% | 8.164%
| NOTE(A) | State Income Tax: Tax law signed by the Governor has enacted a 6.5% state income tax rate after tax year 2015.
The 25.6% is to be determined by the Commissioner in the future, however, ConEd is continuing to use the
2015 enacted rate of 25.6% percent of the current state tax rate.
|  |  | Federal | NYS | MTA | FBOS | Total
| Current Tax Rates |  | 35% | 7.1% | 1.53% | -3.02% | 40.61%
| New Tax Rates (starting 1/1/16) |  | 35% | 6.5% | 1.664% | -2.857% | 40.31%