## PV Curves
PV Curves and Calculations for Alt 1 ICAP Calculations
Proxy Capacity Factor is based on production during Alt 2 ICAP Hours
Proxy Capacity Factor |  |  |  |  | Alt 2 Definition
| Upstate North and West | Lower Hudson Valley | New York City |  |  | Start | End
Solar production (kWh/kW) | 80.9666 | 76.9099 | 77.9469 |  | Date | 2017-06-24 | 2017-08-31
# of Hours | 240 | 240 | 240 | <== | Hours (EDT) | 14 | 19 | >> hour ending is exclusive, e.g. 14-19 represents 2:00 - 6:59 PM EDT
Proxy capacity factor | 33.74% | 32.05% | 32.48% |  | Hours (EST) | 13 | 18 | >> adjusted one hour back to standard time
[10 empty] | Annual kWh/kW Production | 1127.283 | 1189.0165 | 1225.8972
Monthly Solar Production (kWh/kW) |  |  |  |  | Hour | Datetime (EST) | Non-holiday Weekday (T/F) | Month | Day | Hour Beginning (EST) | Upstate North and West | Lower Hudson Valley | New York City
Month | Upstate North and West | Lower Hudson Valley | New York City |  | 1 | 2017-01-01 | FALSE | 1 | 1 | 0 | 0 | 0 | 0
1 | 45.7772 | 53.3785 | 56.2515 |  | 2 | 2017-01-01 | FALSE | 1 | 1 | 1 | 0 | 0 | 0
2 | 61.8454 | 72.3447 | 74.0353 |  | 3 | 2017-01-01 | FALSE | 1 | 1 | 2 | 0 | 0 | 0
3 | 95.1702 | 105.4832 | 109.4295 |  | 4 | 2017-01-01 | FALSE | 1 | 1 | 3 | 0 | 0 | 0
4 | 113.9885 | 116.4932 | 119.886 |  | 5 | 2017-01-01 | FALSE | 1 | 1 | 4 | 0 | 0 | 0
5 | 133.4123 | 132.4391 | 133.9169 |  | 6 | 2017-01-01 | FALSE | 1 | 1 | 5 | 0 | 0 | 0
6 | 137.1777 | 138.4732 | 141.3812 |  | 7 | 2017-01-01 | FALSE | 1 | 1 | 6 | 0 | 0 | 0
7 | 136.8114 | 136.0578 | 138.6065 |  | 8 | 2017-01-01 | FALSE | 1 | 1 | 7 | 0 | 0 | 0
8 | 131.2469 | 135.2005 | 137.9244 |  | 9 | 2017-01-01 | FALSE | 1 | 1 | 8 | 0.034505 | 0.070435 | 0.10099
9 | 109.1862 | 110.1675 | 111.1748 |  | 10 | 2017-01-01 | FALSE | 1 | 1 | 9 | 0.087099 | 0.14405 | 0.20264
10 | 73.7713 | 83.1424 | 88.5526 |  | 11 | 2017-01-01 | FALSE | 1 | 1 | 10 | 0.12647 | 0.2044 | 0.27755
11 | 50.8527 | 59.5278 | 64.9654 |  | 12 | 2017-01-01 | FALSE | 1 | 1 | 11 | 0.1706 | 0.21699 | 0.31497
12 | 38.0431 | 46.3088 | 49.7731 |  | 13 | 2017-01-01 | FALSE | 1 | 1 | 12 | 0.16217 | 0.18336 | 0.3131
Total | 1127.283 | 1189.0165 | 1225.8972 |  | 14 | 2017-01-01 | FALSE | 1 | 1 | 13 | 0.13648 | 0.14045 | 0.23512
[5 empty] | 15 | 2017-01-01 | FALSE | 1 | 1 | 14 | 0.11295 | 0.15099 | 0.20156
[5 empty] | 16 | 2017-01-01 | FALSE | 1 | 1 | 15 | 0.057411 | 0.073832 | 0.10169
[5 empty] | 17 | 2017-01-01 | FALSE | 1 | 1 | 16 | 0.0045445 | 0 | 0
[5 empty] | 18 | 2017-01-01 | FALSE | 1 | 1 | 17 | 0 | 0 | 0
[5 empty] | 19 | 2017-01-01 | FALSE | 1 | 1 | 18 | 0 | 0 | 0
[5 empty] | 20 | 2017-01-01 | FALSE | 1 | 1 | 19 | 0 | 0 | 0
[5 empty] | 21 | 2017-01-01 | FALSE | 1 | 1 | 20 | 0 | 0 | 0
[5 empty] | 22 | 2017-01-01 | FALSE | 1 | 1 | 21 | 0 | 0 | 0
[5 empty] | 23 | 2017-01-01 | FALSE | 1 | 1 | 22 | 0 | 0 | 0
[5 empty] | 24 | 2017-01-01 | FALSE | 1 | 1 | 23 | 0 | 0 | 0
[5 empty] | 25 | 2017-01-02 | TRUE | 1 | 2 | 0 | 0 | 0 | 0
[5 empty] | 26 | 2017-01-02 | TRUE | 1 | 2 | 1 | 0 | 0 | 0
[5 empty] | 27 | 2017-01-02 | TRUE | 1 | 2 | 2 | 0 | 0 | 0
[5 empty] | 28 | 2017-01-02 | TRUE | 1 | 2 | 3 | 0 | 0 | 0
[5 empty] | 29 | 2017-01-02 | TRUE | 1 | 2 | 4 | 0 | 0 | 0
[5 empty] | 30 | 2017-01-02 | TRUE | 1 | 2 | 5 | 0 | 0 | 0
[5 empty] | 31 | 2017-01-02 | TRUE | 1 | 2 | 6 | 0 | 0 | 0
[5 empty] | 32 | 2017-01-02 | TRUE | 1 | 2 | 7 | 0 | 0 | 0
[5 empty] | 33 | 2017-01-02 | TRUE | 1 | 2 | 8 | 0.038901 | 0.061754 | 0.067084
[5 empty] | 34 | 2017-01-02 | TRUE | 1 | 2 | 9 | 0.092791 | 0.12705 | 0.13626
[5 empty] | 35 | 2017-01-02 | TRUE | 1 | 2 | 10 | 0.13018 | 0.16054 | 0.17141
[5 empty] | 36 | 2017-01-02 | TRUE | 1 | 2 | 11 | 0.15849 | 0.19 | 0.186
[5 empty] | 37 | 2017-01-02 | TRUE | 1 | 2 | 12 | 0.15211 | 0.19629 | 0.19032
[5 empty] | 38 | 2017-01-02 | TRUE | 1 | 2 | 13 | 0.11238 | 0.15003 | 0.16908
[5 empty] | 39 | 2017-01-02 | TRUE | 1 | 2 | 14 | 0.10055 | 0.13023 | 0.12453
[5 empty] | 40 | 2017-01-02 | TRUE | 1 | 2 | 15 | 0.06227 | 0.06314 | 0.062818
[5 empty] | 41 | 2017-01-02 | TRUE | 1 | 2 | 16 | 0.003171 | 0.0027308 | 0.0054615
[5 empty] | 42 | 2017-01-02 | TRUE | 1 | 2 | 17 | 0 | 0 | 0
[5 empty] | 43 | 2017-01-02 | TRUE | 1 | 2 | 18 | 0 | 0 | 0
[5 empty] | 44 | 2017-01-02 | TRUE | 1 | 2 | 19 | 0 | 0 | 0
[5 empty] | 45 | 2017-01-02 | TRUE | 1 | 2 | 20 | 0 | 0 | 0
[5 empty] | 46 | 2017-01-02 | TRUE | 1 | 2 | 21 | 0 | 0 | 0
[5 empty] | 47 | 2017-01-02 | TRUE | 1 | 2 | 22 | 0 | 0 | 0
[5 empty] | 48 | 2017-01-02 | TRUE | 1 | 2 | 23 | 0 | 0 | 0
[5 empty] | 49 | 2017-01-03 | TRUE | 1 | 3 | 0 | 0 | 0 | 0
[5 empty] | 50 | 2017-01-03 | TRUE | 1 | 3 | 1 | 0 | 0 | 0
[5 empty] | 51 | 2017-01-03 | TRUE | 1 | 3 | 2 | 0 | 0 | 0
[5 empty] | 52 | 2017-01-03 | TRUE | 1 | 3 | 3 | 0 | 0 | 0
[5 empty] | 53 | 2017-01-03 | TRUE | 1 | 3 | 4 | 0 | 0 | 0
[5 empty] | 54 | 2017-01-03 | TRUE | 1 | 3 | 5 | 0 | 0 | 0
[5 empty] | 55 | 2017-01-03 | TRUE | 1 | 3 | 6 | 0 | 0 | 0
[5 empty] | 56 | 2017-01-03 | TRUE | 1 | 3 | 7 | 0 | 0 | 0
[5 empty] | 57 | 2017-01-03 | TRUE | 1 | 3 | 8 | 0.045544 | 0.06453 | 0.066441
[5 empty] | 58 | 2017-01-03 | TRUE | 1 | 3 | 9 | 0.10563 | 0.12962 | 0.13179
[5 empty] | 59 | 2017-01-03 | TRUE | 1 | 3 | 10 | 0.14135 | 0.18117 | 0.18755
[5 empty] | 60 | 2017-01-03 | TRUE | 1 | 3 | 11 | 0.16996 | 0.19226 | 0.20238
[5 empty] | 61 | 2017-01-03 | TRUE | 1 | 3 | 12 | 0.16581 | 0.18109 | 0.1855
[5 empty] | 62 | 2017-01-03 | TRUE | 1 | 3 | 13 | 0.15615 | 0.15209 | 0.1507
[5 empty] | 63 | 2017-01-03 | TRUE | 1 | 3 | 14 | 0.11676 | 0.11149 | 0.11154
[5 empty] | 64 | 2017-01-03 | TRUE | 1 | 3 | 15 | 0.063733 | 0.056619 | 0.058493
[5 empty] | 65 | 2017-01-03 | TRUE | 1 | 3 | 16 | 0.007527 | 0.0034956 | 0.0069912
[5 empty] | 66 | 2017-01-03 | TRUE | 1 | 3 | 17 | 0 | 0 | 0
[5 empty] | 67 | 2017-01-03 | TRUE | 1 | 3 | 18 | 0 | 0 | 0
[5 empty] | 68 | 2017-01-03 | TRUE | 1 | 3 | 19 | 0 | 0 | 0
[5 empty] | 69 | 2017-01-03 | TRUE | 1 | 3 | 20 | 0 | 0 | 0
[5 empty] | 70 | 2017-01-03 | TRUE | 1 | 3 | 21 | 0 | 0 | 0
[5 empty] | 71 | 2017-01-03 | TRUE | 1 | 3 | 22 | 0 | 0 | 0
[5 empty] | 72 | 2017-01-03 | TRUE | 1 | 3 | 23 | 0 | 0 | 0
[5 empty] | 73 | 2017-01-04 | TRUE | 1 | 4 | 0 | 0 | 0 | 0
[5 empty] | 74 | 2017-01-04 | TRUE | 1 | 4 | 1 | 0 | 0 | 0
[5 empty] | 75 | 2017-01-04 | TRUE | 1 | 4 | 2 | 0 | 0 | 0
[5 empty] | 76 | 2017-01-04 | TRUE | 1 | 4 | 3 | 0 | 0 | 0
[5 empty] | 77 | 2017-01-04 | TRUE | 1 | 4 | 4 | 0 | 0 | 0
[5 empty] | 78 | 2017-01-04 | TRUE | 1 | 4 | 5 | 0 | 0 | 0
[5 empty] | 79 | 2017-01-04 | TRUE | 1 | 4 | 6 | 0 | 0 | 0
[5 empty] | 80 | 2017-01-04 | TRUE | 1 | 4 | 7 | 0 | 0 | 0
[5 empty] | 81 | 2017-01-04 | TRUE | 1 | 4 | 8 | 0.052081 | 0.086285 | 0.082975
[5 empty] | 82 | 2017-01-04 | TRUE | 1 | 4 | 9 | 0.11385 | 0.15528 | 0.16829
[5 empty] | 83 | 2017-01-04 | TRUE | 1 | 4 | 10 | 0.16176 | 0.19368 | 0.21783
[5 empty] | 84 | 2017-01-04 | TRUE | 1 | 4 | 11 | 0.21759 | 0.20352 | 0.23547
[5 empty] | 85 | 2017-01-04 | TRUE | 1 | 4 | 12 | 0.21843 | 0.21369 | 0.26757
[5 empty] | 86 | 2017-01-04 | TRUE | 1 | 4 | 13 | 0.20101 | 0.19826 | 0.24301
[5 empty] | 87 | 2017-01-04 | TRUE | 1 | 4 | 14 | 0.15015 | 0.16073 | 0.20944
[5 empty] | 88 | 2017-01-04 | TRUE | 1 | 4 | 15 | 0.083945 | 0.082619 | 0.10992
[5 empty] | 89 | 2017-01-04 | TRUE | 1 | 4 | 16 | 0.0090523 | 0.0059041 | 0.011808
[5 empty] | 90 | 2017-01-04 | TRUE | 1 | 4 | 17 | 0 | 0 | 0
[5 empty] | 91 | 2017-01-04 | TRUE | 1 | 4 | 18 | 0 | 0 | 0
[5 empty] | 92 | 2017-01-04 | TRUE | 1 | 4 | 19 | 0 | 0 | 0
[5 empty] | 93 | 2017-01-04 | TRUE | 1 | 4 | 20 | 0 | 0 | 0
[5 empty] | 94 | 2017-01-04 | TRUE | 1 | 4 | 21 | 0 | 0 | 0
[5 empty] | 95 | 2017-01-04 | TRUE | 1 | 4 | 22 | 0 | 0 | 0
[5 empty] | 96 | 2017-01-04 | TRUE | 1 | 4 | 23 | 0 | 0 | 0
[5 empty] | 97 | 2017-01-05 | TRUE | 1 | 5 | 0 | 0 | 0 | 0
[5 empty] | 98 | 2017-01-05 | TRUE | 1 | 5 | 1 | 0 | 0 | 0
[5 empty] | 99 | 2017-01-05 | TRUE | 1 | 5 | 2 | 0 | 0 | 0
[5 empty] | 100 | 2017-01-05 | TRUE | 1 | 5 | 3 | 0 | 0 | 0
[5 empty] | 101 | 2017-01-05 | TRUE | 1 | 5 | 4 | 0 | 0 | 0
[5 empty] | 102 | 2017-01-05 | TRUE | 1 | 5 | 5 | 0 | 0 | 0
[5 empty] | 103 | 2017-01-05 | TRUE | 1 | 5 | 6 | 0 | 0 | 0
[5 empty] | 104 | 2017-01-05 | TRUE | 1 | 5 | 7 | 0 | 0 | 0
[5 empty] | 105 | 2017-01-05 | TRUE | 1 | 5 | 8 | 0.088364 | 0.1288 | 0.12203
[5 empty] | 106 | 2017-01-05 | TRUE | 1 | 5 | 9 | 0.1934 | 0.25841 | 0.24179
[5 empty] | 107 | 2017-01-05 | TRUE | 1 | 5 | 10 | 0.26196 | 0.30156 | 0.29072
[5 empty] | 108 | 2017-01-05 | TRUE | 1 | 5 | 11 | 0.30405 | 0.34119 | 0.37102
[5 empty] | 109 | 2017-01-05 | TRUE | 1 | 5 | 12 | 0.32082 | 0.40105 | 0.40982
[5 empty] | 110 | 2017-01-05 | TRUE | 1 | 5 | 13 | 0.24687 | 0.33811 | 0.32595
[5 empty] | 111 | 2017-01-05 | TRUE | 1 | 5 | 14 | 0.19788 | 0.27182 | 0.29029
[5 empty] | 112 | 2017-01-05 | TRUE | 1 | 5 | 15 | 0.10508 | 0.1356 | 0.14823
[5 empty] | 113 | 2017-01-05 | TRUE | 1 | 5 | 16 | 0.0081445 | 0.0034567 | 0.0069133
[5 empty] | 114 | 2017-01-05 | TRUE | 1 | 5 | 17 | 0 | 0 | 0
[5 empty] | 115 | 2017-01-05 | TRUE | 1 | 5 | 18 | 0 | 0 | 0
[5 empty] | 116 | 2017-01-05 | TRUE | 1 | 5 | 19 | 0 | 0 | 0
[5 empty] | 117 | 2017-01-05 | TRUE | 1 | 5 | 20 | 0 | 0 | 0
[5 empty] | 118 | 2017-01-05 | TRUE | 1 | 5 | 21 | 0 | 0 | 0
[5 empty] | 119 | 2017-01-05 | TRUE | 1 | 5 | 22 | 0 | 0 | 0
[5 empty] | 120 | 2017-01-05 | TRUE | 1 | 5 | 23 | 0 | 0 | 0
[5 empty] | 121 | 2017-01-06 | TRUE | 1 | 6 | 0 | 0 | 0 | 0
[5 empty] | 122 | 2017-01-06 | TRUE | 1 | 6 | 1 | 0 | 0 | 0
[5 empty] | 123 | 2017-01-06 | TRUE | 1 | 6 | 2 | 0 | 0 | 0
[5 empty] | 124 | 2017-01-06 | TRUE | 1 | 6 | 3 | 0 | 0 | 0
[5 empty] | 125 | 2017-01-06 | TRUE | 1 | 6 | 4 | 0 | 0 | 0
[5 empty] | 126 | 2017-01-06 | TRUE | 1 | 6 | 5 | 0 | 0 | 0
[5 empty] | 127 | 2017-01-06 | TRUE | 1 | 6 | 6 | 0 | 0 | 0
[5 empty] | 128 | 2017-01-06 | TRUE | 1 | 6 | 7 | 0 | 0 | 0
[5 empty] | 129 | 2017-01-06 | TRUE | 1 | 6 | 8 | 0.080993 | 0.11764 | 0.11343
[5 empty] | 130 | 2017-01-06 | TRUE | 1 | 6 | 9 | 0.18495 | 0.23814 | 0.26574
[5 empty] | 131 | 2017-01-06 | TRUE | 1 | 6 | 10 | 0.27205 | 0.31021 | 0.33723
[5 empty] | 132 | 2017-01-06 | TRUE | 1 | 6 | 11 | 0.3118 | 0.35573 | 0.39346
[5 empty] | 133 | 2017-01-06 | TRUE | 1 | 6 | 12 | 0.3006 | 0.35765 | 0.37664
[5 empty] | 134 | 2017-01-06 | TRUE | 1 | 6 | 13 | 0.29157 | 0.31954 | 0.33744
[5 empty] | 135 | 2017-01-06 | TRUE | 1 | 6 | 14 | 0.22332 | 0.24163 | 0.25672
[5 empty] | 136 | 2017-01-06 | TRUE | 1 | 6 | 15 | 0.11266 | 0.1198 | 0.13437
[5 empty] | 137 | 2017-01-06 | TRUE | 1 | 6 | 16 | 0.010397 | 0.0023687 | 0.0047374
[5 empty] | 138 | 2017-01-06 | TRUE | 1 | 6 | 17 | 0 | 0 | 0
[5 empty] | 139 | 2017-01-06 | TRUE | 1 | 6 | 18 | 0 | 0 | 0
[5 empty] | 140 | 2017-01-06 | TRUE | 1 | 6 | 19 | 0 | 0 | 0
[5 empty] | 141 | 2017-01-06 | TRUE | 1 | 6 | 20 | 0 | 0 | 0
[5 empty] | 142 | 2017-01-06 | TRUE | 1 | 6 | 21 | 0 | 0 | 0
[5 empty] | 143 | 2017-01-06 | TRUE | 1 | 6 | 22 | 0 | 0 | 0
[5 empty] | 144 | 2017-01-06 | TRUE | 1 | 6 | 23 | 0 | 0 | 0
[5 empty] | 145 | 2017-01-07 | FALSE | 1 | 7 | 0 | 0 | 0 | 0
[5 empty] | 146 | 2017-01-07 | FALSE | 1 | 7 | 1 | 0 | 0 | 0
[5 empty] | 147 | 2017-01-07 | FALSE | 1 | 7 | 2 | 0 | 0 | 0
[5 empty] | 148 | 2017-01-07 | FALSE | 1 | 7 | 3 | 0 | 0 | 0
[5 empty] | 149 | 2017-01-07 | FALSE | 1 | 7 | 4 | 0 | 0 | 0
[5 empty] | 150 | 2017-01-07 | FALSE | 1 | 7 | 5 | 0 | 0 | 0
[5 empty] | 151 | 2017-01-07 | FALSE | 1 | 7 | 6 | 0 | 0 | 0
[5 empty] | 152 | 2017-01-07 | FALSE | 1 | 7 | 7 | 0 | 0 | 0
[5 empty] | 153 | 2017-01-07 | FALSE | 1 | 7 | 8 | 0.059794 | 0.065432 | 0.032717
[5 empty] | 154 | 2017-01-07 | FALSE | 1 | 7 | 9 | 0.12834 | 0.1319 | 0.084669
[5 empty] | 155 | 2017-01-07 | FALSE | 1 | 7 | 10 | 0.17217 | 0.11832 | 0.071105
[5 empty] | 156 | 2017-01-07 | FALSE | 1 | 7 | 11 | 0.18856 | 0.11069 | 0.053918
[5 empty] | 157 | 2017-01-07 | FALSE | 1 | 7 | 12 | 0.20804 | 0.12547 | 0.11056
[5 empty] | 158 | 2017-01-07 | FALSE | 1 | 7 | 13 | 0.16918 | 0.096779 | 0.033367
[5 empty] | 159 | 2017-01-07 | FALSE | 1 | 7 | 14 | 0.1269 | 0.069978 | 0.034422
[5 empty] | 160 | 2017-01-07 | FALSE | 1 | 7 | 15 | 0.067137 | 0.030823 | 0.011787
[5 empty] | 161 | 2017-01-07 | FALSE | 1 | 7 | 16 | 0.0052205 | 0 | 0
[5 empty] | 162 | 2017-01-07 | FALSE | 1 | 7 | 17 | 0 | 0 | 0
[5 empty] | 163 | 2017-01-07 | FALSE | 1 | 7 | 18 | 0 | 0 | 0
[5 empty] | 164 | 2017-01-07 | FALSE | 1 | 7 | 19 | 0 | 0 | 0
[5 empty] | 165 | 2017-01-07 | FALSE | 1 | 7 | 20 | 0 | 0 | 0
[5 empty] | 166 | 2017-01-07 | FALSE | 1 | 7 | 21 | 0 | 0 | 0
[5 empty] | 167 | 2017-01-07 | FALSE | 1 | 7 | 22 | 0 | 0 | 0
[5 empty] | 168 | 2017-01-07 | FALSE | 1 | 7 | 23 | 0 | 0 | 0
[5 empty] | 169 | 2017-01-08 | FALSE | 1 | 8 | 0 | 0 | 0 | 0
[5 empty] | 170 | 2017-01-08 | FALSE | 1 | 8 | 1 | 0 | 0 | 0
[5 empty] | 171 | 2017-01-08 | FALSE | 1 | 8 | 2 | 0 | 0 | 0
[5 empty] | 172 | 2017-01-08 | FALSE | 1 | 8 | 3 | 0 | 0 | 0
[5 empty] | 173 | 2017-01-08 | FALSE | 1 | 8 | 4 | 0 | 0 | 0
[5 empty] | 174 | 2017-01-08 | FALSE | 1 | 8 | 5 | 0 | 0 | 0
[5 empty] | 175 | 2017-01-08 | FALSE | 1 | 8 | 6 | 0 | 0 | 0
[5 empty] | 176 | 2017-01-08 | FALSE | 1 | 8 | 7 | 0 | 0 | 0
[5 empty] | 177 | 2017-01-08 | FALSE | 1 | 8 | 8 | 0.038344 | 0.062607 | 0.059842
[5 empty] | 178 | 2017-01-08 | FALSE | 1 | 8 | 9 | 0.098656 | 0.13805 | 0.12975
[5 empty] | 179 | 2017-01-08 | FALSE | 1 | 8 | 10 | 0.14326 | 0.11872 | 0.10566
[5 empty] | 180 | 2017-01-08 | FALSE | 1 | 8 | 11 | 0.13741 | 0.1276 | 0.13654
[5 empty] | 181 | 2017-01-08 | FALSE | 1 | 8 | 12 | 0.16614 | 0.21336 | 0.29236
[5 empty] | 182 | 2017-01-08 | FALSE | 1 | 8 | 13 | 0.15537 | 0.19865 | 0.26614
[5 empty] | 183 | 2017-01-08 | FALSE | 1 | 8 | 14 | 0.12439 | 0.15599 | 0.22098
[5 empty] | 184 | 2017-01-08 | FALSE | 1 | 8 | 15 | 0.073194 | 0.079606 | 0.11065
[5 empty] | 185 | 2017-01-08 | FALSE | 1 | 8 | 16 | 0.006173 | 0.0050071 | 0.010014
[5 empty] | 186 | 2017-01-08 | FALSE | 1 | 8 | 17 | 0 | 0 | 0
[5 empty] | 187 | 2017-01-08 | FALSE | 1 | 8 | 18 | 0 | 0 | 0
[5 empty] | 188 | 2017-01-08 | FALSE | 1 | 8 | 19 | 0 | 0 | 0
[5 empty] | 189 | 2017-01-08 | FALSE | 1 | 8 | 20 | 0 | 0 | 0
[5 empty] | 190 | 2017-01-08 | FALSE | 1 | 8 | 21 | 0 | 0 | 0
[5 empty] | 191 | 2017-01-08 | FALSE | 1 | 8 | 22 | 0 | 0 | 0
[5 empty] | 192 | 2017-01-08 | FALSE | 1 | 8 | 23 | 0 | 0 | 0
[5 empty] | 193 | 2017-01-09 | TRUE | 1 | 9 | 0 | 0 | 0 | 0
[5 empty] | 194 | 2017-01-09 | TRUE | 1 | 9 | 1 | 0 | 0 | 0
[5 empty] | 195 | 2017-01-09 | TRUE | 1 | 9 | 2 | 0 | 0 | 0
[5 empty] | 196 | 2017-01-09 | TRUE | 1 | 9 | 3 | 0 | 0 | 0
[5 empty] | 197 | 2017-01-09 | TRUE | 1 | 9 | 4 | 0 | 0 | 0
[5 empty] | 198 | 2017-01-09 | TRUE | 1 | 9 | 5 | 0 | 0 | 0
[5 empty] | 199 | 2017-01-09 | TRUE | 1 | 9 | 6 | 0 | 0 | 0
[5 empty] | 200 | 2017-01-09 | TRUE | 1 | 9 | 7 | 0 | 0 | 0
[5 empty] | 201 | 2017-01-09 | TRUE | 1 | 9 | 8 | 0.085991 | 0.13609 | 0.15104
[5 empty] | 202 | 2017-01-09 | TRUE | 1 | 9 | 9 | 0.19688 | 0.24926 | 0.2497
[5 empty] | 203 | 2017-01-09 | TRUE | 1 | 9 | 10 | 0.30239 | 0.36512 | 0.41837
[5 empty] | 204 | 2017-01-09 | TRUE | 1 | 9 | 11 | 0.32757 | 0.36309 | 0.43441
[5 empty] | 205 | 2017-01-09 | TRUE | 1 | 9 | 12 | 0.33785 | 0.373 | 0.39088
[5 empty] | 206 | 2017-01-09 | TRUE | 1 | 9 | 13 | 0.30149 | 0.36989 | 0.42446
[5 empty] | 207 | 2017-01-09 | TRUE | 1 | 9 | 14 | 0.26146 | 0.30274 | 0.31697
[5 empty] | 208 | 2017-01-09 | TRUE | 1 | 9 | 15 | 0.14901 | 0.15743 | 0.16899
[5 empty] | 209 | 2017-01-09 | TRUE | 1 | 9 | 16 | 0.020339 | 0.01124 | 0.020656
[5 empty] | 210 | 2017-01-09 | TRUE | 1 | 9 | 17 | 0 | 0 | 0
[5 empty] | 211 | 2017-01-09 | TRUE | 1 | 9 | 18 | 0 | 0 | 0
[5 empty] | 212 | 2017-01-09 | TRUE | 1 | 9 | 19 | 0 | 0 | 0
[5 empty] | 213 | 2017-01-09 | TRUE | 1 | 9 | 20 | 0 | 0 | 0
[5 empty] | 214 | 2017-01-09 | TRUE | 1 | 9 | 21 | 0 | 0 | 0
[5 empty] | 215 | 2017-01-09 | TRUE | 1 | 9 | 22 | 0 | 0 | 0
[5 empty] | 216 | 2017-01-09 | TRUE | 1 | 9 | 23 | 0 | 0 | 0
[5 empty] | 217 | 2017-01-10 | TRUE | 1 | 10 | 0 | 0 | 0 | 0
[5 empty] | 218 | 2017-01-10 | TRUE | 1 | 10 | 1 | 0 | 0 | 0
[5 empty] | 219 | 2017-01-10 | TRUE | 1 | 10 | 2 | 0 | 0 | 0
[5 empty] | 220 | 2017-01-10 | TRUE | 1 | 10 | 3 | 0 | 0 | 0
[5 empty] | 221 | 2017-01-10 | TRUE | 1 | 10 | 4 | 0 | 0 | 0
[5 empty] | 222 | 2017-01-10 | TRUE | 1 | 10 | 5 | 0 | 0 | 0
[5 empty] | 223 | 2017-01-10 | TRUE | 1 | 10 | 6 | 0 | 0 | 0
[5 empty] | 224 | 2017-01-10 | TRUE | 1 | 10 | 7 | 0 | 0 | 0
[5 empty] | 225 | 2017-01-10 | TRUE | 1 | 10 | 8 | 0.045364 | 0.06737 | 0.08656
[5 empty] | 226 | 2017-01-10 | TRUE | 1 | 10 | 9 | 0.1135 | 0.12969 | 0.17102
[5 empty] | 227 | 2017-01-10 | TRUE | 1 | 10 | 10 | 0.17492 | 0.18865 | 0.20953
[5 empty] | 228 | 2017-01-10 | TRUE | 1 | 10 | 11 | 0.22094 | 0.2846 | 0.24808
[5 empty] | 229 | 2017-01-10 | TRUE | 1 | 10 | 12 | 0.2034 | 0.26412 | 0.26873
[5 empty] | 230 | 2017-01-10 | TRUE | 1 | 10 | 13 | 0.18263 | 0.18438 | 0.15634
[5 empty] | 231 | 2017-01-10 | TRUE | 1 | 10 | 14 | 0.14346 | 0.16037 | 0.12115
[5 empty] | 232 | 2017-01-10 | TRUE | 1 | 10 | 15 | 0.084254 | 0.081118 | 0.065445
[5 empty] | 233 | 2017-01-10 | TRUE | 1 | 10 | 16 | 0.011484 | 0.0020339 | 0.0035542
[5 empty] | 234 | 2017-01-10 | TRUE | 1 | 10 | 17 | 0 | 0 | 0
[5 empty] | 235 | 2017-01-10 | TRUE | 1 | 10 | 18 | 0 | 0 | 0
[5 empty] | 236 | 2017-01-10 | TRUE | 1 | 10 | 19 | 0 | 0 | 0
[5 empty] | 237 | 2017-01-10 | TRUE | 1 | 10 | 20 | 0 | 0 | 0
[5 empty] | 238 | 2017-01-10 | TRUE | 1 | 10 | 21 | 0 | 0 | 0
[5 empty] | 239 | 2017-01-10 | TRUE | 1 | 10 | 22 | 0 | 0 | 0
[5 empty] | 240 | 2017-01-10 | TRUE | 1 | 10 | 23 | 0 | 0 | 0
[5 empty] | 241 | 2017-01-11 | TRUE | 1 | 11 | 0 | 0 | 0 | 0
[5 empty] | 242 | 2017-01-11 | TRUE | 1 | 11 | 1 | 0 | 0 | 0
[5 empty] | 243 | 2017-01-11 | TRUE | 1 | 11 | 2 | 0 | 0 | 0
[5 empty] | 244 | 2017-01-11 | TRUE | 1 | 11 | 3 | 0 | 0 | 0
[5 empty] | 245 | 2017-01-11 | TRUE | 1 | 11 | 4 | 0 | 0 | 0
[5 empty] | 246 | 2017-01-11 | TRUE | 1 | 11 | 5 | 0 | 0 | 0
[5 empty] | 247 | 2017-01-11 | TRUE | 1 | 11 | 6 | 0 | 0 | 0
[5 empty] | 248 | 2017-01-11 | TRUE | 1 | 11 | 7 | 0 | 0.0012189 | 0.0024378
[5 empty] | 249 | 2017-01-11 | TRUE | 1 | 11 | 8 | 0.095222 | 0.1432 | 0.16319
[5 empty] | 250 | 2017-01-11 | TRUE | 1 | 11 | 9 | 0.21276 | 0.26519 | 0.32642
[5 empty] | 251 | 2017-01-11 | TRUE | 1 | 11 | 10 | 0.28131 | 0.31435 | 0.35488
[5 empty] | 252 | 2017-01-11 | TRUE | 1 | 11 | 11 | 0.31159 | 0.34455 | 0.42735
[5 empty] | 253 | 2017-01-11 | TRUE | 1 | 11 | 12 | 0.33889 | 0.38235 | 0.39799
[5 empty] | 254 | 2017-01-11 | TRUE | 1 | 11 | 13 | 0.29645 | 0.36185 | 0.36283
[5 empty] | 255 | 2017-01-11 | TRUE | 1 | 11 | 14 | 0.20232 | 0.25405 | 0.27428
[5 empty] | 256 | 2017-01-11 | TRUE | 1 | 11 | 15 | 0.11038 | 0.14764 | 0.14883
[5 empty] | 257 | 2017-01-11 | TRUE | 1 | 11 | 16 | 0.01289 | 0.014974 | 0.02261
[5 empty] | 258 | 2017-01-11 | TRUE | 1 | 11 | 17 | 0 | 0 | 0
[5 empty] | 259 | 2017-01-11 | TRUE | 1 | 11 | 18 | 0 | 0 | 0
[5 empty] | 260 | 2017-01-11 | TRUE | 1 | 11 | 19 | 0 | 0 | 0
[5 empty] | 261 | 2017-01-11 | TRUE | 1 | 11 | 20 | 0 | 0 | 0
[5 empty] | 262 | 2017-01-11 | TRUE | 1 | 11 | 21 | 0 | 0 | 0
[5 empty] | 263 | 2017-01-11 | TRUE | 1 | 11 | 22 | 0 | 0 | 0
[5 empty] | 264 | 2017-01-11 | TRUE | 1 | 11 | 23 | 0 | 0 | 0
[5 empty] | 265 | 2017-01-12 | TRUE | 1 | 12 | 0 | 0 | 0 | 0
[5 empty] | 266 | 2017-01-12 | TRUE | 1 | 12 | 1 | 0 | 0 | 0
[5 empty] | 267 | 2017-01-12 | TRUE | 1 | 12 | 2 | 0 | 0 | 0
[5 empty] | 268 | 2017-01-12 | TRUE | 1 | 12 | 3 | 0 | 0 | 0
[5 empty] | 269 | 2017-01-12 | TRUE | 1 | 12 | 4 | 0 | 0 | 0
[5 empty] | 270 | 2017-01-12 | TRUE | 1 | 12 | 5 | 0 | 0 | 0
[5 empty] | 271 | 2017-01-12 | TRUE | 1 | 12 | 6 | 0 | 0 | 0
[5 empty] | 272 | 2017-01-12 | TRUE | 1 | 12 | 7 | 0 | 0.00010678 | 0.00021356
[5 empty] | 273 | 2017-01-12 | TRUE | 1 | 12 | 8 | 0.054088 | 0.10067 | 0.11122
[5 empty] | 274 | 2017-01-12 | TRUE | 1 | 12 | 9 | 0.12734 | 0.20486 | 0.22246
[5 empty] | 275 | 2017-01-12 | TRUE | 1 | 12 | 10 | 0.17337 | 0.24759 | 0.24416
[5 empty] | 276 | 2017-01-12 | TRUE | 1 | 12 | 11 | 0.21142 | 0.25501 | 0.28826
[5 empty] | 277 | 2017-01-12 | TRUE | 1 | 12 | 12 | 0.18513 | 0.31915 | 0.35249
[5 empty] | 278 | 2017-01-12 | TRUE | 1 | 12 | 13 | 0.1824 | 0.2841 | 0.31042
[5 empty] | 279 | 2017-01-12 | TRUE | 1 | 12 | 14 | 0.14107 | 0.20735 | 0.22841
[5 empty] | 280 | 2017-01-12 | TRUE | 1 | 12 | 15 | 0.06774 | 0.10711 | 0.12053
[5 empty] | 281 | 2017-01-12 | TRUE | 1 | 12 | 16 | 0.0061403 | 0.0078123 | 0.013492
[5 empty] | 282 | 2017-01-12 | TRUE | 1 | 12 | 17 | 0 | 0 | 0
[5 empty] | 283 | 2017-01-12 | TRUE | 1 | 12 | 18 | 0 | 0 | 0
[5 empty] | 284 | 2017-01-12 | TRUE | 1 | 12 | 19 | 0 | 0 | 0
[5 empty] | 285 | 2017-01-12 | TRUE | 1 | 12 | 20 | 0 | 0 | 0
[5 empty] | 286 | 2017-01-12 | TRUE | 1 | 12 | 21 | 0 | 0 | 0
[5 empty] | 287 | 2017-01-12 | TRUE | 1 | 12 | 22 | 0 | 0 | 0
[5 empty] | 288 | 2017-01-12 | TRUE | 1 | 12 | 23 | 0 | 0 | 0
[5 empty] | 289 | 2017-01-13 | TRUE | 1 | 13 | 0 | 0 | 0 | 0
[5 empty] | 290 | 2017-01-13 | TRUE | 1 | 13 | 1 | 0 | 0 | 0
[5 empty] | 291 | 2017-01-13 | TRUE | 1 | 13 | 2 | 0 | 0 | 0
[5 empty] | 292 | 2017-01-13 | TRUE | 1 | 13 | 3 | 0 | 0 | 0
[5 empty] | 293 | 2017-01-13 | TRUE | 1 | 13 | 4 | 0 | 0 | 0
[5 empty] | 294 | 2017-01-13 | TRUE | 1 | 13 | 5 | 0 | 0 | 0
[5 empty] | 295 | 2017-01-13 | TRUE | 1 | 13 | 6 | 0 | 0 | 0
[5 empty] | 296 | 2017-01-13 | TRUE | 1 | 13 | 7 | 0 | 0.0030241 | 0.0060483
[5 empty] | 297 | 2017-01-13 | TRUE | 1 | 13 | 8 | 0.057194 | 0.082064 | 0.11141
[5 empty] | 298 | 2017-01-13 | TRUE | 1 | 13 | 9 | 0.15195 | 0.16142 | 0.1951
[5 empty] | 299 | 2017-01-13 | TRUE | 1 | 13 | 10 | 0.21886 | 0.23098 | 0.26929
[5 empty] | 300 | 2017-01-13 | TRUE | 1 | 13 | 11 | 0.30429 | 0.33879 | 0.39155
[5 empty] | 301 | 2017-01-13 | TRUE | 1 | 13 | 12 | 0.34406 | 0.42048 | 0.39655
[5 empty] | 302 | 2017-01-13 | TRUE | 1 | 13 | 13 | 0.29203 | 0.32536 | 0.35045
[5 empty] | 303 | 2017-01-13 | TRUE | 1 | 13 | 14 | 0.22414 | 0.26104 | 0.26971
[5 empty] | 304 | 2017-01-13 | TRUE | 1 | 13 | 15 | 0.13658 | 0.14787 | 0.14639
[5 empty] | 305 | 2017-01-13 | TRUE | 1 | 13 | 16 | 0.020963 | 0.012309 | 0.018566
[5 empty] | 306 | 2017-01-13 | TRUE | 1 | 13 | 17 | 0 | 0 | 0
[5 empty] | 307 | 2017-01-13 | TRUE | 1 | 13 | 18 | 0 | 0 | 0
[5 empty] | 308 | 2017-01-13 | TRUE | 1 | 13 | 19 | 0 | 0 | 0
[5 empty] | 309 | 2017-01-13 | TRUE | 1 | 13 | 20 | 0 | 0 | 0
[5 empty] | 310 | 2017-01-13 | TRUE | 1 | 13 | 21 | 0 | 0 | 0
[5 empty] | 311 | 2017-01-13 | TRUE | 1 | 13 | 22 | 0 | 0 | 0
[5 empty] | 312 | 2017-01-13 | TRUE | 1 | 13 | 23 | 0 | 0 | 0
[5 empty] | 313 | 2017-01-14 | FALSE | 1 | 14 | 0 | 0 | 0 | 0
[5 empty] | 314 | 2017-01-14 | FALSE | 1 | 14 | 1 | 0 | 0 | 0
[5 empty] | 315 | 2017-01-14 | FALSE | 1 | 14 | 2 | 0 | 0 | 0
[5 empty] | 316 | 2017-01-14 | FALSE | 1 | 14 | 3 | 0 | 0 | 0
[5 empty] | 317 | 2017-01-14 | FALSE | 1 | 14 | 4 | 0 | 0 | 0
[5 empty] | 318 | 2017-01-14 | FALSE | 1 | 14 | 5 | 0 | 0 | 0
[5 empty] | 319 | 2017-01-14 | FALSE | 1 | 14 | 6 | 0 | 0 | 0
[5 empty] | 320 | 2017-01-14 | FALSE | 1 | 14 | 7 | 0 | 0.00073459 | 0.0014692
[5 empty] | 321 | 2017-01-14 | FALSE | 1 | 14 | 8 | 0.067023 | 0.11297 | 0.10769
[5 empty] | 322 | 2017-01-14 | FALSE | 1 | 14 | 9 | 0.17146 | 0.22684 | 0.21413
[5 empty] | 323 | 2017-01-14 | FALSE | 1 | 14 | 10 | 0.2088 | 0.31429 | 0.3222
[5 empty] | 324 | 2017-01-14 | FALSE | 1 | 14 | 11 | 0.22194 | 0.36049 | 0.37702
[5 empty] | 325 | 2017-01-14 | FALSE | 1 | 14 | 12 | 0.20558 | 0.30773 | 0.31333
[5 empty] | 326 | 2017-01-14 | FALSE | 1 | 14 | 13 | 0.19677 | 0.24225 | 0.24786
[5 empty] | 327 | 2017-01-14 | FALSE | 1 | 14 | 14 | 0.14746 | 0.17175 | 0.16834
[5 empty] | 328 | 2017-01-14 | FALSE | 1 | 14 | 15 | 0.096735 | 0.090056 | 0.090591
[5 empty] | 329 | 2017-01-14 | FALSE | 1 | 14 | 16 | 0.01373 | 0.0064228 | 0.01167
[5 empty] | 330 | 2017-01-14 | FALSE | 1 | 14 | 17 | 0 | 0 | 0
[5 empty] | 331 | 2017-01-14 | FALSE | 1 | 14 | 18 | 0 | 0 | 0
[5 empty] | 332 | 2017-01-14 | FALSE | 1 | 14 | 19 | 0 | 0 | 0
[5 empty] | 333 | 2017-01-14 | FALSE | 1 | 14 | 20 | 0 | 0 | 0
[5 empty] | 334 | 2017-01-14 | FALSE | 1 | 14 | 21 | 0 | 0 | 0
[5 empty] | 335 | 2017-01-14 | FALSE | 1 | 14 | 22 | 0 | 0 | 0
[5 empty] | 336 | 2017-01-14 | FALSE | 1 | 14 | 23 | 0 | 0 | 0
[5 empty] | 337 | 2017-01-15 | FALSE | 1 | 15 | 0 | 0 | 0 | 0
[5 empty] | 338 | 2017-01-15 | FALSE | 1 | 15 | 1 | 0 | 0 | 0
[5 empty] | 339 | 2017-01-15 | FALSE | 1 | 15 | 2 | 0 | 0 | 0
[5 empty] | 340 | 2017-01-15 | FALSE | 1 | 15 | 3 | 0 | 0 | 0
[5 empty] | 341 | 2017-01-15 | FALSE | 1 | 15 | 4 | 0 | 0 | 0
[5 empty] | 342 | 2017-01-15 | FALSE | 1 | 15 | 5 | 0 | 0 | 0
[5 empty] | 343 | 2017-01-15 | FALSE | 1 | 15 | 6 | 0 | 0 | 0
[5 empty] | 344 | 2017-01-15 | FALSE | 1 | 15 | 7 | 0 | 0.0015137 | 0.0030274
[5 empty] | 345 | 2017-01-15 | FALSE | 1 | 15 | 8 | 0.056446 | 0.11093 | 0.09884
[5 empty] | 346 | 2017-01-15 | FALSE | 1 | 15 | 9 | 0.098421 | 0.17361 | 0.18753
[5 empty] | 347 | 2017-01-15 | FALSE | 1 | 15 | 10 | 0.17017 | 0.23468 | 0.22261
[5 empty] | 348 | 2017-01-15 | FALSE | 1 | 15 | 11 | 0.19623 | 0.26013 | 0.26307
[5 empty] | 349 | 2017-01-15 | FALSE | 1 | 15 | 12 | 0.21735 | 0.24803 | 0.27365
[5 empty] | 350 | 2017-01-15 | FALSE | 1 | 15 | 13 | 0.17524 | 0.25661 | 0.25092
[5 empty] | 351 | 2017-01-15 | FALSE | 1 | 15 | 14 | 0.12292 | 0.20748 | 0.237
[5 empty] | 352 | 2017-01-15 | FALSE | 1 | 15 | 15 | 0.074038 | 0.10623 | 0.1116
[5 empty] | 353 | 2017-01-15 | FALSE | 1 | 15 | 16 | 0.011071 | 0.015634 | 0.01902
[5 empty] | 354 | 2017-01-15 | FALSE | 1 | 15 | 17 | 0 | 0 | 0
[5 empty] | 355 | 2017-01-15 | FALSE | 1 | 15 | 18 | 0 | 0 | 0
[5 empty] | 356 | 2017-01-15 | FALSE | 1 | 15 | 19 | 0 | 0 | 0
[5 empty] | 357 | 2017-01-15 | FALSE | 1 | 15 | 20 | 0 | 0 | 0
[5 empty] | 358 | 2017-01-15 | FALSE | 1 | 15 | 21 | 0 | 0 | 0
[5 empty] | 359 | 2017-01-15 | FALSE | 1 | 15 | 22 | 0 | 0 | 0
[5 empty] | 360 | 2017-01-15 | FALSE | 1 | 15 | 23 | 0 | 0 | 0
[5 empty] | 361 | 2017-01-16 | TRUE | 1 | 16 | 0 | 0 | 0 | 0
[5 empty] | 362 | 2017-01-16 | TRUE | 1 | 16 | 1 | 0 | 0 | 0
[5 empty] | 363 | 2017-01-16 | TRUE | 1 | 16 | 2 | 0 | 0 | 0
[5 empty] | 364 | 2017-01-16 | TRUE | 1 | 16 | 3 | 0 | 0 | 0
[5 empty] | 365 | 2017-01-16 | TRUE | 1 | 16 | 4 | 0 | 0 | 0
[5 empty] | 366 | 2017-01-16 | TRUE | 1 | 16 | 5 | 0 | 0 | 0
[5 empty] | 367 | 2017-01-16 | TRUE | 1 | 16 | 6 | 0 | 0 | 0
[5 empty] | 368 | 2017-01-16 | TRUE | 1 | 16 | 7 | 0 | 0.0033949 | 0.0067897
[5 empty] | 369 | 2017-01-16 | TRUE | 1 | 16 | 8 | 0.074526 | 0.11253 | 0.12121
[5 empty] | 370 | 2017-01-16 | TRUE | 1 | 16 | 9 | 0.17531 | 0.2274 | 0.24063
[5 empty] | 371 | 2017-01-16 | TRUE | 1 | 16 | 10 | 0.2405 | 0.31712 | 0.32846
[5 empty] | 372 | 2017-01-16 | TRUE | 1 | 16 | 11 | 0.25114 | 0.35091 | 0.37732
[5 empty] | 373 | 2017-01-16 | TRUE | 1 | 16 | 12 | 0.25943 | 0.30316 | 0.34483
[5 empty] | 374 | 2017-01-16 | TRUE | 1 | 16 | 13 | 0.2371 | 0.30538 | 0.31736
[5 empty] | 375 | 2017-01-16 | TRUE | 1 | 16 | 14 | 0.19131 | 0.2401 | 0.24171
[5 empty] | 376 | 2017-01-16 | TRUE | 1 | 16 | 15 | 0.11151 | 0.14231 | 0.1433
[5 empty] | 377 | 2017-01-16 | TRUE | 1 | 16 | 16 | 0.021626 | 0.019445 | 0.026105
[5 empty] | 378 | 2017-01-16 | TRUE | 1 | 16 | 17 | 0 | 0 | 0
[5 empty] | 379 | 2017-01-16 | TRUE | 1 | 16 | 18 | 0 | 0 | 0
[5 empty] | 380 | 2017-01-16 | TRUE | 1 | 16 | 19 | 0 | 0 | 0
[5 empty] | 381 | 2017-01-16 | TRUE | 1 | 16 | 20 | 0 | 0 | 0
[5 empty] | 382 | 2017-01-16 | TRUE | 1 | 16 | 21 | 0 | 0 | 0
[5 empty] | 383 | 2017-01-16 | TRUE | 1 | 16 | 22 | 0 | 0 | 0
[5 empty] | 384 | 2017-01-16 | TRUE | 1 | 16 | 23 | 0 | 0 | 0
[5 empty] | 385 | 2017-01-17 | TRUE | 1 | 17 | 0 | 0 | 0 | 0
[5 empty] | 386 | 2017-01-17 | TRUE | 1 | 17 | 1 | 0 | 0 | 0
[5 empty] | 387 | 2017-01-17 | TRUE | 1 | 17 | 2 | 0 | 0 | 0
[5 empty] | 388 | 2017-01-17 | TRUE | 1 | 17 | 3 | 0 | 0 | 0
[5 empty] | 389 | 2017-01-17 | TRUE | 1 | 17 | 4 | 0 | 0 | 0
[5 empty] | 390 | 2017-01-17 | TRUE | 1 | 17 | 5 | 0 | 0 | 0
[5 empty] | 391 | 2017-01-17 | TRUE | 1 | 17 | 6 | 0 | 0 | 0
[5 empty] | 392 | 2017-01-17 | TRUE | 1 | 17 | 7 | 0 | 0.0042601 | 0.0085202
[5 empty] | 393 | 2017-01-17 | TRUE | 1 | 17 | 8 | 0.064479 | 0.10595 | 0.12214
[5 empty] | 394 | 2017-01-17 | TRUE | 1 | 17 | 9 | 0.151 | 0.21341 | 0.24396
[5 empty] | 395 | 2017-01-17 | TRUE | 1 | 17 | 10 | 0.24102 | 0.32268 | 0.33734
[5 empty] | 396 | 2017-01-17 | TRUE | 1 | 17 | 11 | 0.28475 | 0.36241 | 0.38442
[5 empty] | 397 | 2017-01-17 | TRUE | 1 | 17 | 12 | 0.27514 | 0.35177 | 0.39458
[5 empty] | 398 | 2017-01-17 | TRUE | 1 | 17 | 13 | 0.237 | 0.3005 | 0.33301
[5 empty] | 399 | 2017-01-17 | TRUE | 1 | 17 | 14 | 0.19155 | 0.22688 | 0.2539
[5 empty] | 400 | 2017-01-17 | TRUE | 1 | 17 | 15 | 0.12087 | 0.13711 | 0.13837
[5 empty] | 401 | 2017-01-17 | TRUE | 1 | 17 | 16 | 0.026027 | 0.024609 | 0.030339
[5 empty] | 402 | 2017-01-17 | TRUE | 1 | 17 | 17 | 0 | 0 | 0
[5 empty] | 403 | 2017-01-17 | TRUE | 1 | 17 | 18 | 0 | 0 | 0
[5 empty] | 404 | 2017-01-17 | TRUE | 1 | 17 | 19 | 0 | 0 | 0
[5 empty] | 405 | 2017-01-17 | TRUE | 1 | 17 | 20 | 0 | 0 | 0
[5 empty] | 406 | 2017-01-17 | TRUE | 1 | 17 | 21 | 0 | 0 | 0
[5 empty] | 407 | 2017-01-17 | TRUE | 1 | 17 | 22 | 0 | 0 | 0
[5 empty] | 408 | 2017-01-17 | TRUE | 1 | 17 | 23 | 0 | 0 | 0
[5 empty] | 409 | 2017-01-18 | TRUE | 1 | 18 | 0 | 0 | 0 | 0
[5 empty] | 410 | 2017-01-18 | TRUE | 1 | 18 | 1 | 0 | 0 | 0
[5 empty] | 411 | 2017-01-18 | TRUE | 1 | 18 | 2 | 0 | 0 | 0
[5 empty] | 412 | 2017-01-18 | TRUE | 1 | 18 | 3 | 0 | 0 | 0
[5 empty] | 413 | 2017-01-18 | TRUE | 1 | 18 | 4 | 0 | 0 | 0
[5 empty] | 414 | 2017-01-18 | TRUE | 1 | 18 | 5 | 0 | 0 | 0
[5 empty] | 415 | 2017-01-18 | TRUE | 1 | 18 | 6 | 0 | 0 | 0
[5 empty] | 416 | 2017-01-18 | TRUE | 1 | 18 | 7 | 0 | 0.0028252 | 0.0056504
[5 empty] | 417 | 2017-01-18 | TRUE | 1 | 18 | 8 | 0.05968 | 0.10703 | 0.12165
[5 empty] | 418 | 2017-01-18 | TRUE | 1 | 18 | 9 | 0.17404 | 0.23097 | 0.23158
[5 empty] | 419 | 2017-01-18 | TRUE | 1 | 18 | 10 | 0.23906 | 0.24792 | 0.22917
[5 empty] | 420 | 2017-01-18 | TRUE | 1 | 18 | 11 | 0.28884 | 0.27575 | 0.27251
[5 empty] | 421 | 2017-01-18 | TRUE | 1 | 18 | 12 | 0.29655 | 0.31827 | 0.31214
[5 empty] | 422 | 2017-01-18 | TRUE | 1 | 18 | 13 | 0.24926 | 0.24668 | 0.21269
[5 empty] | 423 | 2017-01-18 | TRUE | 1 | 18 | 14 | 0.18707 | 0.19506 | 0.17259
[5 empty] | 424 | 2017-01-18 | TRUE | 1 | 18 | 15 | 0.13754 | 0.12108 | 0.080174
[5 empty] | 425 | 2017-01-18 | TRUE | 1 | 18 | 16 | 0.027654 | 0.018083 | 0.017145
[5 empty] | 426 | 2017-01-18 | TRUE | 1 | 18 | 17 | 0 | 0 | 0
[5 empty] | 427 | 2017-01-18 | TRUE | 1 | 18 | 18 | 0 | 0 | 0
[5 empty] | 428 | 2017-01-18 | TRUE | 1 | 18 | 19 | 0 | 0 | 0
[5 empty] | 429 | 2017-01-18 | TRUE | 1 | 18 | 20 | 0 | 0 | 0
[5 empty] | 430 | 2017-01-18 | TRUE | 1 | 18 | 21 | 0 | 0 | 0
[5 empty] | 431 | 2017-01-18 | TRUE | 1 | 18 | 22 | 0 | 0 | 0
[5 empty] | 432 | 2017-01-18 | TRUE | 1 | 18 | 23 | 0 | 0 | 0
[5 empty] | 433 | 2017-01-19 | TRUE | 1 | 19 | 0 | 0 | 0 | 0
[5 empty] | 434 | 2017-01-19 | TRUE | 1 | 19 | 1 | 0 | 0 | 0
[5 empty] | 435 | 2017-01-19 | TRUE | 1 | 19 | 2 | 0 | 0 | 0
[5 empty] | 436 | 2017-01-19 | TRUE | 1 | 19 | 3 | 0 | 0 | 0
[5 empty] | 437 | 2017-01-19 | TRUE | 1 | 19 | 4 | 0 | 0 | 0
[5 empty] | 438 | 2017-01-19 | TRUE | 1 | 19 | 5 | 0 | 0 | 0
[5 empty] | 439 | 2017-01-19 | TRUE | 1 | 19 | 6 | 0 | 0 | 0
[5 empty] | 440 | 2017-01-19 | TRUE | 1 | 19 | 7 | 0 | 0.0038399 | 0.0076798
[5 empty] | 441 | 2017-01-19 | TRUE | 1 | 19 | 8 | 0.079438 | 0.14143 | 0.12421
[5 empty] | 442 | 2017-01-19 | TRUE | 1 | 19 | 9 | 0.14837 | 0.25363 | 0.26016
[5 empty] | 443 | 2017-01-19 | TRUE | 1 | 19 | 10 | 0.21189 | 0.35481 | 0.37589
[5 empty] | 444 | 2017-01-19 | TRUE | 1 | 19 | 11 | 0.25775 | 0.42374 | 0.46597
[5 empty] | 445 | 2017-01-19 | TRUE | 1 | 19 | 12 | 0.27344 | 0.40385 | 0.43804
[5 empty] | 446 | 2017-01-19 | TRUE | 1 | 19 | 13 | 0.25513 | 0.34648 | 0.35324
[5 empty] | 447 | 2017-01-19 | TRUE | 1 | 19 | 14 | 0.19974 | 0.25157 | 0.25361
[5 empty] | 448 | 2017-01-19 | TRUE | 1 | 19 | 15 | 0.12049 | 0.14476 | 0.15096
[5 empty] | 449 | 2017-01-19 | TRUE | 1 | 19 | 16 | 0.028675 | 0.027426 | 0.031962
[5 empty] | 450 | 2017-01-19 | TRUE | 1 | 19 | 17 | 0 | 0 | 0
[5 empty] | 451 | 2017-01-19 | TRUE | 1 | 19 | 18 | 0 | 0 | 0
[5 empty] | 452 | 2017-01-19 | TRUE | 1 | 19 | 19 | 0 | 0 | 0
[5 empty] | 453 | 2017-01-19 | TRUE | 1 | 19 | 20 | 0 | 0 | 0
[5 empty] | 454 | 2017-01-19 | TRUE | 1 | 19 | 21 | 0 | 0 | 0
[5 empty] | 455 | 2017-01-19 | TRUE | 1 | 19 | 22 | 0 | 0 | 0
[5 empty] | 456 | 2017-01-19 | TRUE | 1 | 19 | 23 | 0 | 0 | 0
[5 empty] | 457 | 2017-01-20 | TRUE | 1 | 20 | 0 | 0 | 0 | 0
[5 empty] | 458 | 2017-01-20 | TRUE | 1 | 20 | 1 | 0 | 0 | 0
[5 empty] | 459 | 2017-01-20 | TRUE | 1 | 20 | 2 | 0 | 0 | 0
[5 empty] | 460 | 2017-01-20 | TRUE | 1 | 20 | 3 | 0 | 0 | 0
[5 empty] | 461 | 2017-01-20 | TRUE | 1 | 20 | 4 | 0 | 0 | 0
[5 empty] | 462 | 2017-01-20 | TRUE | 1 | 20 | 5 | 0 | 0 | 0
[5 empty] | 463 | 2017-01-20 | TRUE | 1 | 20 | 6 | 0 | 0 | 0
[5 empty] | 464 | 2017-01-20 | TRUE | 1 | 20 | 7 | 0.00088197 | 0.0050554 | 0.0039371
[5 empty] | 465 | 2017-01-20 | TRUE | 1 | 20 | 8 | 0.087566 | 0.075807 | 0.074994
[5 empty] | 466 | 2017-01-20 | TRUE | 1 | 20 | 9 | 0.16362 | 0.20941 | 0.19872
[5 empty] | 467 | 2017-01-20 | TRUE | 1 | 20 | 10 | 0.21431 | 0.25754 | 0.32356
[5 empty] | 468 | 2017-01-20 | TRUE | 1 | 20 | 11 | 0.26374 | 0.29624 | 0.31393
[5 empty] | 469 | 2017-01-20 | TRUE | 1 | 20 | 12 | 0.2792 | 0.29582 | 0.35153
[5 empty] | 470 | 2017-01-20 | TRUE | 1 | 20 | 13 | 0.25216 | 0.21094 | 0.22449
[5 empty] | 471 | 2017-01-20 | TRUE | 1 | 20 | 14 | 0.21329 | 0.16328 | 0.16123
[5 empty] | 472 | 2017-01-20 | TRUE | 1 | 20 | 15 | 0.13456 | 0.10176 | 0.077871
[5 empty] | 473 | 2017-01-20 | TRUE | 1 | 20 | 16 | 0.029233 | 0.02091 | 0.020942
[5 empty] | 474 | 2017-01-20 | TRUE | 1 | 20 | 17 | 0 | 0 | 0
[5 empty] | 475 | 2017-01-20 | TRUE | 1 | 20 | 18 | 0 | 0 | 0
[5 empty] | 476 | 2017-01-20 | TRUE | 1 | 20 | 19 | 0 | 0 | 0
[5 empty] | 477 | 2017-01-20 | TRUE | 1 | 20 | 20 | 0 | 0 | 0
[5 empty] | 478 | 2017-01-20 | TRUE | 1 | 20 | 21 | 0 | 0 | 0
[5 empty] | 479 | 2017-01-20 | TRUE | 1 | 20 | 22 | 0 | 0 | 0
[5 empty] | 480 | 2017-01-20 | TRUE | 1 | 20 | 23 | 0 | 0 | 0
[5 empty] | 481 | 2017-01-21 | FALSE | 1 | 21 | 0 | 0 | 0 | 0
[5 empty] | 482 | 2017-01-21 | FALSE | 1 | 21 | 1 | 0 | 0 | 0
[5 empty] | 483 | 2017-01-21 | FALSE | 1 | 21 | 2 | 0 | 0 | 0
[5 empty] | 484 | 2017-01-21 | FALSE | 1 | 21 | 3 | 0 | 0 | 0
[5 empty] | 485 | 2017-01-21 | FALSE | 1 | 21 | 4 | 0 | 0 | 0
[5 empty] | 486 | 2017-01-21 | FALSE | 1 | 21 | 5 | 0 | 0 | 0
[5 empty] | 487 | 2017-01-21 | FALSE | 1 | 21 | 6 | 0 | 0 | 0
[5 empty] | 488 | 2017-01-21 | FALSE | 1 | 21 | 7 | 0.00017658 | 0.0042699 | 0.0073037
[5 empty] | 489 | 2017-01-21 | FALSE | 1 | 21 | 8 | 0.083134 | 0.098502 | 0.088738
[5 empty] | 490 | 2017-01-21 | FALSE | 1 | 21 | 9 | 0.19507 | 0.1957 | 0.17383
[5 empty] | 491 | 2017-01-21 | FALSE | 1 | 21 | 10 | 0.25915 | 0.19317 | 0.18244
[5 empty] | 492 | 2017-01-21 | FALSE | 1 | 21 | 11 | 0.28785 | 0.21155 | 0.20935
[5 empty] | 493 | 2017-01-21 | FALSE | 1 | 21 | 12 | 0.31758 | 0.28556 | 0.24068
[5 empty] | 494 | 2017-01-21 | FALSE | 1 | 21 | 13 | 0.30929 | 0.2726 | 0.22708
[5 empty] | 495 | 2017-01-21 | FALSE | 1 | 21 | 14 | 0.2614 | 0.23009 | 0.17381
[5 empty] | 496 | 2017-01-21 | FALSE | 1 | 21 | 15 | 0.1537 | 0.12728 | 0.095043
[5 empty] | 497 | 2017-01-21 | FALSE | 1 | 21 | 16 | 0.040299 | 0.023492 | 0.019402
[5 empty] | 498 | 2017-01-21 | FALSE | 1 | 21 | 17 | 0 | 0 | 0
[5 empty] | 499 | 2017-01-21 | FALSE | 1 | 21 | 18 | 0 | 0 | 0
[5 empty] | 500 | 2017-01-21 | FALSE | 1 | 21 | 19 | 0 | 0 | 0
[5 empty] | 501 | 2017-01-21 | FALSE | 1 | 21 | 20 | 0 | 0 | 0
[5 empty] | 502 | 2017-01-21 | FALSE | 1 | 21 | 21 | 0 | 0 | 0
[5 empty] | 503 | 2017-01-21 | FALSE | 1 | 21 | 22 | 0 | 0 | 0
[5 empty] | 504 | 2017-01-21 | FALSE | 1 | 21 | 23 | 0 | 0 | 0
[5 empty] | 505 | 2017-01-22 | FALSE | 1 | 22 | 0 | 0 | 0 | 0
[5 empty] | 506 | 2017-01-22 | FALSE | 1 | 22 | 1 | 0 | 0 | 0
[5 empty] | 507 | 2017-01-22 | FALSE | 1 | 22 | 2 | 0 | 0 | 0
[5 empty] | 508 | 2017-01-22 | FALSE | 1 | 22 | 3 | 0 | 0 | 0
[5 empty] | 509 | 2017-01-22 | FALSE | 1 | 22 | 4 | 0 | 0 | 0
[5 empty] | 510 | 2017-01-22 | FALSE | 1 | 22 | 5 | 0 | 0 | 0
[5 empty] | 511 | 2017-01-22 | FALSE | 1 | 22 | 6 | 0 | 0 | 0
[5 empty] | 512 | 2017-01-22 | FALSE | 1 | 22 | 7 | 0.0010006 | 0.008743 | 0.010482
[5 empty] | 513 | 2017-01-22 | FALSE | 1 | 22 | 8 | 0.06658 | 0.10037 | 0.12209
[5 empty] | 514 | 2017-01-22 | FALSE | 1 | 22 | 9 | 0.15187 | 0.16602 | 0.16562
[5 empty] | 515 | 2017-01-22 | FALSE | 1 | 22 | 10 | 0.18384 | 0.19076 | 0.21339
[5 empty] | 516 | 2017-01-22 | FALSE | 1 | 22 | 11 | 0.20732 | 0.21196 | 0.2448
[5 empty] | 517 | 2017-01-22 | FALSE | 1 | 22 | 12 | 0.21163 | 0.20526 | 0.22186
[5 empty] | 518 | 2017-01-22 | FALSE | 1 | 22 | 13 | 0.18502 | 0.19806 | 0.21602
[5 empty] | 519 | 2017-01-22 | FALSE | 1 | 22 | 14 | 0.14567 | 0.15424 | 0.17079
[5 empty] | 520 | 2017-01-22 | FALSE | 1 | 22 | 15 | 0.094755 | 0.11091 | 0.10718
[5 empty] | 521 | 2017-01-22 | FALSE | 1 | 22 | 16 | 0.022958 | 0.023749 | 0.025536
[5 empty] | 522 | 2017-01-22 | FALSE | 1 | 22 | 17 | 0 | 0 | 0
[5 empty] | 523 | 2017-01-22 | FALSE | 1 | 22 | 18 | 0 | 0 | 0
[5 empty] | 524 | 2017-01-22 | FALSE | 1 | 22 | 19 | 0 | 0 | 0
[5 empty] | 525 | 2017-01-22 | FALSE | 1 | 22 | 20 | 0 | 0 | 0
[5 empty] | 526 | 2017-01-22 | FALSE | 1 | 22 | 21 | 0 | 0 | 0
[5 empty] | 527 | 2017-01-22 | FALSE | 1 | 22 | 22 | 0 | 0 | 0
[5 empty] | 528 | 2017-01-22 | FALSE | 1 | 22 | 23 | 0 | 0 | 0
[5 empty] | 529 | 2017-01-23 | TRUE | 1 | 23 | 0 | 0 | 0 | 0
[5 empty] | 530 | 2017-01-23 | TRUE | 1 | 23 | 1 | 0 | 0 | 0
[5 empty] | 531 | 2017-01-23 | TRUE | 1 | 23 | 2 | 0 | 0 | 0
[5 empty] | 532 | 2017-01-23 | TRUE | 1 | 23 | 3 | 0 | 0 | 0
[5 empty] | 533 | 2017-01-23 | TRUE | 1 | 23 | 4 | 0 | 0 | 0
[5 empty] | 534 | 2017-01-23 | TRUE | 1 | 23 | 5 | 0 | 0 | 0
[5 empty] | 535 | 2017-01-23 | TRUE | 1 | 23 | 6 | 0 | 0 | 0
[5 empty] | 536 | 2017-01-23 | TRUE | 1 | 23 | 7 | 0.00061163 | 0.0071222 | 0.0099629
[5 empty] | 537 | 2017-01-23 | TRUE | 1 | 23 | 8 | 0.052748 | 0.088551 | 0.090525
[5 empty] | 538 | 2017-01-23 | TRUE | 1 | 23 | 9 | 0.10356 | 0.14641 | 0.18095
[5 empty] | 539 | 2017-01-23 | TRUE | 1 | 23 | 10 | 0.16924 | 0.16561 | 0.16569
[5 empty] | 540 | 2017-01-23 | TRUE | 1 | 23 | 11 | 0.21142 | 0.23487 | 0.20295
[5 empty] | 541 | 2017-01-23 | TRUE | 1 | 23 | 12 | 0.22001 | 0.23278 | 0.14653
[5 empty] | 542 | 2017-01-23 | TRUE | 1 | 23 | 13 | 0.21848 | 0.22583 | 0.1758
[5 empty] | 543 | 2017-01-23 | TRUE | 1 | 23 | 14 | 0.14986 | 0.14202 | 0.14389
[5 empty] | 544 | 2017-01-23 | TRUE | 1 | 23 | 15 | 0.11144 | 0.073777 | 0.057085
[5 empty] | 545 | 2017-01-23 | TRUE | 1 | 23 | 16 | 0.035551 | 0.012869 | 0.011555
[5 empty] | 546 | 2017-01-23 | TRUE | 1 | 23 | 17 | 0 | 0 | 0
[5 empty] | 547 | 2017-01-23 | TRUE | 1 | 23 | 18 | 0 | 0 | 0
[5 empty] | 548 | 2017-01-23 | TRUE | 1 | 23 | 19 | 0 | 0 | 0
[5 empty] | 549 | 2017-01-23 | TRUE | 1 | 23 | 20 | 0 | 0 | 0
[5 empty] | 550 | 2017-01-23 | TRUE | 1 | 23 | 21 | 0 | 0 | 0
[5 empty] | 551 | 2017-01-23 | TRUE | 1 | 23 | 22 | 0 | 0 | 0
[5 empty] | 552 | 2017-01-23 | TRUE | 1 | 23 | 23 | 0 | 0 | 0
[5 empty] | 553 | 2017-01-24 | TRUE | 1 | 24 | 0 | 0 | 0 | 0
[5 empty] | 554 | 2017-01-24 | TRUE | 1 | 24 | 1 | 0 | 0 | 0
[5 empty] | 555 | 2017-01-24 | TRUE | 1 | 24 | 2 | 0 | 0 | 0
[5 empty] | 556 | 2017-01-24 | TRUE | 1 | 24 | 3 | 0 | 0 | 0
[5 empty] | 557 | 2017-01-24 | TRUE | 1 | 24 | 4 | 0 | 0 | 0
[5 empty] | 558 | 2017-01-24 | TRUE | 1 | 24 | 5 | 0 | 0 | 0
[5 empty] | 559 | 2017-01-24 | TRUE | 1 | 24 | 6 | 0 | 0 | 0
[5 empty] | 560 | 2017-01-24 | TRUE | 1 | 24 | 7 | 0.00039113 | 0.0031661 | 0.0035944
[5 empty] | 561 | 2017-01-24 | TRUE | 1 | 24 | 8 | 0.0583 | 0.087702 | 0.06914
[5 empty] | 562 | 2017-01-24 | TRUE | 1 | 24 | 9 | 0.13932 | 0.17606 | 0.13971
[5 empty] | 563 | 2017-01-24 | TRUE | 1 | 24 | 10 | 0.20553 | 0.26234 | 0.28617
[5 empty] | 564 | 2017-01-24 | TRUE | 1 | 24 | 11 | 0.23741 | 0.24889 | 0.28447
[5 empty] | 565 | 2017-01-24 | TRUE | 1 | 24 | 12 | 0.27376 | 0.26598 | 0.24475
[5 empty] | 566 | 2017-01-24 | TRUE | 1 | 24 | 13 | 0.21946 | 0.20186 | 0.20381
[5 empty] | 567 | 2017-01-24 | TRUE | 1 | 24 | 14 | 0.15747 | 0.15152 | 0.15647
[5 empty] | 568 | 2017-01-24 | TRUE | 1 | 24 | 15 | 0.10338 | 0.087314 | 0.10247
[5 empty] | 569 | 2017-01-24 | TRUE | 1 | 24 | 16 | 0.028366 | 0.020981 | 0.021694
[5 empty] | 570 | 2017-01-24 | TRUE | 1 | 24 | 17 | 0 | 0 | 0
[5 empty] | 571 | 2017-01-24 | TRUE | 1 | 24 | 18 | 0 | 0 | 0
[5 empty] | 572 | 2017-01-24 | TRUE | 1 | 24 | 19 | 0 | 0 | 0
[5 empty] | 573 | 2017-01-24 | TRUE | 1 | 24 | 20 | 0 | 0 | 0
[5 empty] | 574 | 2017-01-24 | TRUE | 1 | 24 | 21 | 0 | 0 | 0
[5 empty] | 575 | 2017-01-24 | TRUE | 1 | 24 | 22 | 0 | 0 | 0
[5 empty] | 576 | 2017-01-24 | TRUE | 1 | 24 | 23 | 0 | 0 | 0
[5 empty] | 577 | 2017-01-25 | TRUE | 1 | 25 | 0 | 0 | 0 | 0
[5 empty] | 578 | 2017-01-25 | TRUE | 1 | 25 | 1 | 0 | 0 | 0
[5 empty] | 579 | 2017-01-25 | TRUE | 1 | 25 | 2 | 0 | 0 | 0
[5 empty] | 580 | 2017-01-25 | TRUE | 1 | 25 | 3 | 0 | 0 | 0
[5 empty] | 581 | 2017-01-25 | TRUE | 1 | 25 | 4 | 0 | 0 | 0
[5 empty] | 582 | 2017-01-25 | TRUE | 1 | 25 | 5 | 0 | 0 | 0
[5 empty] | 583 | 2017-01-25 | TRUE | 1 | 25 | 6 | 0 | 0 | 0
[5 empty] | 584 | 2017-01-25 | TRUE | 1 | 25 | 7 | 0.00042132 | 0.0076688 | 0.012388
[5 empty] | 585 | 2017-01-25 | TRUE | 1 | 25 | 8 | 0.085032 | 0.11787 | 0.11984
[5 empty] | 586 | 2017-01-25 | TRUE | 1 | 25 | 9 | 0.14838 | 0.22345 | 0.2498
[5 empty] | 587 | 2017-01-25 | TRUE | 1 | 25 | 10 | 0.20546 | 0.26602 | 0.32601
[5 empty] | 588 | 2017-01-25 | TRUE | 1 | 25 | 11 | 0.22485 | 0.37868 | 0.41436
[5 empty] | 589 | 2017-01-25 | TRUE | 1 | 25 | 12 | 0.26957 | 0.35568 | 0.42441
[5 empty] | 590 | 2017-01-25 | TRUE | 1 | 25 | 13 | 0.24358 | 0.36277 | 0.42237
[5 empty] | 591 | 2017-01-25 | TRUE | 1 | 25 | 14 | 0.19642 | 0.26442 | 0.33215
[5 empty] | 592 | 2017-01-25 | TRUE | 1 | 25 | 15 | 0.13068 | 0.17339 | 0.18493
[5 empty] | 593 | 2017-01-25 | TRUE | 1 | 25 | 16 | 0.03509 | 0.044468 | 0.050877
[5 empty] | 594 | 2017-01-25 | TRUE | 1 | 25 | 17 | 0 | 0 | 0
[5 empty] | 595 | 2017-01-25 | TRUE | 1 | 25 | 18 | 0 | 0 | 0
[5 empty] | 596 | 2017-01-25 | TRUE | 1 | 25 | 19 | 0 | 0 | 0
[5 empty] | 597 | 2017-01-25 | TRUE | 1 | 25 | 20 | 0 | 0 | 0
[5 empty] | 598 | 2017-01-25 | TRUE | 1 | 25 | 21 | 0 | 0 | 0
[5 empty] | 599 | 2017-01-25 | TRUE | 1 | 25 | 22 | 0 | 0 | 0
[5 empty] | 600 | 2017-01-25 | TRUE | 1 | 25 | 23 | 0 | 0 | 0
[5 empty] | 601 | 2017-01-26 | TRUE | 1 | 26 | 0 | 0 | 0 | 0
[5 empty] | 602 | 2017-01-26 | TRUE | 1 | 26 | 1 | 0 | 0 | 0
[5 empty] | 603 | 2017-01-26 | TRUE | 1 | 26 | 2 | 0 | 0 | 0
[5 empty] | 604 | 2017-01-26 | TRUE | 1 | 26 | 3 | 0 | 0 | 0
[5 empty] | 605 | 2017-01-26 | TRUE | 1 | 26 | 4 | 0 | 0 | 0
[5 empty] | 606 | 2017-01-26 | TRUE | 1 | 26 | 5 | 0 | 0 | 0
[5 empty] | 607 | 2017-01-26 | TRUE | 1 | 26 | 6 | 0 | 0 | 0
[5 empty] | 608 | 2017-01-26 | TRUE | 1 | 26 | 7 | 0.0014429 | 0.010066 | 0.012237
[5 empty] | 609 | 2017-01-26 | TRUE | 1 | 26 | 8 | 0.077358 | 0.093353 | 0.093325
[5 empty] | 610 | 2017-01-26 | TRUE | 1 | 26 | 9 | 0.12452 | 0.18358 | 0.16708
[5 empty] | 611 | 2017-01-26 | TRUE | 1 | 26 | 10 | 0.20861 | 0.24593 | 0.2257
[5 empty] | 612 | 2017-01-26 | TRUE | 1 | 26 | 11 | 0.27391 | 0.31903 | 0.3097
[5 empty] | 613 | 2017-01-26 | TRUE | 1 | 26 | 12 | 0.27801 | 0.36168 | 0.41286
[5 empty] | 614 | 2017-01-26 | TRUE | 1 | 26 | 13 | 0.29404 | 0.37446 | 0.46564
[5 empty] | 615 | 2017-01-26 | TRUE | 1 | 26 | 14 | 0.24831 | 0.27612 | 0.34377
[5 empty] | 616 | 2017-01-26 | TRUE | 1 | 26 | 15 | 0.1585 | 0.19223 | 0.21526
[5 empty] | 617 | 2017-01-26 | TRUE | 1 | 26 | 16 | 0.045928 | 0.049057 | 0.060407
[5 empty] | 618 | 2017-01-26 | TRUE | 1 | 26 | 17 | 0 | 0 | 0
[5 empty] | 619 | 2017-01-26 | TRUE | 1 | 26 | 18 | 0 | 0 | 0
[5 empty] | 620 | 2017-01-26 | TRUE | 1 | 26 | 19 | 0 | 0 | 0
[5 empty] | 621 | 2017-01-26 | TRUE | 1 | 26 | 20 | 0 | 0 | 0
[5 empty] | 622 | 2017-01-26 | TRUE | 1 | 26 | 21 | 0 | 0 | 0
[5 empty] | 623 | 2017-01-26 | TRUE | 1 | 26 | 22 | 0 | 0 | 0
[5 empty] | 624 | 2017-01-26 | TRUE | 1 | 26 | 23 | 0 | 0 | 0
[5 empty] | 625 | 2017-01-27 | TRUE | 1 | 27 | 0 | 0 | 0 | 0
[5 empty] | 626 | 2017-01-27 | TRUE | 1 | 27 | 1 | 0 | 0 | 0
[5 empty] | 627 | 2017-01-27 | TRUE | 1 | 27 | 2 | 0 | 0 | 0
[5 empty] | 628 | 2017-01-27 | TRUE | 1 | 27 | 3 | 0 | 0 | 0
[5 empty] | 629 | 2017-01-27 | TRUE | 1 | 27 | 4 | 0 | 0 | 0
[5 empty] | 630 | 2017-01-27 | TRUE | 1 | 27 | 5 | 0 | 0 | 0
[5 empty] | 631 | 2017-01-27 | TRUE | 1 | 27 | 6 | 0 | 0 | 0
[5 empty] | 632 | 2017-01-27 | TRUE | 1 | 27 | 7 | 0.001367 | 0.013021 | 0.016472
[5 empty] | 633 | 2017-01-27 | TRUE | 1 | 27 | 8 | 0.061989 | 0.12923 | 0.14264
[5 empty] | 634 | 2017-01-27 | TRUE | 1 | 27 | 9 | 0.11529 | 0.17345 | 0.19315
[5 empty] | 635 | 2017-01-27 | TRUE | 1 | 27 | 10 | 0.17722 | 0.24962 | 0.3196
[5 empty] | 636 | 2017-01-27 | TRUE | 1 | 27 | 11 | 0.20744 | 0.29102 | 0.37128
[5 empty] | 637 | 2017-01-27 | TRUE | 1 | 27 | 12 | 0.25782 | 0.30781 | 0.27
[5 empty] | 638 | 2017-01-27 | TRUE | 1 | 27 | 13 | 0.24006 | 0.26047 | 0.24861
[5 empty] | 639 | 2017-01-27 | TRUE | 1 | 27 | 14 | 0.20608 | 0.18577 | 0.15613
[5 empty] | 640 | 2017-01-27 | TRUE | 1 | 27 | 15 | 0.12464 | 0.095426 | 0.065617
[5 empty] | 641 | 2017-01-27 | TRUE | 1 | 27 | 16 | 0.034973 | 0.021588 | 0.015118
[5 empty] | 642 | 2017-01-27 | TRUE | 1 | 27 | 17 | 0 | 0 | 0
[5 empty] | 643 | 2017-01-27 | TRUE | 1 | 27 | 18 | 0 | 0 | 0
[5 empty] | 644 | 2017-01-27 | TRUE | 1 | 27 | 19 | 0 | 0 | 0
[5 empty] | 645 | 2017-01-27 | TRUE | 1 | 27 | 20 | 0 | 0 | 0
[5 empty] | 646 | 2017-01-27 | TRUE | 1 | 27 | 21 | 0 | 0 | 0
[5 empty] | 647 | 2017-01-27 | TRUE | 1 | 27 | 22 | 0 | 0 | 0
[5 empty] | 648 | 2017-01-27 | TRUE | 1 | 27 | 23 | 0 | 0 | 0
[5 empty] | 649 | 2017-01-28 | FALSE | 1 | 28 | 0 | 0 | 0 | 0
[5 empty] | 650 | 2017-01-28 | FALSE | 1 | 28 | 1 | 0 | 0 | 0
[5 empty] | 651 | 2017-01-28 | FALSE | 1 | 28 | 2 | 0 | 0 | 0
[5 empty] | 652 | 2017-01-28 | FALSE | 1 | 28 | 3 | 0 | 0 | 0
[5 empty] | 653 | 2017-01-28 | FALSE | 1 | 28 | 4 | 0 | 0 | 0
[5 empty] | 654 | 2017-01-28 | FALSE | 1 | 28 | 5 | 0 | 0 | 0
[5 empty] | 655 | 2017-01-28 | FALSE | 1 | 28 | 6 | 0 | 0 | 0
[5 empty] | 656 | 2017-01-28 | FALSE | 1 | 28 | 7 | 0.0014938 | 0.0096455 | 0.013481
[5 empty] | 657 | 2017-01-28 | FALSE | 1 | 28 | 8 | 0.079637 | 0.096859 | 0.10728
[5 empty] | 658 | 2017-01-28 | FALSE | 1 | 28 | 9 | 0.17131 | 0.19439 | 0.21476
[5 empty] | 659 | 2017-01-28 | FALSE | 1 | 28 | 10 | 0.20916 | 0.22044 | 0.23314
[5 empty] | 660 | 2017-01-28 | FALSE | 1 | 28 | 11 | 0.23178 | 0.23473 | 0.2314
[5 empty] | 661 | 2017-01-28 | FALSE | 1 | 28 | 12 | 0.26301 | 0.22102 | 0.21116
[5 empty] | 662 | 2017-01-28 | FALSE | 1 | 28 | 13 | 0.25824 | 0.22555 | 0.19401
[5 empty] | 663 | 2017-01-28 | FALSE | 1 | 28 | 14 | 0.20711 | 0.15988 | 0.12435
[5 empty] | 664 | 2017-01-28 | FALSE | 1 | 28 | 15 | 0.12899 | 0.11054 | 0.091297
[5 empty] | 665 | 2017-01-28 | FALSE | 1 | 28 | 16 | 0.043581 | 0.028915 | 0.02618
[5 empty] | 666 | 2017-01-28 | FALSE | 1 | 28 | 17 | 0 | 0 | 0
[5 empty] | 667 | 2017-01-28 | FALSE | 1 | 28 | 18 | 0 | 0 | 0
[5 empty] | 668 | 2017-01-28 | FALSE | 1 | 28 | 19 | 0 | 0 | 0
[5 empty] | 669 | 2017-01-28 | FALSE | 1 | 28 | 20 | 0 | 0 | 0
[5 empty] | 670 | 2017-01-28 | FALSE | 1 | 28 | 21 | 0 | 0 | 0
[5 empty] | 671 | 2017-01-28 | FALSE | 1 | 28 | 22 | 0 | 0 | 0
[5 empty] | 672 | 2017-01-28 | FALSE | 1 | 28 | 23 | 0 | 0 | 0
[5 empty] | 673 | 2017-01-29 | FALSE | 1 | 29 | 0 | 0 | 0 | 0
[5 empty] | 674 | 2017-01-29 | FALSE | 1 | 29 | 1 | 0 | 0 | 0
[5 empty] | 675 | 2017-01-29 | FALSE | 1 | 29 | 2 | 0 | 0 | 0
[5 empty] | 676 | 2017-01-29 | FALSE | 1 | 29 | 3 | 0 | 0 | 0
[5 empty] | 677 | 2017-01-29 | FALSE | 1 | 29 | 4 | 0 | 0 | 0
[5 empty] | 678 | 2017-01-29 | FALSE | 1 | 29 | 5 | 0 | 0 | 0
[5 empty] | 679 | 2017-01-29 | FALSE | 1 | 29 | 6 | 0 | 0 | 0
[5 empty] | 680 | 2017-01-29 | FALSE | 1 | 29 | 7 | 0.0012021 | 0.010985 | 0.016522
[5 empty] | 681 | 2017-01-29 | FALSE | 1 | 29 | 8 | 0.073223 | 0.12553 | 0.17973
[5 empty] | 682 | 2017-01-29 | FALSE | 1 | 29 | 9 | 0.17031 | 0.29405 | 0.34025
[5 empty] | 683 | 2017-01-29 | FALSE | 1 | 29 | 10 | 0.24034 | 0.30553 | 0.40455
[5 empty] | 684 | 2017-01-29 | FALSE | 1 | 29 | 11 | 0.28636 | 0.41482 | 0.46066
[5 empty] | 685 | 2017-01-29 | FALSE | 1 | 29 | 12 | 0.27131 | 0.47427 | 0.52247
[5 empty] | 686 | 2017-01-29 | FALSE | 1 | 29 | 13 | 0.28521 | 0.37667 | 0.43718
[5 empty] | 687 | 2017-01-29 | FALSE | 1 | 29 | 14 | 0.24589 | 0.28856 | 0.33959
[5 empty] | 688 | 2017-01-29 | FALSE | 1 | 29 | 15 | 0.16101 | 0.19288 | 0.1863
[5 empty] | 689 | 2017-01-29 | FALSE | 1 | 29 | 16 | 0.05137 | 0.061698 | 0.06888
[5 empty] | 690 | 2017-01-29 | FALSE | 1 | 29 | 17 | 0 | 0 | 0
[5 empty] | 691 | 2017-01-29 | FALSE | 1 | 29 | 18 | 0 | 0 | 0
[5 empty] | 692 | 2017-01-29 | FALSE | 1 | 29 | 19 | 0 | 0 | 0
[5 empty] | 693 | 2017-01-29 | FALSE | 1 | 29 | 20 | 0 | 0 | 0
[5 empty] | 694 | 2017-01-29 | FALSE | 1 | 29 | 21 | 0 | 0 | 0
[5 empty] | 695 | 2017-01-29 | FALSE | 1 | 29 | 22 | 0 | 0 | 0
[5 empty] | 696 | 2017-01-29 | FALSE | 1 | 29 | 23 | 0 | 0 | 0
[5 empty] | 697 | 2017-01-30 | TRUE | 1 | 30 | 0 | 0 | 0 | 0
[5 empty] | 698 | 2017-01-30 | TRUE | 1 | 30 | 1 | 0 | 0 | 0
[5 empty] | 699 | 2017-01-30 | TRUE | 1 | 30 | 2 | 0 | 0 | 0
[5 empty] | 700 | 2017-01-30 | TRUE | 1 | 30 | 3 | 0 | 0 | 0
[5 empty] | 701 | 2017-01-30 | TRUE | 1 | 30 | 4 | 0 | 0 | 0
[5 empty] | 702 | 2017-01-30 | TRUE | 1 | 30 | 5 | 0 | 0 | 0
[5 empty] | 703 | 2017-01-30 | TRUE | 1 | 30 | 6 | 0 | 0 | 0
[5 empty] | 704 | 2017-01-30 | TRUE | 1 | 30 | 7 | 0.0023247 | 0.011391 | 0.015921
[5 empty] | 705 | 2017-01-30 | TRUE | 1 | 30 | 8 | 0.090597 | 0.089895 | 0.098233
[5 empty] | 706 | 2017-01-30 | TRUE | 1 | 30 | 9 | 0.189 | 0.212 | 0.20862
[5 empty] | 707 | 2017-01-30 | TRUE | 1 | 30 | 10 | 0.26284 | 0.2493 | 0.25137
[5 empty] | 708 | 2017-01-30 | TRUE | 1 | 30 | 11 | 0.31332 | 0.30465 | 0.27986
[5 empty] | 709 | 2017-01-30 | TRUE | 1 | 30 | 12 | 0.31451 | 0.36513 | 0.37976
[5 empty] | 710 | 2017-01-30 | TRUE | 1 | 30 | 13 | 0.32294 | 0.29684 | 0.25169
[5 empty] | 711 | 2017-01-30 | TRUE | 1 | 30 | 14 | 0.24898 | 0.18759 | 0.15248
[5 empty] | 712 | 2017-01-30 | TRUE | 1 | 30 | 15 | 0.19341 | 0.11972 | 0.098141
[5 empty] | 713 | 2017-01-30 | TRUE | 1 | 30 | 16 | 0.070806 | 0.034213 | 0.028125
[5 empty] | 714 | 2017-01-30 | TRUE | 1 | 30 | 17 | 0 | 0 | 0
[5 empty] | 715 | 2017-01-30 | TRUE | 1 | 30 | 18 | 0 | 0 | 0
[5 empty] | 716 | 2017-01-30 | TRUE | 1 | 30 | 19 | 0 | 0 | 0
[5 empty] | 717 | 2017-01-30 | TRUE | 1 | 30 | 20 | 0 | 0 | 0
[5 empty] | 718 | 2017-01-30 | TRUE | 1 | 30 | 21 | 0 | 0 | 0
[5 empty] | 719 | 2017-01-30 | TRUE | 1 | 30 | 22 | 0 | 0 | 0
[5 empty] | 720 | 2017-01-30 | TRUE | 1 | 30 | 23 | 0 | 0 | 0
[5 empty] | 721 | 2017-01-31 | TRUE | 1 | 31 | 0 | 0 | 0 | 0
[5 empty] | 722 | 2017-01-31 | TRUE | 1 | 31 | 1 | 0 | 0 | 0
[5 empty] | 723 | 2017-01-31 | TRUE | 1 | 31 | 2 | 0 | 0 | 0
[5 empty] | 724 | 2017-01-31 | TRUE | 1 | 31 | 3 | 0 | 0 | 0
[5 empty] | 725 | 2017-01-31 | TRUE | 1 | 31 | 4 | 0 | 0 | 0
[5 empty] | 726 | 2017-01-31 | TRUE | 1 | 31 | 5 | 0 | 0 | 0
[5 empty] | 727 | 2017-01-31 | TRUE | 1 | 31 | 6 | 0 | 0 | 0
[5 empty] | 728 | 2017-01-31 | TRUE | 1 | 31 | 7 | 0.0050897 | 0.018886 | 0.019231
[5 empty] | 729 | 2017-01-31 | TRUE | 1 | 31 | 8 | 0.092677 | 0.12602 | 0.11554
[5 empty] | 730 | 2017-01-31 | TRUE | 1 | 31 | 9 | 0.18864 | 0.22443 | 0.22014
[5 empty] | 731 | 2017-01-31 | TRUE | 1 | 31 | 10 | 0.24758 | 0.25221 | 0.26019
[5 empty] | 732 | 2017-01-31 | TRUE | 1 | 31 | 11 | 0.28852 | 0.3038 | 0.29469
[5 empty] | 733 | 2017-01-31 | TRUE | 1 | 31 | 12 | 0.33625 | 0.29796 | 0.32453
[5 empty] | 734 | 2017-01-31 | TRUE | 1 | 31 | 13 | 0.3076 | 0.29108 | 0.27505
[5 empty] | 735 | 2017-01-31 | TRUE | 1 | 31 | 14 | 0.25734 | 0.25399 | 0.23438
[5 empty] | 736 | 2017-01-31 | TRUE | 1 | 31 | 15 | 0.15162 | 0.13858 | 0.12909
[5 empty] | 737 | 2017-01-31 | TRUE | 1 | 31 | 16 | 0.052139 | 0.039901 | 0.040064
[5 empty] | 738 | 2017-01-31 | TRUE | 1 | 31 | 17 | 0 | 0 | 0
[5 empty] | 739 | 2017-01-31 | TRUE | 1 | 31 | 18 | 0 | 0 | 0
[5 empty] | 740 | 2017-01-31 | TRUE | 1 | 31 | 19 | 0 | 0 | 0
[5 empty] | 741 | 2017-01-31 | TRUE | 1 | 31 | 20 | 0 | 0 | 0
[5 empty] | 742 | 2017-01-31 | TRUE | 1 | 31 | 21 | 0 | 0 | 0
[5 empty] | 743 | 2017-01-31 | TRUE | 1 | 31 | 22 | 0 | 0 | 0
[5 empty] | 744 | 2017-01-31 | TRUE | 1 | 31 | 23 | 0 | 0 | 0
[5 empty] | 745 | 2017-02-01 | TRUE | 2 | 1 | 0 | 0 | 0 | 0
[5 empty] | 746 | 2017-02-01 | TRUE | 2 | 1 | 1 | 0 | 0 | 0
[5 empty] | 747 | 2017-02-01 | TRUE | 2 | 1 | 2 | 0 | 0 | 0
[5 empty] | 748 | 2017-02-01 | TRUE | 2 | 1 | 3 | 0 | 0 | 0
[5 empty] | 749 | 2017-02-01 | TRUE | 2 | 1 | 4 | 0 | 0 | 0
[5 empty] | 750 | 2017-02-01 | TRUE | 2 | 1 | 5 | 0 | 0 | 0
[5 empty] | 751 | 2017-02-01 | TRUE | 2 | 1 | 6 | 0 | 0 | 0
[5 empty] | 752 | 2017-02-01 | TRUE | 2 | 1 | 7 | 0.0022126 | 0.014234 | 0.018723
[5 empty] | 753 | 2017-02-01 | TRUE | 2 | 1 | 8 | 0.086811 | 0.10422 | 0.12155
[5 empty] | 754 | 2017-02-01 | TRUE | 2 | 1 | 9 | 0.18349 | 0.2008 | 0.23395
[5 empty] | 755 | 2017-02-01 | TRUE | 2 | 1 | 10 | 0.29577 | 0.30015 | 0.32369
[5 empty] | 756 | 2017-02-01 | TRUE | 2 | 1 | 11 | 0.3467 | 0.34152 | 0.3527
[5 empty] | 757 | 2017-02-01 | TRUE | 2 | 1 | 12 | 0.37106 | 0.34389 | 0.34962
[5 empty] | 758 | 2017-02-01 | TRUE | 2 | 1 | 13 | 0.28685 | 0.29236 | 0.28853
[5 empty] | 759 | 2017-02-01 | TRUE | 2 | 1 | 14 | 0.25321 | 0.22918 | 0.21734
[5 empty] | 760 | 2017-02-01 | TRUE | 2 | 1 | 15 | 0.17346 | 0.14876 | 0.13308
[5 empty] | 761 | 2017-02-01 | TRUE | 2 | 1 | 16 | 0.066025 | 0.043989 | 0.040317
[5 empty] | 762 | 2017-02-01 | TRUE | 2 | 1 | 17 | 0 | 0 | 0
[5 empty] | 763 | 2017-02-01 | TRUE | 2 | 1 | 18 | 0 | 0 | 0
[5 empty] | 764 | 2017-02-01 | TRUE | 2 | 1 | 19 | 0 | 0 | 0
[5 empty] | 765 | 2017-02-01 | TRUE | 2 | 1 | 20 | 0 | 0 | 0
[5 empty] | 766 | 2017-02-01 | TRUE | 2 | 1 | 21 | 0 | 0 | 0
[5 empty] | 767 | 2017-02-01 | TRUE | 2 | 1 | 22 | 0 | 0 | 0
[5 empty] | 768 | 2017-02-01 | TRUE | 2 | 1 | 23 | 0 | 0 | 0
[5 empty] | 769 | 2017-02-02 | TRUE | 2 | 2 | 0 | 0 | 0 | 0
[5 empty] | 770 | 2017-02-02 | TRUE | 2 | 2 | 1 | 0 | 0 | 0
[5 empty] | 771 | 2017-02-02 | TRUE | 2 | 2 | 2 | 0 | 0 | 0
[5 empty] | 772 | 2017-02-02 | TRUE | 2 | 2 | 3 | 0 | 0 | 0
[5 empty] | 773 | 2017-02-02 | TRUE | 2 | 2 | 4 | 0 | 0 | 0
[5 empty] | 774 | 2017-02-02 | TRUE | 2 | 2 | 5 | 0 | 0 | 0
[5 empty] | 775 | 2017-02-02 | TRUE | 2 | 2 | 6 | 0 | 0 | 0
[5 empty] | 776 | 2017-02-02 | TRUE | 2 | 2 | 7 | 0.0039781 | 0.019583 | 0.027052
[5 empty] | 777 | 2017-02-02 | TRUE | 2 | 2 | 8 | 0.085823 | 0.1448 | 0.15324
[5 empty] | 778 | 2017-02-02 | TRUE | 2 | 2 | 9 | 0.14001 | 0.23833 | 0.30572
[5 empty] | 779 | 2017-02-02 | TRUE | 2 | 2 | 10 | 0.21116 | 0.38695 | 0.39829
[5 empty] | 780 | 2017-02-02 | TRUE | 2 | 2 | 11 | 0.2628 | 0.43985 | 0.43255
[5 empty] | 781 | 2017-02-02 | TRUE | 2 | 2 | 12 | 0.2226 | 0.29839 | 0.30204
[5 empty] | 782 | 2017-02-02 | TRUE | 2 | 2 | 13 | 0.20058 | 0.30488 | 0.28056
[5 empty] | 783 | 2017-02-02 | TRUE | 2 | 2 | 14 | 0.17125 | 0.2454 | 0.22182
[5 empty] | 784 | 2017-02-02 | TRUE | 2 | 2 | 15 | 0.10896 | 0.15309 | 0.11533
[5 empty] | 785 | 2017-02-02 | TRUE | 2 | 2 | 16 | 0.040675 | 0.044924 | 0.03259
[5 empty] | 786 | 2017-02-02 | TRUE | 2 | 2 | 17 | 0 | 0 | 0
[5 empty] | 787 | 2017-02-02 | TRUE | 2 | 2 | 18 | 0 | 0 | 0
[5 empty] | 788 | 2017-02-02 | TRUE | 2 | 2 | 19 | 0 | 0 | 0
[5 empty] | 789 | 2017-02-02 | TRUE | 2 | 2 | 20 | 0 | 0 | 0
[5 empty] | 790 | 2017-02-02 | TRUE | 2 | 2 | 21 | 0 | 0 | 0
[5 empty] | 791 | 2017-02-02 | TRUE | 2 | 2 | 22 | 0 | 0 | 0
[5 empty] | 792 | 2017-02-02 | TRUE | 2 | 2 | 23 | 0 | 0 | 0
[5 empty] | 793 | 2017-02-03 | TRUE | 2 | 3 | 0 | 0 | 0 | 0
[5 empty] | 794 | 2017-02-03 | TRUE | 2 | 3 | 1 | 0 | 0 | 0
[5 empty] | 795 | 2017-02-03 | TRUE | 2 | 3 | 2 | 0 | 0 | 0
[5 empty] | 796 | 2017-02-03 | TRUE | 2 | 3 | 3 | 0 | 0 | 0
[5 empty] | 797 | 2017-02-03 | TRUE | 2 | 3 | 4 | 0 | 0 | 0
[5 empty] | 798 | 2017-02-03 | TRUE | 2 | 3 | 5 | 0 | 0 | 0
[5 empty] | 799 | 2017-02-03 | TRUE | 2 | 3 | 6 | 0 | 0 | 0
[5 empty] | 800 | 2017-02-03 | TRUE | 2 | 3 | 7 | 0.0046618 | 0.011059 | 0.0087126
[5 empty] | 801 | 2017-02-03 | TRUE | 2 | 3 | 8 | 0.076412 | 0.064294 | 0.050706
[5 empty] | 802 | 2017-02-03 | TRUE | 2 | 3 | 9 | 0.17394 | 0.15136 | 0.11739
[5 empty] | 803 | 2017-02-03 | TRUE | 2 | 3 | 10 | 0.21086 | 0.24107 | 0.27816
[5 empty] | 804 | 2017-02-03 | TRUE | 2 | 3 | 11 | 0.26015 | 0.2613 | 0.27824
[5 empty] | 805 | 2017-02-03 | TRUE | 2 | 3 | 12 | 0.30958 | 0.36386 | 0.3712
[5 empty] | 806 | 2017-02-03 | TRUE | 2 | 3 | 13 | 0.30649 | 0.37091 | 0.36736
[5 empty] | 807 | 2017-02-03 | TRUE | 2 | 3 | 14 | 0.25537 | 0.30456 | 0.36525
[5 empty] | 808 | 2017-02-03 | TRUE | 2 | 3 | 15 | 0.1814 | 0.23811 | 0.26573
[5 empty] | 809 | 2017-02-03 | TRUE | 2 | 3 | 16 | 0.067505 | 0.078122 | 0.09046
[5 empty] | 810 | 2017-02-03 | TRUE | 2 | 3 | 17 | 0 | 0 | 0
[5 empty] | 811 | 2017-02-03 | TRUE | 2 | 3 | 18 | 0 | 0 | 0
[5 empty] | 812 | 2017-02-03 | TRUE | 2 | 3 | 19 | 0 | 0 | 0
[5 empty] | 813 | 2017-02-03 | TRUE | 2 | 3 | 20 | 0 | 0 | 0
[5 empty] | 814 | 2017-02-03 | TRUE | 2 | 3 | 21 | 0 | 0 | 0
[5 empty] | 815 | 2017-02-03 | TRUE | 2 | 3 | 22 | 0 | 0 | 0
[5 empty] | 816 | 2017-02-03 | TRUE | 2 | 3 | 23 | 0 | 0 | 0
[5 empty] | 817 | 2017-02-04 | FALSE | 2 | 4 | 0 | 0 | 0 | 0
[5 empty] | 818 | 2017-02-04 | FALSE | 2 | 4 | 1 | 0 | 0 | 0
[5 empty] | 819 | 2017-02-04 | FALSE | 2 | 4 | 2 | 0 | 0 | 0
[5 empty] | 820 | 2017-02-04 | FALSE | 2 | 4 | 3 | 0 | 0 | 0
[5 empty] | 821 | 2017-02-04 | FALSE | 2 | 4 | 4 | 0 | 0 | 0
[5 empty] | 822 | 2017-02-04 | FALSE | 2 | 4 | 5 | 0 | 0 | 0
[5 empty] | 823 | 2017-02-04 | FALSE | 2 | 4 | 6 | 0 | 0 | 0
[5 empty] | 824 | 2017-02-04 | FALSE | 2 | 4 | 7 | 0.012158 | 0.039176 | 0.041891
[5 empty] | 825 | 2017-02-04 | FALSE | 2 | 4 | 8 | 0.1354 | 0.20235 | 0.20224
[5 empty] | 826 | 2017-02-04 | FALSE | 2 | 4 | 9 | 0.2446 | 0.32569 | 0.38453
[5 empty] | 827 | 2017-02-04 | FALSE | 2 | 4 | 10 | 0.35427 | 0.47216 | 0.51026
[5 empty] | 828 | 2017-02-04 | FALSE | 2 | 4 | 11 | 0.40673 | 0.52142 | 0.57142
[5 empty] | 829 | 2017-02-04 | FALSE | 2 | 4 | 12 | 0.39835 | 0.52937 | 0.58594
[5 empty] | 830 | 2017-02-04 | FALSE | 2 | 4 | 13 | 0.33676 | 0.44557 | 0.53126
[5 empty] | 831 | 2017-02-04 | FALSE | 2 | 4 | 14 | 0.29172 | 0.36589 | 0.42706
[5 empty] | 832 | 2017-02-04 | FALSE | 2 | 4 | 15 | 0.2183 | 0.23288 | 0.27849
[5 empty] | 833 | 2017-02-04 | FALSE | 2 | 4 | 16 | 0.087147 | 0.077706 | 0.096456
[5 empty] | 834 | 2017-02-04 | FALSE | 2 | 4 | 17 | 0 | 0 | 0
[5 empty] | 835 | 2017-02-04 | FALSE | 2 | 4 | 18 | 0 | 0 | 0
[5 empty] | 836 | 2017-02-04 | FALSE | 2 | 4 | 19 | 0 | 0 | 0
[5 empty] | 837 | 2017-02-04 | FALSE | 2 | 4 | 20 | 0 | 0 | 0
[5 empty] | 838 | 2017-02-04 | FALSE | 2 | 4 | 21 | 0 | 0 | 0
[5 empty] | 839 | 2017-02-04 | FALSE | 2 | 4 | 22 | 0 | 0 | 0
[5 empty] | 840 | 2017-02-04 | FALSE | 2 | 4 | 23 | 0 | 0 | 0
[5 empty] | 841 | 2017-02-05 | FALSE | 2 | 5 | 0 | 0 | 0 | 0
[5 empty] | 842 | 2017-02-05 | FALSE | 2 | 5 | 1 | 0 | 0 | 0
[5 empty] | 843 | 2017-02-05 | FALSE | 2 | 5 | 2 | 0 | 0 | 0
[5 empty] | 844 | 2017-02-05 | FALSE | 2 | 5 | 3 | 0 | 0 | 0
[5 empty] | 845 | 2017-02-05 | FALSE | 2 | 5 | 4 | 0 | 0 | 0
[5 empty] | 846 | 2017-02-05 | FALSE | 2 | 5 | 5 | 0 | 0 | 0
[5 empty] | 847 | 2017-02-05 | FALSE | 2 | 5 | 6 | 0 | 0 | 0
[5 empty] | 848 | 2017-02-05 | FALSE | 2 | 5 | 7 | 0.0093549 | 0.032049 | 0.035263
[5 empty] | 849 | 2017-02-05 | FALSE | 2 | 5 | 8 | 0.11706 | 0.17269 | 0.17394
[5 empty] | 850 | 2017-02-05 | FALSE | 2 | 5 | 9 | 0.21375 | 0.29699 | 0.28331
[5 empty] | 851 | 2017-02-05 | FALSE | 2 | 5 | 10 | 0.28146 | 0.39201 | 0.34848
[5 empty] | 852 | 2017-02-05 | FALSE | 2 | 5 | 11 | 0.337 | 0.40658 | 0.33077
[5 empty] | 853 | 2017-02-05 | FALSE | 2 | 5 | 12 | 0.35712 | 0.45587 | 0.41675
[5 empty] | 854 | 2017-02-05 | FALSE | 2 | 5 | 13 | 0.27158 | 0.35119 | 0.26713
[5 empty] | 855 | 2017-02-05 | FALSE | 2 | 5 | 14 | 0.18535 | 0.22204 | 0.21556
[5 empty] | 856 | 2017-02-05 | FALSE | 2 | 5 | 15 | 0.11464 | 0.1374 | 0.12978
[5 empty] | 857 | 2017-02-05 | FALSE | 2 | 5 | 16 | 0.040414 | 0.05775 | 0.069062
[5 empty] | 858 | 2017-02-05 | FALSE | 2 | 5 | 17 | 0 | 0 | 0
[5 empty] | 859 | 2017-02-05 | FALSE | 2 | 5 | 18 | 0 | 0 | 0
[5 empty] | 860 | 2017-02-05 | FALSE | 2 | 5 | 19 | 0 | 0 | 0
[5 empty] | 861 | 2017-02-05 | FALSE | 2 | 5 | 20 | 0 | 0 | 0
[5 empty] | 862 | 2017-02-05 | FALSE | 2 | 5 | 21 | 0 | 0 | 0
[5 empty] | 863 | 2017-02-05 | FALSE | 2 | 5 | 22 | 0 | 0 | 0
[5 empty] | 864 | 2017-02-05 | FALSE | 2 | 5 | 23 | 0 | 0 | 0
[5 empty] | 865 | 2017-02-06 | TRUE | 2 | 6 | 0 | 0 | 0 | 0
[5 empty] | 866 | 2017-02-06 | TRUE | 2 | 6 | 1 | 0 | 0 | 0
[5 empty] | 867 | 2017-02-06 | TRUE | 2 | 6 | 2 | 0 | 0 | 0
[5 empty] | 868 | 2017-02-06 | TRUE | 2 | 6 | 3 | 0 | 0 | 0
[5 empty] | 869 | 2017-02-06 | TRUE | 2 | 6 | 4 | 0 | 0 | 0
[5 empty] | 870 | 2017-02-06 | TRUE | 2 | 6 | 5 | 0 | 0 | 0
[5 empty] | 871 | 2017-02-06 | TRUE | 2 | 6 | 6 | 0 | 0 | 0
[5 empty] | 872 | 2017-02-06 | TRUE | 2 | 6 | 7 | 0.0096578 | 0.021102 | 0.024483
[5 empty] | 873 | 2017-02-06 | TRUE | 2 | 6 | 8 | 0.085611 | 0.11655 | 0.12155
[5 empty] | 874 | 2017-02-06 | TRUE | 2 | 6 | 9 | 0.15619 | 0.15263 | 0.17154
[5 empty] | 875 | 2017-02-06 | TRUE | 2 | 6 | 10 | 0.22487 | 0.31066 | 0.34942
[5 empty] | 876 | 2017-02-06 | TRUE | 2 | 6 | 11 | 0.25022 | 0.30976 | 0.3203
[5 empty] | 877 | 2017-02-06 | TRUE | 2 | 6 | 12 | 0.25951 | 0.2794 | 0.2644
[5 empty] | 878 | 2017-02-06 | TRUE | 2 | 6 | 13 | 0.21727 | 0.2177 | 0.25929
[5 empty] | 879 | 2017-02-06 | TRUE | 2 | 6 | 14 | 0.20407 | 0.15317 | 0.16353
[5 empty] | 880 | 2017-02-06 | TRUE | 2 | 6 | 15 | 0.12734 | 0.093574 | 0.11614
[5 empty] | 881 | 2017-02-06 | TRUE | 2 | 6 | 16 | 0.054328 | 0.039729 | 0.039536
[5 empty] | 882 | 2017-02-06 | TRUE | 2 | 6 | 17 | 0 | 0 | 0
[5 empty] | 883 | 2017-02-06 | TRUE | 2 | 6 | 18 | 0 | 0 | 0
[5 empty] | 884 | 2017-02-06 | TRUE | 2 | 6 | 19 | 0 | 0 | 0
[5 empty] | 885 | 2017-02-06 | TRUE | 2 | 6 | 20 | 0 | 0 | 0
[5 empty] | 886 | 2017-02-06 | TRUE | 2 | 6 | 21 | 0 | 0 | 0
[5 empty] | 887 | 2017-02-06 | TRUE | 2 | 6 | 22 | 0 | 0 | 0
[5 empty] | 888 | 2017-02-06 | TRUE | 2 | 6 | 23 | 0 | 0 | 0
[5 empty] | 889 | 2017-02-07 | TRUE | 2 | 7 | 0 | 0 | 0 | 0
[5 empty] | 890 | 2017-02-07 | TRUE | 2 | 7 | 1 | 0 | 0 | 0
[5 empty] | 891 | 2017-02-07 | TRUE | 2 | 7 | 2 | 0 | 0 | 0
[5 empty] | 892 | 2017-02-07 | TRUE | 2 | 7 | 3 | 0 | 0 | 0
[5 empty] | 893 | 2017-02-07 | TRUE | 2 | 7 | 4 | 0 | 0 | 0
[5 empty] | 894 | 2017-02-07 | TRUE | 2 | 7 | 5 | 0 | 0 | 0
[5 empty] | 895 | 2017-02-07 | TRUE | 2 | 7 | 6 | 0 | 0 | 0
[5 empty] | 896 | 2017-02-07 | TRUE | 2 | 7 | 7 | 0.0061154 | 0.013494 | 0.010561
[5 empty] | 897 | 2017-02-07 | TRUE | 2 | 7 | 8 | 0.073688 | 0.092088 | 0.082879
[5 empty] | 898 | 2017-02-07 | TRUE | 2 | 7 | 9 | 0.16096 | 0.19732 | 0.16311
[5 empty] | 899 | 2017-02-07 | TRUE | 2 | 7 | 10 | 0.25105 | 0.18557 | 0.21177
[5 empty] | 900 | 2017-02-07 | TRUE | 2 | 7 | 11 | 0.27912 | 0.33453 | 0.35433
[5 empty] | 901 | 2017-02-07 | TRUE | 2 | 7 | 12 | 0.28955 | 0.30744 | 0.3327
[5 empty] | 902 | 2017-02-07 | TRUE | 2 | 7 | 13 | 0.26097 | 0.30442 | 0.27645
[5 empty] | 903 | 2017-02-07 | TRUE | 2 | 7 | 14 | 0.22524 | 0.27341 | 0.26829
[5 empty] | 904 | 2017-02-07 | TRUE | 2 | 7 | 15 | 0.13531 | 0.17042 | 0.1684
[5 empty] | 905 | 2017-02-07 | TRUE | 2 | 7 | 16 | 0.051877 | 0.057197 | 0.058094
[5 empty] | 906 | 2017-02-07 | TRUE | 2 | 7 | 17 | 0 | 0 | 0
[5 empty] | 907 | 2017-02-07 | TRUE | 2 | 7 | 18 | 0 | 0 | 0
[5 empty] | 908 | 2017-02-07 | TRUE | 2 | 7 | 19 | 0 | 0 | 0
[5 empty] | 909 | 2017-02-07 | TRUE | 2 | 7 | 20 | 0 | 0 | 0
[5 empty] | 910 | 2017-02-07 | TRUE | 2 | 7 | 21 | 0 | 0 | 0
[5 empty] | 911 | 2017-02-07 | TRUE | 2 | 7 | 22 | 0 | 0 | 0
[5 empty] | 912 | 2017-02-07 | TRUE | 2 | 7 | 23 | 0 | 0 | 0
[5 empty] | 913 | 2017-02-08 | TRUE | 2 | 8 | 0 | 0 | 0 | 0
[5 empty] | 914 | 2017-02-08 | TRUE | 2 | 8 | 1 | 0 | 0 | 0
[5 empty] | 915 | 2017-02-08 | TRUE | 2 | 8 | 2 | 0 | 0 | 0
[5 empty] | 916 | 2017-02-08 | TRUE | 2 | 8 | 3 | 0 | 0 | 0
[5 empty] | 917 | 2017-02-08 | TRUE | 2 | 8 | 4 | 0 | 0 | 0
[5 empty] | 918 | 2017-02-08 | TRUE | 2 | 8 | 5 | 0 | 0 | 0
[5 empty] | 919 | 2017-02-08 | TRUE | 2 | 8 | 6 | 0 | 0 | 0
[5 empty] | 920 | 2017-02-08 | TRUE | 2 | 8 | 7 | 0.0058914 | 0.014818 | 0.015919
[5 empty] | 921 | 2017-02-08 | TRUE | 2 | 8 | 8 | 0.059683 | 0.07654 | 0.083103
[5 empty] | 922 | 2017-02-08 | TRUE | 2 | 8 | 9 | 0.13452 | 0.17079 | 0.13218
[5 empty] | 923 | 2017-02-08 | TRUE | 2 | 8 | 10 | 0.19446 | 0.32767 | 0.41436
[5 empty] | 924 | 2017-02-08 | TRUE | 2 | 8 | 11 | 0.24859 | 0.34776 | 0.45292
[5 empty] | 925 | 2017-02-08 | TRUE | 2 | 8 | 12 | 0.24773 | 0.24181 | 0.294
[5 empty] | 926 | 2017-02-08 | TRUE | 2 | 8 | 13 | 0.20847 | 0.23161 | 0.25673
[5 empty] | 927 | 2017-02-08 | TRUE | 2 | 8 | 14 | 0.1747 | 0.23299 | 0.26965
[5 empty] | 928 | 2017-02-08 | TRUE | 2 | 8 | 15 | 0.10948 | 0.13899 | 0.16304
[5 empty] | 929 | 2017-02-08 | TRUE | 2 | 8 | 16 | 0.045728 | 0.052895 | 0.062849
[5 empty] | 930 | 2017-02-08 | TRUE | 2 | 8 | 17 | 0 | 0 | 0
[5 empty] | 931 | 2017-02-08 | TRUE | 2 | 8 | 18 | 0 | 0 | 0
[5 empty] | 932 | 2017-02-08 | TRUE | 2 | 8 | 19 | 0 | 0 | 0
[5 empty] | 933 | 2017-02-08 | TRUE | 2 | 8 | 20 | 0 | 0 | 0
[5 empty] | 934 | 2017-02-08 | TRUE | 2 | 8 | 21 | 0 | 0 | 0
[5 empty] | 935 | 2017-02-08 | TRUE | 2 | 8 | 22 | 0 | 0 | 0
[5 empty] | 936 | 2017-02-08 | TRUE | 2 | 8 | 23 | 0 | 0 | 0
[5 empty] | 937 | 2017-02-09 | TRUE | 2 | 9 | 0 | 0 | 0 | 0
[5 empty] | 938 | 2017-02-09 | TRUE | 2 | 9 | 1 | 0 | 0 | 0
[5 empty] | 939 | 2017-02-09 | TRUE | 2 | 9 | 2 | 0 | 0 | 0
[5 empty] | 940 | 2017-02-09 | TRUE | 2 | 9 | 3 | 0 | 0 | 0
[5 empty] | 941 | 2017-02-09 | TRUE | 2 | 9 | 4 | 0 | 0 | 0
[5 empty] | 942 | 2017-02-09 | TRUE | 2 | 9 | 5 | 0 | 0 | 0
[5 empty] | 943 | 2017-02-09 | TRUE | 2 | 9 | 6 | 0 | 0 | 0
[5 empty] | 944 | 2017-02-09 | TRUE | 2 | 9 | 7 | 0.01358 | 0.019526 | 0.02409
[5 empty] | 945 | 2017-02-09 | TRUE | 2 | 9 | 8 | 0.1269 | 0.10258 | 0.09429
[5 empty] | 946 | 2017-02-09 | TRUE | 2 | 9 | 9 | 0.2363 | 0.17631 | 0.19808
[5 empty] | 947 | 2017-02-09 | TRUE | 2 | 9 | 10 | 0.27927 | 0.21409 | 0.22428
[5 empty] | 948 | 2017-02-09 | TRUE | 2 | 9 | 11 | 0.34767 | 0.27166 | 0.26781
[5 empty] | 949 | 2017-02-09 | TRUE | 2 | 9 | 12 | 0.37793 | 0.24283 | 0.22612
[5 empty] | 950 | 2017-02-09 | TRUE | 2 | 9 | 13 | 0.38181 | 0.28681 | 0.30218
[5 empty] | 951 | 2017-02-09 | TRUE | 2 | 9 | 14 | 0.33256 | 0.27407 | 0.27051
[5 empty] | 952 | 2017-02-09 | TRUE | 2 | 9 | 15 | 0.22237 | 0.17093 | 0.17543
[5 empty] | 953 | 2017-02-09 | TRUE | 2 | 9 | 16 | 0.10091 | 0.068605 | 0.065386
[5 empty] | 954 | 2017-02-09 | TRUE | 2 | 9 | 17 | 0.00036315 | 0 | 0
[5 empty] | 955 | 2017-02-09 | TRUE | 2 | 9 | 18 | 0 | 0 | 0
[5 empty] | 956 | 2017-02-09 | TRUE | 2 | 9 | 19 | 0 | 0 | 0
[5 empty] | 957 | 2017-02-09 | TRUE | 2 | 9 | 20 | 0 | 0 | 0
[5 empty] | 958 | 2017-02-09 | TRUE | 2 | 9 | 21 | 0 | 0 | 0
[5 empty] | 959 | 2017-02-09 | TRUE | 2 | 9 | 22 | 0 | 0 | 0
[5 empty] | 960 | 2017-02-09 | TRUE | 2 | 9 | 23 | 0 | 0 | 0
[5 empty] | 961 | 2017-02-10 | TRUE | 2 | 10 | 0 | 0 | 0 | 0
[5 empty] | 962 | 2017-02-10 | TRUE | 2 | 10 | 1 | 0 | 0 | 0
[5 empty] | 963 | 2017-02-10 | TRUE | 2 | 10 | 2 | 0 | 0 | 0
[5 empty] | 964 | 2017-02-10 | TRUE | 2 | 10 | 3 | 0 | 0 | 0
[5 empty] | 965 | 2017-02-10 | TRUE | 2 | 10 | 4 | 0 | 0 | 0
[5 empty] | 966 | 2017-02-10 | TRUE | 2 | 10 | 5 | 0 | 0 | 0
[5 empty] | 967 | 2017-02-10 | TRUE | 2 | 10 | 6 | 0 | 0 | 0
[5 empty] | 968 | 2017-02-10 | TRUE | 2 | 10 | 7 | 0.023253 | 0.056668 | 0.066937
[5 empty] | 969 | 2017-02-10 | TRUE | 2 | 10 | 8 | 0.14097 | 0.2308 | 0.25294
[5 empty] | 970 | 2017-02-10 | TRUE | 2 | 10 | 9 | 0.2442 | 0.32488 | 0.37875
[5 empty] | 971 | 2017-02-10 | TRUE | 2 | 10 | 10 | 0.31288 | 0.36297 | 0.4046
[5 empty] | 972 | 2017-02-10 | TRUE | 2 | 10 | 11 | 0.36415 | 0.46002 | 0.46134
[5 empty] | 973 | 2017-02-10 | TRUE | 2 | 10 | 12 | 0.3893 | 0.48061 | 0.45988
[5 empty] | 974 | 2017-02-10 | TRUE | 2 | 10 | 13 | 0.33962 | 0.48526 | 0.46787
[5 empty] | 975 | 2017-02-10 | TRUE | 2 | 10 | 14 | 0.28483 | 0.36685 | 0.34072
[5 empty] | 976 | 2017-02-10 | TRUE | 2 | 10 | 15 | 0.17984 | 0.24726 | 0.24272
[5 empty] | 977 | 2017-02-10 | TRUE | 2 | 10 | 16 | 0.078329 | 0.08082 | 0.091627
[5 empty] | 978 | 2017-02-10 | TRUE | 2 | 10 | 17 | 0 | 0 | 0
[5 empty] | 979 | 2017-02-10 | TRUE | 2 | 10 | 18 | 0 | 0 | 0
[5 empty] | 980 | 2017-02-10 | TRUE | 2 | 10 | 19 | 0 | 0 | 0
[5 empty] | 981 | 2017-02-10 | TRUE | 2 | 10 | 20 | 0 | 0 | 0
[5 empty] | 982 | 2017-02-10 | TRUE | 2 | 10 | 21 | 0 | 0 | 0
[5 empty] | 983 | 2017-02-10 | TRUE | 2 | 10 | 22 | 0 | 0 | 0
[5 empty] | 984 | 2017-02-10 | TRUE | 2 | 10 | 23 | 0 | 0 | 0
[5 empty] | 985 | 2017-02-11 | FALSE | 2 | 11 | 0 | 0 | 0 | 0
[5 empty] | 986 | 2017-02-11 | FALSE | 2 | 11 | 1 | 0 | 0 | 0
[5 empty] | 987 | 2017-02-11 | FALSE | 2 | 11 | 2 | 0 | 0 | 0
[5 empty] | 988 | 2017-02-11 | FALSE | 2 | 11 | 3 | 0 | 0 | 0
[5 empty] | 989 | 2017-02-11 | FALSE | 2 | 11 | 4 | 0 | 0 | 0
[5 empty] | 990 | 2017-02-11 | FALSE | 2 | 11 | 5 | 0 | 0 | 0
[5 empty] | 991 | 2017-02-11 | FALSE | 2 | 11 | 6 | 0 | 0 | 0
[5 empty] | 992 | 2017-02-11 | FALSE | 2 | 11 | 7 | 0.018946 | 0.039311 | 0.047648
[5 empty] | 993 | 2017-02-11 | FALSE | 2 | 11 | 8 | 0.13016 | 0.1617 | 0.17129
[5 empty] | 994 | 2017-02-11 | FALSE | 2 | 11 | 9 | 0.21215 | 0.18681 | 0.15797
[5 empty] | 995 | 2017-02-11 | FALSE | 2 | 11 | 10 | 0.26603 | 0.33032 | 0.30984
[5 empty] | 996 | 2017-02-11 | FALSE | 2 | 11 | 11 | 0.29033 | 0.27333 | 0.26137
[5 empty] | 997 | 2017-02-11 | FALSE | 2 | 11 | 12 | 0.2893 | 0.31976 | 0.38287
[5 empty] | 998 | 2017-02-11 | FALSE | 2 | 11 | 13 | 0.25626 | 0.23815 | 0.21414
[5 empty] | 999 | 2017-02-11 | FALSE | 2 | 11 | 14 | 0.19146 | 0.23028 | 0.28794
[5 empty] | 1000 | 2017-02-11 | FALSE | 2 | 11 | 15 | 0.1429 | 0.18737 | 0.24571
[5 empty] | 1001 | 2017-02-11 | FALSE | 2 | 11 | 16 | 0.05916 | 0.07332 | 0.09591
[5 empty] | 1002 | 2017-02-11 | FALSE | 2 | 11 | 17 | 0.00058193 | 0 | 0
[5 empty] | 1003 | 2017-02-11 | FALSE | 2 | 11 | 18 | 0 | 0 | 0
[5 empty] | 1004 | 2017-02-11 | FALSE | 2 | 11 | 19 | 0 | 0 | 0
[5 empty] | 1005 | 2017-02-11 | FALSE | 2 | 11 | 20 | 0 | 0 | 0
[5 empty] | 1006 | 2017-02-11 | FALSE | 2 | 11 | 21 | 0 | 0 | 0
[5 empty] | 1007 | 2017-02-11 | FALSE | 2 | 11 | 22 | 0 | 0 | 0
[5 empty] | 1008 | 2017-02-11 | FALSE | 2 | 11 | 23 | 0 | 0 | 0
[5 empty] | 1009 | 2017-02-12 | FALSE | 2 | 12 | 0 | 0 | 0 | 0
[5 empty] | 1010 | 2017-02-12 | FALSE | 2 | 12 | 1 | 0 | 0 | 0
[5 empty] | 1011 | 2017-02-12 | FALSE | 2 | 12 | 2 | 0 | 0 | 0
[5 empty] | 1012 | 2017-02-12 | FALSE | 2 | 12 | 3 | 0 | 0 | 0
[5 empty] | 1013 | 2017-02-12 | FALSE | 2 | 12 | 4 | 0 | 0 | 0
[5 empty] | 1014 | 2017-02-12 | FALSE | 2 | 12 | 5 | 0 | 0 | 0
[5 empty] | 1015 | 2017-02-12 | FALSE | 2 | 12 | 6 | 0 | 0 | 0
[5 empty] | 1016 | 2017-02-12 | FALSE | 2 | 12 | 7 | 0.016525 | 0.028379 | 0.02737
[5 empty] | 1017 | 2017-02-12 | FALSE | 2 | 12 | 8 | 0.089159 | 0.10375 | 0.090699
[5 empty] | 1018 | 2017-02-12 | FALSE | 2 | 12 | 9 | 0.16752 | 0.19867 | 0.20344
[5 empty] | 1019 | 2017-02-12 | FALSE | 2 | 12 | 10 | 0.22787 | 0.28634 | 0.27209
[5 empty] | 1020 | 2017-02-12 | FALSE | 2 | 12 | 11 | 0.24188 | 0.28614 | 0.29585
[5 empty] | 1021 | 2017-02-12 | FALSE | 2 | 12 | 12 | 0.24239 | 0.28394 | 0.34544
[5 empty] | 1022 | 2017-02-12 | FALSE | 2 | 12 | 13 | 0.23366 | 0.25088 | 0.26863
[5 empty] | 1023 | 2017-02-12 | FALSE | 2 | 12 | 14 | 0.21035 | 0.20809 | 0.19461
[5 empty] | 1024 | 2017-02-12 | FALSE | 2 | 12 | 15 | 0.13659 | 0.13415 | 0.13788
[5 empty] | 1025 | 2017-02-12 | FALSE | 2 | 12 | 16 | 0.066362 | 0.070083 | 0.085088
[5 empty] | 1026 | 2017-02-12 | FALSE | 2 | 12 | 17 | 0.0011974 | 0 | 0
[5 empty] | 1027 | 2017-02-12 | FALSE | 2 | 12 | 18 | 0 | 0 | 0
[5 empty] | 1028 | 2017-02-12 | FALSE | 2 | 12 | 19 | 0 | 0 | 0
[5 empty] | 1029 | 2017-02-12 | FALSE | 2 | 12 | 20 | 0 | 0 | 0
[5 empty] | 1030 | 2017-02-12 | FALSE | 2 | 12 | 21 | 0 | 0 | 0
[5 empty] | 1031 | 2017-02-12 | FALSE | 2 | 12 | 22 | 0 | 0 | 0
[5 empty] | 1032 | 2017-02-12 | FALSE | 2 | 12 | 23 | 0 | 0 | 0
[5 empty] | 1033 | 2017-02-13 | TRUE | 2 | 13 | 0 | 0 | 0 | 0
[5 empty] | 1034 | 2017-02-13 | TRUE | 2 | 13 | 1 | 0 | 0 | 0
[5 empty] | 1035 | 2017-02-13 | TRUE | 2 | 13 | 2 | 0 | 0 | 0
[5 empty] | 1036 | 2017-02-13 | TRUE | 2 | 13 | 3 | 0 | 0 | 0
[5 empty] | 1037 | 2017-02-13 | TRUE | 2 | 13 | 4 | 0 | 0 | 0
[5 empty] | 1038 | 2017-02-13 | TRUE | 2 | 13 | 5 | 0 | 0 | 0
[5 empty] | 1039 | 2017-02-13 | TRUE | 2 | 13 | 6 | 0 | 0 | 0
[5 empty] | 1040 | 2017-02-13 | TRUE | 2 | 13 | 7 | 0.013135 | 0.029649 | 0.039758
[5 empty] | 1041 | 2017-02-13 | TRUE | 2 | 13 | 8 | 0.072124 | 0.07576 | 0.081272
[5 empty] | 1042 | 2017-02-13 | TRUE | 2 | 13 | 9 | 0.13496 | 0.17575 | 0.13775
[5 empty] | 1043 | 2017-02-13 | TRUE | 2 | 13 | 10 | 0.20349 | 0.20757 | 0.15299
[5 empty] | 1044 | 2017-02-13 | TRUE | 2 | 13 | 11 | 0.19053 | 0.22031 | 0.19477
[5 empty] | 1045 | 2017-02-13 | TRUE | 2 | 13 | 12 | 0.157 | 0.19871 | 0.19205
[5 empty] | 1046 | 2017-02-13 | TRUE | 2 | 13 | 13 | 0.16513 | 0.15981 | 0.084272
[5 empty] | 1047 | 2017-02-13 | TRUE | 2 | 13 | 14 | 0.12766 | 0.12385 | 0.067067
[5 empty] | 1048 | 2017-02-13 | TRUE | 2 | 13 | 15 | 0.10309 | 0.12134 | 0.094199
[5 empty] | 1049 | 2017-02-13 | TRUE | 2 | 13 | 16 | 0.047059 | 0.044308 | 0.031281
[5 empty] | 1050 | 2017-02-13 | TRUE | 2 | 13 | 17 | 0.00011936 | 0 | 0
[5 empty] | 1051 | 2017-02-13 | TRUE | 2 | 13 | 18 | 0 | 0 | 0
[5 empty] | 1052 | 2017-02-13 | TRUE | 2 | 13 | 19 | 0 | 0 | 0
[5 empty] | 1053 | 2017-02-13 | TRUE | 2 | 13 | 20 | 0 | 0 | 0
[5 empty] | 1054 | 2017-02-13 | TRUE | 2 | 13 | 21 | 0 | 0 | 0
[5 empty] | 1055 | 2017-02-13 | TRUE | 2 | 13 | 22 | 0 | 0 | 0
[5 empty] | 1056 | 2017-02-13 | TRUE | 2 | 13 | 23 | 0 | 0 | 0
[5 empty] | 1057 | 2017-02-14 | TRUE | 2 | 14 | 0 | 0 | 0 | 0
[5 empty] | 1058 | 2017-02-14 | TRUE | 2 | 14 | 1 | 0 | 0 | 0
[5 empty] | 1059 | 2017-02-14 | TRUE | 2 | 14 | 2 | 0 | 0 | 0
[5 empty] | 1060 | 2017-02-14 | TRUE | 2 | 14 | 3 | 0 | 0 | 0
[5 empty] | 1061 | 2017-02-14 | TRUE | 2 | 14 | 4 | 0 | 0 | 0
[5 empty] | 1062 | 2017-02-14 | TRUE | 2 | 14 | 5 | 0 | 0 | 0
[5 empty] | 1063 | 2017-02-14 | TRUE | 2 | 14 | 6 | 0 | 0 | 0
[5 empty] | 1064 | 2017-02-14 | TRUE | 2 | 14 | 7 | 0.020535 | 0.024976 | 0.015907
[5 empty] | 1065 | 2017-02-14 | TRUE | 2 | 14 | 8 | 0.098393 | 0.10369 | 0.069639
[5 empty] | 1066 | 2017-02-14 | TRUE | 2 | 14 | 9 | 0.14315 | 0.20949 | 0.18998
[5 empty] | 1067 | 2017-02-14 | TRUE | 2 | 14 | 10 | 0.18102 | 0.18142 | 0.16321
[5 empty] | 1068 | 2017-02-14 | TRUE | 2 | 14 | 11 | 0.25545 | 0.32461 | 0.24852
[5 empty] | 1069 | 2017-02-14 | TRUE | 2 | 14 | 12 | 0.23317 | 0.27146 | 0.30834
[5 empty] | 1070 | 2017-02-14 | TRUE | 2 | 14 | 13 | 0.2374 | 0.27532 | 0.33306
[5 empty] | 1071 | 2017-02-14 | TRUE | 2 | 14 | 14 | 0.20914 | 0.31732 | 0.32198
[5 empty] | 1072 | 2017-02-14 | TRUE | 2 | 14 | 15 | 0.15607 | 0.20969 | 0.21715
[5 empty] | 1073 | 2017-02-14 | TRUE | 2 | 14 | 16 | 0.0751 | 0.081578 | 0.086572
[5 empty] | 1074 | 2017-02-14 | TRUE | 2 | 14 | 17 | 0.00038145 | 0 | 0
[5 empty] | 1075 | 2017-02-14 | TRUE | 2 | 14 | 18 | 0 | 0 | 0
[5 empty] | 1076 | 2017-02-14 | TRUE | 2 | 14 | 19 | 0 | 0 | 0
[5 empty] | 1077 | 2017-02-14 | TRUE | 2 | 14 | 20 | 0 | 0 | 0
[5 empty] | 1078 | 2017-02-14 | TRUE | 2 | 14 | 21 | 0 | 0 | 0
[5 empty] | 1079 | 2017-02-14 | TRUE | 2 | 14 | 22 | 0 | 0 | 0
[5 empty] | 1080 | 2017-02-14 | TRUE | 2 | 14 | 23 | 0 | 0 | 0
[5 empty] | 1081 | 2017-02-15 | TRUE | 2 | 15 | 0 | 0 | 0 | 0
[5 empty] | 1082 | 2017-02-15 | TRUE | 2 | 15 | 1 | 0 | 0 | 0
[5 empty] | 1083 | 2017-02-15 | TRUE | 2 | 15 | 2 | 0 | 0 | 0
[5 empty] | 1084 | 2017-02-15 | TRUE | 2 | 15 | 3 | 0 | 0 | 0
[5 empty] | 1085 | 2017-02-15 | TRUE | 2 | 15 | 4 | 0 | 0 | 0
[5 empty] | 1086 | 2017-02-15 | TRUE | 2 | 15 | 5 | 0 | 0 | 0
[5 empty] | 1087 | 2017-02-15 | TRUE | 2 | 15 | 6 | 0 | 0 | 0
[5 empty] | 1088 | 2017-02-15 | TRUE | 2 | 15 | 7 | 0.022798 | 0.051475 | 0.058875
[5 empty] | 1089 | 2017-02-15 | TRUE | 2 | 15 | 8 | 0.11172 | 0.18887 | 0.20958
[5 empty] | 1090 | 2017-02-15 | TRUE | 2 | 15 | 9 | 0.20254 | 0.24043 | 0.2665
[5 empty] | 1091 | 2017-02-15 | TRUE | 2 | 15 | 10 | 0.27168 | 0.26695 | 0.30551
[5 empty] | 1092 | 2017-02-15 | TRUE | 2 | 15 | 11 | 0.29165 | 0.35342 | 0.42851
[5 empty] | 1093 | 2017-02-15 | TRUE | 2 | 15 | 12 | 0.26572 | 0.36674 | 0.3906
[5 empty] | 1094 | 2017-02-15 | TRUE | 2 | 15 | 13 | 0.27744 | 0.40132 | 0.3933
[5 empty] | 1095 | 2017-02-15 | TRUE | 2 | 15 | 14 | 0.14554 | 0.2847 | 0.32174
[5 empty] | 1096 | 2017-02-15 | TRUE | 2 | 15 | 15 | 0.11267 | 0.1344 | 0.12944
[5 empty] | 1097 | 2017-02-15 | TRUE | 2 | 15 | 16 | 0.052948 | 0.051999 | 0.050515
[5 empty] | 1098 | 2017-02-15 | TRUE | 2 | 15 | 17 | 0.00070991 | 0 | 0
[5 empty] | 1099 | 2017-02-15 | TRUE | 2 | 15 | 18 | 0 | 0 | 0
[5 empty] | 1100 | 2017-02-15 | TRUE | 2 | 15 | 19 | 0 | 0 | 0
[5 empty] | 1101 | 2017-02-15 | TRUE | 2 | 15 | 20 | 0 | 0 | 0
[5 empty] | 1102 | 2017-02-15 | TRUE | 2 | 15 | 21 | 0 | 0 | 0
[5 empty] | 1103 | 2017-02-15 | TRUE | 2 | 15 | 22 | 0 | 0 | 0
[5 empty] | 1104 | 2017-02-15 | TRUE | 2 | 15 | 23 | 0 | 0 | 0
[5 empty] | 1105 | 2017-02-16 | TRUE | 2 | 16 | 0 | 0 | 0 | 0
[5 empty] | 1106 | 2017-02-16 | TRUE | 2 | 16 | 1 | 0 | 0 | 0
[5 empty] | 1107 | 2017-02-16 | TRUE | 2 | 16 | 2 | 0 | 0 | 0
[5 empty] | 1108 | 2017-02-16 | TRUE | 2 | 16 | 3 | 0 | 0 | 0
[5 empty] | 1109 | 2017-02-16 | TRUE | 2 | 16 | 4 | 0 | 0 | 0
[5 empty] | 1110 | 2017-02-16 | TRUE | 2 | 16 | 5 | 0 | 0 | 0
[5 empty] | 1111 | 2017-02-16 | TRUE | 2 | 16 | 6 | 0 | 0 | 0
[5 empty] | 1112 | 2017-02-16 | TRUE | 2 | 16 | 7 | 0.026353 | 0.044804 | 0.04722
[5 empty] | 1113 | 2017-02-16 | TRUE | 2 | 16 | 8 | 0.12077 | 0.14423 | 0.14759
[5 empty] | 1114 | 2017-02-16 | TRUE | 2 | 16 | 9 | 0.22493 | 0.28454 | 0.34026
[5 empty] | 1115 | 2017-02-16 | TRUE | 2 | 16 | 10 | 0.31228 | 0.40412 | 0.485
[5 empty] | 1116 | 2017-02-16 | TRUE | 2 | 16 | 11 | 0.3854 | 0.44102 | 0.43464
[5 empty] | 1117 | 2017-02-16 | TRUE | 2 | 16 | 12 | 0.4055 | 0.48289 | 0.51196
[5 empty] | 1118 | 2017-02-16 | TRUE | 2 | 16 | 13 | 0.3775 | 0.43406 | 0.46369
[5 empty] | 1119 | 2017-02-16 | TRUE | 2 | 16 | 14 | 0.32667 | 0.32661 | 0.3075
[5 empty] | 1120 | 2017-02-16 | TRUE | 2 | 16 | 15 | 0.22232 | 0.26611 | 0.24383
[5 empty] | 1121 | 2017-02-16 | TRUE | 2 | 16 | 16 | 0.1126 | 0.12963 | 0.13677
[5 empty] | 1122 | 2017-02-16 | TRUE | 2 | 16 | 17 | 0.0045487 | 0 | 0
[5 empty] | 1123 | 2017-02-16 | TRUE | 2 | 16 | 18 | 0 | 0 | 0
[5 empty] | 1124 | 2017-02-16 | TRUE | 2 | 16 | 19 | 0 | 0 | 0
[5 empty] | 1125 | 2017-02-16 | TRUE | 2 | 16 | 20 | 0 | 0 | 0
[5 empty] | 1126 | 2017-02-16 | TRUE | 2 | 16 | 21 | 0 | 0 | 0
[5 empty] | 1127 | 2017-02-16 | TRUE | 2 | 16 | 22 | 0 | 0 | 0
[5 empty] | 1128 | 2017-02-16 | TRUE | 2 | 16 | 23 | 0 | 0 | 0
[5 empty] | 1129 | 2017-02-17 | TRUE | 2 | 17 | 0 | 0 | 0 | 0
[5 empty] | 1130 | 2017-02-17 | TRUE | 2 | 17 | 1 | 0 | 0 | 0
[5 empty] | 1131 | 2017-02-17 | TRUE | 2 | 17 | 2 | 0 | 0 | 0
[5 empty] | 1132 | 2017-02-17 | TRUE | 2 | 17 | 3 | 0 | 0 | 0
[5 empty] | 1133 | 2017-02-17 | TRUE | 2 | 17 | 4 | 0 | 0 | 0
[5 empty] | 1134 | 2017-02-17 | TRUE | 2 | 17 | 5 | 0 | 0 | 0
[5 empty] | 1135 | 2017-02-17 | TRUE | 2 | 17 | 6 | 0 | 0 | 0
[5 empty] | 1136 | 2017-02-17 | TRUE | 2 | 17 | 7 | 0.040289 | 0.079971 | 0.077966
[5 empty] | 1137 | 2017-02-17 | TRUE | 2 | 17 | 8 | 0.16174 | 0.258 | 0.24888
[5 empty] | 1138 | 2017-02-17 | TRUE | 2 | 17 | 9 | 0.28494 | 0.4106 | 0.41339
[5 empty] | 1139 | 2017-02-17 | TRUE | 2 | 17 | 10 | 0.36613 | 0.51635 | 0.51565
[5 empty] | 1140 | 2017-02-17 | TRUE | 2 | 17 | 11 | 0.42997 | 0.52917 | 0.5828
[5 empty] | 1141 | 2017-02-17 | TRUE | 2 | 17 | 12 | 0.42177 | 0.51806 | 0.53992
[5 empty] | 1142 | 2017-02-17 | TRUE | 2 | 17 | 13 | 0.40904 | 0.45664 | 0.4639
[5 empty] | 1143 | 2017-02-17 | TRUE | 2 | 17 | 14 | 0.33548 | 0.43866 | 0.44777
[5 empty] | 1144 | 2017-02-17 | TRUE | 2 | 17 | 15 | 0.26163 | 0.27379 | 0.28698
[5 empty] | 1145 | 2017-02-17 | TRUE | 2 | 17 | 16 | 0.11833 | 0.11372 | 0.12176
[5 empty] | 1146 | 2017-02-17 | TRUE | 2 | 17 | 17 | 0.0033297 | 0 | 0
[5 empty] | 1147 | 2017-02-17 | TRUE | 2 | 17 | 18 | 0 | 0 | 0
[5 empty] | 1148 | 2017-02-17 | TRUE | 2 | 17 | 19 | 0 | 0 | 0
[5 empty] | 1149 | 2017-02-17 | TRUE | 2 | 17 | 20 | 0 | 0 | 0
[5 empty] | 1150 | 2017-02-17 | TRUE | 2 | 17 | 21 | 0 | 0 | 0
[5 empty] | 1151 | 2017-02-17 | TRUE | 2 | 17 | 22 | 0 | 0 | 0
[5 empty] | 1152 | 2017-02-17 | TRUE | 2 | 17 | 23 | 0 | 0 | 0
[5 empty] | 1153 | 2017-02-18 | FALSE | 2 | 18 | 0 | 0 | 0 | 0
[5 empty] | 1154 | 2017-02-18 | FALSE | 2 | 18 | 1 | 0 | 0 | 0
[5 empty] | 1155 | 2017-02-18 | FALSE | 2 | 18 | 2 | 0 | 0 | 0
[5 empty] | 1156 | 2017-02-18 | FALSE | 2 | 18 | 3 | 0 | 0 | 0
[5 empty] | 1157 | 2017-02-18 | FALSE | 2 | 18 | 4 | 0 | 0 | 0
[5 empty] | 1158 | 2017-02-18 | FALSE | 2 | 18 | 5 | 0 | 0 | 0
[5 empty] | 1159 | 2017-02-18 | FALSE | 2 | 18 | 6 | 0 | 0 | 0
[5 empty] | 1160 | 2017-02-18 | FALSE | 2 | 18 | 7 | 0.035926 | 0.05347 | 0.055066
[5 empty] | 1161 | 2017-02-18 | FALSE | 2 | 18 | 8 | 0.15352 | 0.18617 | 0.1902
[5 empty] | 1162 | 2017-02-18 | FALSE | 2 | 18 | 9 | 0.24428 | 0.26024 | 0.23666
[5 empty] | 1163 | 2017-02-18 | FALSE | 2 | 18 | 10 | 0.31733 | 0.37594 | 0.33108
[5 empty] | 1164 | 2017-02-18 | FALSE | 2 | 18 | 11 | 0.36559 | 0.40356 | 0.3646
[5 empty] | 1165 | 2017-02-18 | FALSE | 2 | 18 | 12 | 0.36788 | 0.38825 | 0.37461
[5 empty] | 1166 | 2017-02-18 | FALSE | 2 | 18 | 13 | 0.34681 | 0.3252 | 0.33983
[5 empty] | 1167 | 2017-02-18 | FALSE | 2 | 18 | 14 | 0.26056 | 0.19713 | 0.27685
[5 empty] | 1168 | 2017-02-18 | FALSE | 2 | 18 | 15 | 0.18513 | 0.18183 | 0.24356
[5 empty] | 1169 | 2017-02-18 | FALSE | 2 | 18 | 16 | 0.090158 | 0.073619 | 0.10255
[5 empty] | 1170 | 2017-02-18 | FALSE | 2 | 18 | 17 | 0.0062564 | 0 | 0
[5 empty] | 1171 | 2017-02-18 | FALSE | 2 | 18 | 18 | 0 | 0 | 0
[5 empty] | 1172 | 2017-02-18 | FALSE | 2 | 18 | 19 | 0 | 0 | 0
[5 empty] | 1173 | 2017-02-18 | FALSE | 2 | 18 | 20 | 0 | 0 | 0
[5 empty] | 1174 | 2017-02-18 | FALSE | 2 | 18 | 21 | 0 | 0 | 0
[5 empty] | 1175 | 2017-02-18 | FALSE | 2 | 18 | 22 | 0 | 0 | 0
[5 empty] | 1176 | 2017-02-18 | FALSE | 2 | 18 | 23 | 0 | 0 | 0
[5 empty] | 1177 | 2017-02-19 | FALSE | 2 | 19 | 0 | 0 | 0 | 0
[5 empty] | 1178 | 2017-02-19 | FALSE | 2 | 19 | 1 | 0 | 0 | 0
[5 empty] | 1179 | 2017-02-19 | FALSE | 2 | 19 | 2 | 0 | 0 | 0
[5 empty] | 1180 | 2017-02-19 | FALSE | 2 | 19 | 3 | 0 | 0 | 0
[5 empty] | 1181 | 2017-02-19 | FALSE | 2 | 19 | 4 | 0 | 0 | 0
[5 empty] | 1182 | 2017-02-19 | FALSE | 2 | 19 | 5 | 0 | 0 | 0
[5 empty] | 1183 | 2017-02-19 | FALSE | 2 | 19 | 6 | 0 | 0 | 0
[5 empty] | 1184 | 2017-02-19 | FALSE | 2 | 19 | 7 | 0.033612 | 0.046291 | 0.042073
[5 empty] | 1185 | 2017-02-19 | FALSE | 2 | 19 | 8 | 0.1448 | 0.13116 | 0.14806
[5 empty] | 1186 | 2017-02-19 | FALSE | 2 | 19 | 9 | 0.2457 | 0.26713 | 0.30119
[5 empty] | 1187 | 2017-02-19 | FALSE | 2 | 19 | 10 | 0.34689 | 0.37237 | 0.38781
[5 empty] | 1188 | 2017-02-19 | FALSE | 2 | 19 | 11 | 0.40854 | 0.39831 | 0.399
[5 empty] | 1189 | 2017-02-19 | FALSE | 2 | 19 | 12 | 0.40517 | 0.45314 | 0.42215
[5 empty] | 1190 | 2017-02-19 | FALSE | 2 | 19 | 13 | 0.4103 | 0.43623 | 0.47937
[5 empty] | 1191 | 2017-02-19 | FALSE | 2 | 19 | 14 | 0.38005 | 0.35476 | 0.36468
[5 empty] | 1192 | 2017-02-19 | FALSE | 2 | 19 | 15 | 0.26434 | 0.25111 | 0.27017
[5 empty] | 1193 | 2017-02-19 | FALSE | 2 | 19 | 16 | 0.11136 | 0.10736 | 0.11809
[5 empty] | 1194 | 2017-02-19 | FALSE | 2 | 19 | 17 | 0.0079403 | 0 | 0
[5 empty] | 1195 | 2017-02-19 | FALSE | 2 | 19 | 18 | 0 | 0 | 0
[5 empty] | 1196 | 2017-02-19 | FALSE | 2 | 19 | 19 | 0 | 0 | 0
[5 empty] | 1197 | 2017-02-19 | FALSE | 2 | 19 | 20 | 0 | 0 | 0
[5 empty] | 1198 | 2017-02-19 | FALSE | 2 | 19 | 21 | 0 | 0 | 0
[5 empty] | 1199 | 2017-02-19 | FALSE | 2 | 19 | 22 | 0 | 0 | 0
[5 empty] | 1200 | 2017-02-19 | FALSE | 2 | 19 | 23 | 0 | 0 | 0
[5 empty] | 1201 | 2017-02-20 | TRUE | 2 | 20 | 0 | 0 | 0 | 0
[5 empty] | 1202 | 2017-02-20 | TRUE | 2 | 20 | 1 | 0 | 0 | 0
[5 empty] | 1203 | 2017-02-20 | TRUE | 2 | 20 | 2 | 0 | 0 | 0
[5 empty] | 1204 | 2017-02-20 | TRUE | 2 | 20 | 3 | 0 | 0 | 0
[5 empty] | 1205 | 2017-02-20 | TRUE | 2 | 20 | 4 | 0 | 0 | 0
[5 empty] | 1206 | 2017-02-20 | TRUE | 2 | 20 | 5 | 0 | 0 | 0
[5 empty] | 1207 | 2017-02-20 | TRUE | 2 | 20 | 6 | 0 | 0 | 0
[5 empty] | 1208 | 2017-02-20 | TRUE | 2 | 20 | 7 | 0.055721 | 0.091952 | 0.093898
[5 empty] | 1209 | 2017-02-20 | TRUE | 2 | 20 | 8 | 0.2167 | 0.28069 | 0.28309
[5 empty] | 1210 | 2017-02-20 | TRUE | 2 | 20 | 9 | 0.36378 | 0.43115 | 0.41322
[5 empty] | 1211 | 2017-02-20 | TRUE | 2 | 20 | 10 | 0.4998 | 0.53485 | 0.5294
[5 empty] | 1212 | 2017-02-20 | TRUE | 2 | 20 | 11 | 0.53268 | 0.60093 | 0.57457
[5 empty] | 1213 | 2017-02-20 | TRUE | 2 | 20 | 12 | 0.57542 | 0.60979 | 0.58801
[5 empty] | 1214 | 2017-02-20 | TRUE | 2 | 20 | 13 | 0.53892 | 0.55292 | 0.52236
[5 empty] | 1215 | 2017-02-20 | TRUE | 2 | 20 | 14 | 0.44981 | 0.45541 | 0.42892
[5 empty] | 1216 | 2017-02-20 | TRUE | 2 | 20 | 15 | 0.3029 | 0.30337 | 0.279
[5 empty] | 1217 | 2017-02-20 | TRUE | 2 | 20 | 16 | 0.14733 | 0.12709 | 0.12663
[5 empty] | 1218 | 2017-02-20 | TRUE | 2 | 20 | 17 | 0.011187 | 0 | 0
[5 empty] | 1219 | 2017-02-20 | TRUE | 2 | 20 | 18 | 0 | 0 | 0
[5 empty] | 1220 | 2017-02-20 | TRUE | 2 | 20 | 19 | 0 | 0 | 0
[5 empty] | 1221 | 2017-02-20 | TRUE | 2 | 20 | 20 | 0 | 0 | 0
[5 empty] | 1222 | 2017-02-20 | TRUE | 2 | 20 | 21 | 0 | 0 | 0
[5 empty] | 1223 | 2017-02-20 | TRUE | 2 | 20 | 22 | 0 | 0 | 0
[5 empty] | 1224 | 2017-02-20 | TRUE | 2 | 20 | 23 | 0 | 0 | 0
[5 empty] | 1225 | 2017-02-21 | TRUE | 2 | 21 | 0 | 0 | 0 | 0
[5 empty] | 1226 | 2017-02-21 | TRUE | 2 | 21 | 1 | 0 | 0 | 0
[5 empty] | 1227 | 2017-02-21 | TRUE | 2 | 21 | 2 | 0 | 0 | 0
[5 empty] | 1228 | 2017-02-21 | TRUE | 2 | 21 | 3 | 0 | 0 | 0
[5 empty] | 1229 | 2017-02-21 | TRUE | 2 | 21 | 4 | 0 | 0 | 0
[5 empty] | 1230 | 2017-02-21 | TRUE | 2 | 21 | 5 | 0 | 0 | 0
[5 empty] | 1231 | 2017-02-21 | TRUE | 2 | 21 | 6 | 0 | 0 | 0
[5 empty] | 1232 | 2017-02-21 | TRUE | 2 | 21 | 7 | 0.040585 | 0.045255 | 0.034262
[5 empty] | 1233 | 2017-02-21 | TRUE | 2 | 21 | 8 | 0.16217 | 0.16043 | 0.092419
[5 empty] | 1234 | 2017-02-21 | TRUE | 2 | 21 | 9 | 0.28003 | 0.30904 | 0.23841
[5 empty] | 1235 | 2017-02-21 | TRUE | 2 | 21 | 10 | 0.34839 | 0.40305 | 0.32576
[5 empty] | 1236 | 2017-02-21 | TRUE | 2 | 21 | 11 | 0.407 | 0.39361 | 0.40681
[5 empty] | 1237 | 2017-02-21 | TRUE | 2 | 21 | 12 | 0.43611 | 0.4461 | 0.38599
[5 empty] | 1238 | 2017-02-21 | TRUE | 2 | 21 | 13 | 0.36536 | 0.37656 | 0.35735
[5 empty] | 1239 | 2017-02-21 | TRUE | 2 | 21 | 14 | 0.28139 | 0.25272 | 0.26218
[5 empty] | 1240 | 2017-02-21 | TRUE | 2 | 21 | 15 | 0.20571 | 0.19245 | 0.16805
[5 empty] | 1241 | 2017-02-21 | TRUE | 2 | 21 | 16 | 0.092129 | 0.082586 | 0.072787
[5 empty] | 1242 | 2017-02-21 | TRUE | 2 | 21 | 17 | 0.0055748 | 0 | 0
[5 empty] | 1243 | 2017-02-21 | TRUE | 2 | 21 | 18 | 0 | 0 | 0
[5 empty] | 1244 | 2017-02-21 | TRUE | 2 | 21 | 19 | 0 | 0 | 0
[5 empty] | 1245 | 2017-02-21 | TRUE | 2 | 21 | 20 | 0 | 0 | 0
[5 empty] | 1246 | 2017-02-21 | TRUE | 2 | 21 | 21 | 0 | 0 | 0
[5 empty] | 1247 | 2017-02-21 | TRUE | 2 | 21 | 22 | 0 | 0 | 0
[5 empty] | 1248 | 2017-02-21 | TRUE | 2 | 21 | 23 | 0 | 0 | 0
[5 empty] | 1249 | 2017-02-22 | TRUE | 2 | 22 | 0 | 0 | 0 | 0
[5 empty] | 1250 | 2017-02-22 | TRUE | 2 | 22 | 1 | 0 | 0 | 0
[5 empty] | 1251 | 2017-02-22 | TRUE | 2 | 22 | 2 | 0 | 0 | 0
[5 empty] | 1252 | 2017-02-22 | TRUE | 2 | 22 | 3 | 0 | 0 | 0
[5 empty] | 1253 | 2017-02-22 | TRUE | 2 | 22 | 4 | 0 | 0 | 0
[5 empty] | 1254 | 2017-02-22 | TRUE | 2 | 22 | 5 | 0 | 0 | 0
[5 empty] | 1255 | 2017-02-22 | TRUE | 2 | 22 | 6 | 0 | 0 | 0
[5 empty] | 1256 | 2017-02-22 | TRUE | 2 | 22 | 7 | 0.030974 | 0.052125 | 0.046421
[5 empty] | 1257 | 2017-02-22 | TRUE | 2 | 22 | 8 | 0.11878 | 0.16157 | 0.1463
[5 empty] | 1258 | 2017-02-22 | TRUE | 2 | 22 | 9 | 0.23094 | 0.25607 | 0.21924
[5 empty] | 1259 | 2017-02-22 | TRUE | 2 | 22 | 10 | 0.29599 | 0.31557 | 0.26612
[5 empty] | 1260 | 2017-02-22 | TRUE | 2 | 22 | 11 | 0.27807 | 0.30083 | 0.29615
[5 empty] | 1261 | 2017-02-22 | TRUE | 2 | 22 | 12 | 0.24574 | 0.38957 | 0.37515
[5 empty] | 1262 | 2017-02-22 | TRUE | 2 | 22 | 13 | 0.26786 | 0.37358 | 0.36613
[5 empty] | 1263 | 2017-02-22 | TRUE | 2 | 22 | 14 | 0.19425 | 0.26107 | 0.26958
[5 empty] | 1264 | 2017-02-22 | TRUE | 2 | 22 | 15 | 0.13892 | 0.20483 | 0.21703
[5 empty] | 1265 | 2017-02-22 | TRUE | 2 | 22 | 16 | 0.079296 | 0.081712 | 0.09515
[5 empty] | 1266 | 2017-02-22 | TRUE | 2 | 22 | 17 | 0.0049274 | 0 | 0
[5 empty] | 1267 | 2017-02-22 | TRUE | 2 | 22 | 18 | 0 | 0 | 0
[5 empty] | 1268 | 2017-02-22 | TRUE | 2 | 22 | 19 | 0 | 0 | 0
[5 empty] | 1269 | 2017-02-22 | TRUE | 2 | 22 | 20 | 0 | 0 | 0
[5 empty] | 1270 | 2017-02-22 | TRUE | 2 | 22 | 21 | 0 | 0 | 0
[5 empty] | 1271 | 2017-02-22 | TRUE | 2 | 22 | 22 | 0 | 0 | 0
[5 empty] | 1272 | 2017-02-22 | TRUE | 2 | 22 | 23 | 0 | 0 | 0
[5 empty] | 1273 | 2017-02-23 | TRUE | 2 | 23 | 0 | 0 | 0 | 0
[5 empty] | 1274 | 2017-02-23 | TRUE | 2 | 23 | 1 | 0 | 0 | 0
[5 empty] | 1275 | 2017-02-23 | TRUE | 2 | 23 | 2 | 0 | 0 | 0
[5 empty] | 1276 | 2017-02-23 | TRUE | 2 | 23 | 3 | 0 | 0 | 0
[5 empty] | 1277 | 2017-02-23 | TRUE | 2 | 23 | 4 | 0 | 0 | 0
[5 empty] | 1278 | 2017-02-23 | TRUE | 2 | 23 | 5 | 0 | 0 | 0
[5 empty] | 1279 | 2017-02-23 | TRUE | 2 | 23 | 6 | 0 | 0 | 0
[5 empty] | 1280 | 2017-02-23 | TRUE | 2 | 23 | 7 | 0.034944 | 0.046424 | 0.064638
[5 empty] | 1281 | 2017-02-23 | TRUE | 2 | 23 | 8 | 0.12587 | 0.10481 | 0.090414
[5 empty] | 1282 | 2017-02-23 | TRUE | 2 | 23 | 9 | 0.16455 | 0.18765 | 0.17488
[5 empty] | 1283 | 2017-02-23 | TRUE | 2 | 23 | 10 | 0.20666 | 0.25379 | 0.2572
[5 empty] | 1284 | 2017-02-23 | TRUE | 2 | 23 | 11 | 0.2719 | 0.26749 | 0.21082
[5 empty] | 1285 | 2017-02-23 | TRUE | 2 | 23 | 12 | 0.25691 | 0.30072 | 0.26019
[5 empty] | 1286 | 2017-02-23 | TRUE | 2 | 23 | 13 | 0.24511 | 0.37042 | 0.42298
[5 empty] | 1287 | 2017-02-23 | TRUE | 2 | 23 | 14 | 0.2003 | 0.32756 | 0.34142
[5 empty] | 1288 | 2017-02-23 | TRUE | 2 | 23 | 15 | 0.15354 | 0.22975 | 0.26312
[5 empty] | 1289 | 2017-02-23 | TRUE | 2 | 23 | 16 | 0.083254 | 0.10504 | 0.1186
[5 empty] | 1290 | 2017-02-23 | TRUE | 2 | 23 | 17 | 0.0079547 | 0.00094649 | 0.001893
[5 empty] | 1291 | 2017-02-23 | TRUE | 2 | 23 | 18 | 0 | 0 | 0
[5 empty] | 1292 | 2017-02-23 | TRUE | 2 | 23 | 19 | 0 | 0 | 0
[5 empty] | 1293 | 2017-02-23 | TRUE | 2 | 23 | 20 | 0 | 0 | 0
[5 empty] | 1294 | 2017-02-23 | TRUE | 2 | 23 | 21 | 0 | 0 | 0
[5 empty] | 1295 | 2017-02-23 | TRUE | 2 | 23 | 22 | 0 | 0 | 0
[5 empty] | 1296 | 2017-02-23 | TRUE | 2 | 23 | 23 | 0 | 0 | 0
[5 empty] | 1297 | 2017-02-24 | TRUE | 2 | 24 | 0 | 0 | 0 | 0
[5 empty] | 1298 | 2017-02-24 | TRUE | 2 | 24 | 1 | 0 | 0 | 0
[5 empty] | 1299 | 2017-02-24 | TRUE | 2 | 24 | 2 | 0 | 0 | 0
[5 empty] | 1300 | 2017-02-24 | TRUE | 2 | 24 | 3 | 0 | 0 | 0
[5 empty] | 1301 | 2017-02-24 | TRUE | 2 | 24 | 4 | 0 | 0 | 0
[5 empty] | 1302 | 2017-02-24 | TRUE | 2 | 24 | 5 | 0 | 0 | 0
[5 empty] | 1303 | 2017-02-24 | TRUE | 2 | 24 | 6 | 0 | 0 | 0
[5 empty] | 1304 | 2017-02-24 | TRUE | 2 | 24 | 7 | 0.050097 | 0.081494 | 0.1048
[5 empty] | 1305 | 2017-02-24 | TRUE | 2 | 24 | 8 | 0.18868 | 0.24429 | 0.29576
[5 empty] | 1306 | 2017-02-24 | TRUE | 2 | 24 | 9 | 0.30048 | 0.36934 | 0.47103
[5 empty] | 1307 | 2017-02-24 | TRUE | 2 | 24 | 10 | 0.43163 | 0.55755 | 0.59607
[5 empty] | 1308 | 2017-02-24 | TRUE | 2 | 24 | 11 | 0.50417 | 0.63999 | 0.66016
[5 empty] | 1309 | 2017-02-24 | TRUE | 2 | 24 | 12 | 0.56957 | 0.64615 | 0.66803
[5 empty] | 1310 | 2017-02-24 | TRUE | 2 | 24 | 13 | 0.53158 | 0.59696 | 0.61897
[5 empty] | 1311 | 2017-02-24 | TRUE | 2 | 24 | 14 | 0.43758 | 0.47748 | 0.47923
[5 empty] | 1312 | 2017-02-24 | TRUE | 2 | 24 | 15 | 0.29919 | 0.33034 | 0.33432
[5 empty] | 1313 | 2017-02-24 | TRUE | 2 | 24 | 16 | 0.15014 | 0.15407 | 0.16199
[5 empty] | 1314 | 2017-02-24 | TRUE | 2 | 24 | 17 | 0.015628 | 0.0062848 | 0.0086269
[5 empty] | 1315 | 2017-02-24 | TRUE | 2 | 24 | 18 | 0 | 0 | 0
[5 empty] | 1316 | 2017-02-24 | TRUE | 2 | 24 | 19 | 0 | 0 | 0
[5 empty] | 1317 | 2017-02-24 | TRUE | 2 | 24 | 20 | 0 | 0 | 0
[5 empty] | 1318 | 2017-02-24 | TRUE | 2 | 24 | 21 | 0 | 0 | 0
[5 empty] | 1319 | 2017-02-24 | TRUE | 2 | 24 | 22 | 0 | 0 | 0
[5 empty] | 1320 | 2017-02-24 | TRUE | 2 | 24 | 23 | 0 | 0 | 0
[5 empty] | 1321 | 2017-02-25 | FALSE | 2 | 25 | 0 | 0 | 0 | 0
[5 empty] | 1322 | 2017-02-25 | FALSE | 2 | 25 | 1 | 0 | 0 | 0
[5 empty] | 1323 | 2017-02-25 | FALSE | 2 | 25 | 2 | 0 | 0 | 0
[5 empty] | 1324 | 2017-02-25 | FALSE | 2 | 25 | 3 | 0 | 0 | 0
[5 empty] | 1325 | 2017-02-25 | FALSE | 2 | 25 | 4 | 0 | 0 | 0
[5 empty] | 1326 | 2017-02-25 | FALSE | 2 | 25 | 5 | 0 | 0 | 0
[5 empty] | 1327 | 2017-02-25 | FALSE | 2 | 25 | 6 | 0 | 0 | 0
[5 empty] | 1328 | 2017-02-25 | FALSE | 2 | 25 | 7 | 0.038318 | 0.05697 | 0.067515
[5 empty] | 1329 | 2017-02-25 | FALSE | 2 | 25 | 8 | 0.11318 | 0.17866 | 0.21419
[5 empty] | 1330 | 2017-02-25 | FALSE | 2 | 25 | 9 | 0.18017 | 0.26424 | 0.27879
[5 empty] | 1331 | 2017-02-25 | FALSE | 2 | 25 | 10 | 0.25747 | 0.40412 | 0.41367
[5 empty] | 1332 | 2017-02-25 | FALSE | 2 | 25 | 11 | 0.27464 | 0.46377 | 0.47165
[5 empty] | 1333 | 2017-02-25 | FALSE | 2 | 25 | 12 | 0.30093 | 0.41271 | 0.47576
[5 empty] | 1334 | 2017-02-25 | FALSE | 2 | 25 | 13 | 0.29472 | 0.37593 | 0.3789
[5 empty] | 1335 | 2017-02-25 | FALSE | 2 | 25 | 14 | 0.21991 | 0.30113 | 0.34361
[5 empty] | 1336 | 2017-02-25 | FALSE | 2 | 25 | 15 | 0.14413 | 0.20258 | 0.2372
[5 empty] | 1337 | 2017-02-25 | FALSE | 2 | 25 | 16 | 0.069004 | 0.092571 | 0.11219
[5 empty] | 1338 | 2017-02-25 | FALSE | 2 | 25 | 17 | 0.0069373 | 0.0044021 | 0.0067442
[5 empty] | 1339 | 2017-02-25 | FALSE | 2 | 25 | 18 | 0 | 0 | 0
[5 empty] | 1340 | 2017-02-25 | FALSE | 2 | 25 | 19 | 0 | 0 | 0
[5 empty] | 1341 | 2017-02-25 | FALSE | 2 | 25 | 20 | 0 | 0 | 0
[5 empty] | 1342 | 2017-02-25 | FALSE | 2 | 25 | 21 | 0 | 0 | 0
[5 empty] | 1343 | 2017-02-25 | FALSE | 2 | 25 | 22 | 0 | 0 | 0
[5 empty] | 1344 | 2017-02-25 | FALSE | 2 | 25 | 23 | 0 | 0 | 0
[5 empty] | 1345 | 2017-02-26 | FALSE | 2 | 26 | 0 | 0 | 0 | 0
[5 empty] | 1346 | 2017-02-26 | FALSE | 2 | 26 | 1 | 0 | 0 | 0
[5 empty] | 1347 | 2017-02-26 | FALSE | 2 | 26 | 2 | 0 | 0 | 0
[5 empty] | 1348 | 2017-02-26 | FALSE | 2 | 26 | 3 | 0 | 0 | 0
[5 empty] | 1349 | 2017-02-26 | FALSE | 2 | 26 | 4 | 0 | 0 | 0
[5 empty] | 1350 | 2017-02-26 | FALSE | 2 | 26 | 5 | 0 | 0 | 0
[5 empty] | 1351 | 2017-02-26 | FALSE | 2 | 26 | 6 | 0 | 0 | 0
[5 empty] | 1352 | 2017-02-26 | FALSE | 2 | 26 | 7 | 0.046459 | 0.055678 | 0.051184
[5 empty] | 1353 | 2017-02-26 | FALSE | 2 | 26 | 8 | 0.14383 | 0.13842 | 0.1307
[5 empty] | 1354 | 2017-02-26 | FALSE | 2 | 26 | 9 | 0.22644 | 0.30004 | 0.31159
[5 empty] | 1355 | 2017-02-26 | FALSE | 2 | 26 | 10 | 0.33131 | 0.47394 | 0.4994
[5 empty] | 1356 | 2017-02-26 | FALSE | 2 | 26 | 11 | 0.38203 | 0.53719 | 0.56658
[5 empty] | 1357 | 2017-02-26 | FALSE | 2 | 26 | 12 | 0.40477 | 0.5738 | 0.58172
[5 empty] | 1358 | 2017-02-26 | FALSE | 2 | 26 | 13 | 0.40535 | 0.54737 | 0.59942
[5 empty] | 1359 | 2017-02-26 | FALSE | 2 | 26 | 14 | 0.32552 | 0.4502 | 0.49805
[5 empty] | 1360 | 2017-02-26 | FALSE | 2 | 26 | 15 | 0.24003 | 0.30677 | 0.34737
[5 empty] | 1361 | 2017-02-26 | FALSE | 2 | 26 | 16 | 0.14554 | 0.14631 | 0.14497
[5 empty] | 1362 | 2017-02-26 | FALSE | 2 | 26 | 17 | 0.018788 | 0.0081909 | 0.010403
[5 empty] | 1363 | 2017-02-26 | FALSE | 2 | 26 | 18 | 0 | 0 | 0
[5 empty] | 1364 | 2017-02-26 | FALSE | 2 | 26 | 19 | 0 | 0 | 0
[5 empty] | 1365 | 2017-02-26 | FALSE | 2 | 26 | 20 | 0 | 0 | 0
[5 empty] | 1366 | 2017-02-26 | FALSE | 2 | 26 | 21 | 0 | 0 | 0
[5 empty] | 1367 | 2017-02-26 | FALSE | 2 | 26 | 22 | 0 | 0 | 0
[5 empty] | 1368 | 2017-02-26 | FALSE | 2 | 26 | 23 | 0 | 0 | 0
[5 empty] | 1369 | 2017-02-27 | TRUE | 2 | 27 | 0 | 0 | 0 | 0
[5 empty] | 1370 | 2017-02-27 | TRUE | 2 | 27 | 1 | 0 | 0 | 0
[5 empty] | 1371 | 2017-02-27 | TRUE | 2 | 27 | 2 | 0 | 0 | 0
[5 empty] | 1372 | 2017-02-27 | TRUE | 2 | 27 | 3 | 0 | 0 | 0
[5 empty] | 1373 | 2017-02-27 | TRUE | 2 | 27 | 4 | 0 | 0 | 0
[5 empty] | 1374 | 2017-02-27 | TRUE | 2 | 27 | 5 | 0 | 0 | 0
[5 empty] | 1375 | 2017-02-27 | TRUE | 2 | 27 | 6 | 0 | 0 | 0
[5 empty] | 1376 | 2017-02-27 | TRUE | 2 | 27 | 7 | 0.058948 | 0.082586 | 0.08557
[5 empty] | 1377 | 2017-02-27 | TRUE | 2 | 27 | 8 | 0.1751 | 0.14486 | 0.089691
[5 empty] | 1378 | 2017-02-27 | TRUE | 2 | 27 | 9 | 0.30451 | 0.26103 | 0.23385
[5 empty] | 1379 | 2017-02-27 | TRUE | 2 | 27 | 10 | 0.3912 | 0.33208 | 0.26838
[5 empty] | 1380 | 2017-02-27 | TRUE | 2 | 27 | 11 | 0.47357 | 0.43265 | 0.37628
[5 empty] | 1381 | 2017-02-27 | TRUE | 2 | 27 | 12 | 0.43289 | 0.50164 | 0.564
[5 empty] | 1382 | 2017-02-27 | TRUE | 2 | 27 | 13 | 0.43298 | 0.50562 | 0.52731
[5 empty] | 1383 | 2017-02-27 | TRUE | 2 | 27 | 14 | 0.4518 | 0.44775 | 0.40512
[5 empty] | 1384 | 2017-02-27 | TRUE | 2 | 27 | 15 | 0.29671 | 0.29432 | 0.24832
[5 empty] | 1385 | 2017-02-27 | TRUE | 2 | 27 | 16 | 0.15645 | 0.14618 | 0.13381
[5 empty] | 1386 | 2017-02-27 | TRUE | 2 | 27 | 17 | 0.020514 | 0.010864 | 0.014082
[5 empty] | 1387 | 2017-02-27 | TRUE | 2 | 27 | 18 | 0 | 0 | 0
[5 empty] | 1388 | 2017-02-27 | TRUE | 2 | 27 | 19 | 0 | 0 | 0
[5 empty] | 1389 | 2017-02-27 | TRUE | 2 | 27 | 20 | 0 | 0 | 0
[5 empty] | 1390 | 2017-02-27 | TRUE | 2 | 27 | 21 | 0 | 0 | 0
[5 empty] | 1391 | 2017-02-27 | TRUE | 2 | 27 | 22 | 0 | 0 | 0
[5 empty] | 1392 | 2017-02-27 | TRUE | 2 | 27 | 23 | 0 | 0 | 0
[5 empty] | 1393 | 2017-02-28 | TRUE | 2 | 28 | 0 | 0 | 0 | 0
[5 empty] | 1394 | 2017-02-28 | TRUE | 2 | 28 | 1 | 0 | 0 | 0
[5 empty] | 1395 | 2017-02-28 | TRUE | 2 | 28 | 2 | 0 | 0 | 0
[5 empty] | 1396 | 2017-02-28 | TRUE | 2 | 28 | 3 | 0 | 0 | 0
[5 empty] | 1397 | 2017-02-28 | TRUE | 2 | 28 | 4 | 0 | 0 | 0
[5 empty] | 1398 | 2017-02-28 | TRUE | 2 | 28 | 5 | 0 | 0 | 0
[5 empty] | 1399 | 2017-02-28 | TRUE | 2 | 28 | 6 | 0 | 0 | 0
[5 empty] | 1400 | 2017-02-28 | TRUE | 2 | 28 | 7 | 0.060188 | 0.09983 | 0.11046
[5 empty] | 1401 | 2017-02-28 | TRUE | 2 | 28 | 8 | 0.17568 | 0.26348 | 0.28455
[5 empty] | 1402 | 2017-02-28 | TRUE | 2 | 28 | 9 | 0.28076 | 0.37731 | 0.40016
[5 empty] | 1403 | 2017-02-28 | TRUE | 2 | 28 | 10 | 0.38351 | 0.51773 | 0.57481
[5 empty] | 1404 | 2017-02-28 | TRUE | 2 | 28 | 11 | 0.45874 | 0.55991 | 0.63188
[5 empty] | 1405 | 2017-02-28 | TRUE | 2 | 28 | 12 | 0.46217 | 0.52319 | 0.56257
[5 empty] | 1406 | 2017-02-28 | TRUE | 2 | 28 | 13 | 0.399 | 0.5343 | 0.57058
[5 empty] | 1407 | 2017-02-28 | TRUE | 2 | 28 | 14 | 0.29772 | 0.38881 | 0.45127
[5 empty] | 1408 | 2017-02-28 | TRUE | 2 | 28 | 15 | 0.18073 | 0.2525 | 0.25314
[5 empty] | 1409 | 2017-02-28 | TRUE | 2 | 28 | 16 | 0.08342 | 0.11165 | 0.1114
[5 empty] | 1410 | 2017-02-28 | TRUE | 2 | 28 | 17 | 0.0090205 | 0.0057735 | 0.007178
[5 empty] | 1411 | 2017-02-28 | TRUE | 2 | 28 | 18 | 0 | 0 | 0
[5 empty] | 1412 | 2017-02-28 | TRUE | 2 | 28 | 19 | 0 | 0 | 0
[5 empty] | 1413 | 2017-02-28 | TRUE | 2 | 28 | 20 | 0 | 0 | 0
[5 empty] | 1414 | 2017-02-28 | TRUE | 2 | 28 | 21 | 0 | 0 | 0
[5 empty] | 1415 | 2017-02-28 | TRUE | 2 | 28 | 22 | 0 | 0 | 0
[5 empty] | 1416 | 2017-02-28 | TRUE | 2 | 28 | 23 | 0 | 0 | 0
[5 empty] | 1417 | 2017-03-01 | TRUE | 3 | 1 | 0 | 0 | 0 | 0
[5 empty] | 1418 | 2017-03-01 | TRUE | 3 | 1 | 1 | 0 | 0 | 0
[5 empty] | 1419 | 2017-03-01 | TRUE | 3 | 1 | 2 | 0 | 0 | 0
[5 empty] | 1420 | 2017-03-01 | TRUE | 3 | 1 | 3 | 0 | 0 | 0
[5 empty] | 1421 | 2017-03-01 | TRUE | 3 | 1 | 4 | 0 | 0 | 0
[5 empty] | 1422 | 2017-03-01 | TRUE | 3 | 1 | 5 | 0 | 0 | 0
[5 empty] | 1423 | 2017-03-01 | TRUE | 3 | 1 | 6 | 0 | 0 | 0
[5 empty] | 1424 | 2017-03-01 | TRUE | 3 | 1 | 7 | 0.053055 | 0.072129 | 0.07846
[5 empty] | 1425 | 2017-03-01 | TRUE | 3 | 1 | 8 | 0.18114 | 0.18836 | 0.20205
[5 empty] | 1426 | 2017-03-01 | TRUE | 3 | 1 | 9 | 0.25139 | 0.31606 | 0.34242
[5 empty] | 1427 | 2017-03-01 | TRUE | 3 | 1 | 10 | 0.34155 | 0.39588 | 0.40433
[5 empty] | 1428 | 2017-03-01 | TRUE | 3 | 1 | 11 | 0.39005 | 0.39126 | 0.50358
[5 empty] | 1429 | 2017-03-01 | TRUE | 3 | 1 | 12 | 0.40416 | 0.47873 | 0.49775
[5 empty] | 1430 | 2017-03-01 | TRUE | 3 | 1 | 13 | 0.37231 | 0.46853 | 0.53192
[5 empty] | 1431 | 2017-03-01 | TRUE | 3 | 1 | 14 | 0.32118 | 0.33869 | 0.40302
[5 empty] | 1432 | 2017-03-01 | TRUE | 3 | 1 | 15 | 0.20869 | 0.23 | 0.29354
[5 empty] | 1433 | 2017-03-01 | TRUE | 3 | 1 | 16 | 0.12814 | 0.11045 | 0.14377
[5 empty] | 1434 | 2017-03-01 | TRUE | 3 | 1 | 17 | 0.019814 | 0.0071546 | 0.014309
[5 empty] | 1435 | 2017-03-01 | TRUE | 3 | 1 | 18 | 0 | 0 | 0
[5 empty] | 1436 | 2017-03-01 | TRUE | 3 | 1 | 19 | 0 | 0 | 0
[5 empty] | 1437 | 2017-03-01 | TRUE | 3 | 1 | 20 | 0 | 0 | 0
[5 empty] | 1438 | 2017-03-01 | TRUE | 3 | 1 | 21 | 0 | 0 | 0
[5 empty] | 1439 | 2017-03-01 | TRUE | 3 | 1 | 22 | 0 | 0 | 0
[5 empty] | 1440 | 2017-03-01 | TRUE | 3 | 1 | 23 | 0 | 0 | 0
[5 empty] | 1441 | 2017-03-02 | TRUE | 3 | 2 | 0 | 0 | 0 | 0
[5 empty] | 1442 | 2017-03-02 | TRUE | 3 | 2 | 1 | 0 | 0 | 0
[5 empty] | 1443 | 2017-03-02 | TRUE | 3 | 2 | 2 | 0 | 0 | 0
[5 empty] | 1444 | 2017-03-02 | TRUE | 3 | 2 | 3 | 0 | 0 | 0
[5 empty] | 1445 | 2017-03-02 | TRUE | 3 | 2 | 4 | 0 | 0 | 0
[5 empty] | 1446 | 2017-03-02 | TRUE | 3 | 2 | 5 | 0 | 0 | 0
[5 empty] | 1447 | 2017-03-02 | TRUE | 3 | 2 | 6 | 0 | 0 | 0
[5 empty] | 1448 | 2017-03-02 | TRUE | 3 | 2 | 7 | 0.059228 | 0.088561 | 0.094015
[5 empty] | 1449 | 2017-03-02 | TRUE | 3 | 2 | 8 | 0.16327 | 0.21316 | 0.22965
[5 empty] | 1450 | 2017-03-02 | TRUE | 3 | 2 | 9 | 0.30513 | 0.32539 | 0.34496
[5 empty] | 1451 | 2017-03-02 | TRUE | 3 | 2 | 10 | 0.40791 | 0.40747 | 0.40062
[5 empty] | 1452 | 2017-03-02 | TRUE | 3 | 2 | 11 | 0.5 | 0.49245 | 0.52861
[5 empty] | 1453 | 2017-03-02 | TRUE | 3 | 2 | 12 | 0.48307 | 0.51684 | 0.57344
[5 empty] | 1454 | 2017-03-02 | TRUE | 3 | 2 | 13 | 0.48651 | 0.49771 | 0.45671
[5 empty] | 1455 | 2017-03-02 | TRUE | 3 | 2 | 14 | 0.38328 | 0.39148 | 0.37605
[5 empty] | 1456 | 2017-03-02 | TRUE | 3 | 2 | 15 | 0.25549 | 0.27584 | 0.26974
[5 empty] | 1457 | 2017-03-02 | TRUE | 3 | 2 | 16 | 0.13758 | 0.14072 | 0.13014
[5 empty] | 1458 | 2017-03-02 | TRUE | 3 | 2 | 17 | 0.022642 | 0.01425 | 0.014215
[5 empty] | 1459 | 2017-03-02 | TRUE | 3 | 2 | 18 | 0 | 0 | 0
[5 empty] | 1460 | 2017-03-02 | TRUE | 3 | 2 | 19 | 0 | 0 | 0
[5 empty] | 1461 | 2017-03-02 | TRUE | 3 | 2 | 20 | 0 | 0 | 0
[5 empty] | 1462 | 2017-03-02 | TRUE | 3 | 2 | 21 | 0 | 0 | 0
[5 empty] | 1463 | 2017-03-02 | TRUE | 3 | 2 | 22 | 0 | 0 | 0
[5 empty] | 1464 | 2017-03-02 | TRUE | 3 | 2 | 23 | 0 | 0 | 0
[5 empty] | 1465 | 2017-03-03 | TRUE | 3 | 3 | 0 | 0 | 0 | 0
[5 empty] | 1466 | 2017-03-03 | TRUE | 3 | 3 | 1 | 0 | 0 | 0
[5 empty] | 1467 | 2017-03-03 | TRUE | 3 | 3 | 2 | 0 | 0 | 0
[5 empty] | 1468 | 2017-03-03 | TRUE | 3 | 3 | 3 | 0 | 0 | 0
[5 empty] | 1469 | 2017-03-03 | TRUE | 3 | 3 | 4 | 0 | 0 | 0
[5 empty] | 1470 | 2017-03-03 | TRUE | 3 | 3 | 5 | 0 | 0 | 0
[5 empty] | 1471 | 2017-03-03 | TRUE | 3 | 3 | 6 | 0 | 0 | 0
[5 empty] | 1472 | 2017-03-03 | TRUE | 3 | 3 | 7 | 0.086321 | 0.10104 | 0.096706
[5 empty] | 1473 | 2017-03-03 | TRUE | 3 | 3 | 8 | 0.24431 | 0.25092 | 0.24326
[5 empty] | 1474 | 2017-03-03 | TRUE | 3 | 3 | 9 | 0.38163 | 0.4186 | 0.39842
[5 empty] | 1475 | 2017-03-03 | TRUE | 3 | 3 | 10 | 0.48898 | 0.51992 | 0.45193
[5 empty] | 1476 | 2017-03-03 | TRUE | 3 | 3 | 11 | 0.49389 | 0.52853 | 0.45231
[5 empty] | 1477 | 2017-03-03 | TRUE | 3 | 3 | 12 | 0.50441 | 0.58516 | 0.55907
[5 empty] | 1478 | 2017-03-03 | TRUE | 3 | 3 | 13 | 0.45373 | 0.52373 | 0.48424
[5 empty] | 1479 | 2017-03-03 | TRUE | 3 | 3 | 14 | 0.395 | 0.4889 | 0.49683
[5 empty] | 1480 | 2017-03-03 | TRUE | 3 | 3 | 15 | 0.29477 | 0.30977 | 0.3248
[5 empty] | 1481 | 2017-03-03 | TRUE | 3 | 3 | 16 | 0.16615 | 0.15621 | 0.16946
[5 empty] | 1482 | 2017-03-03 | TRUE | 3 | 3 | 17 | 0.032922 | 0.016283 | 0.018496
[5 empty] | 1483 | 2017-03-03 | TRUE | 3 | 3 | 18 | 0 | 0 | 0
[5 empty] | 1484 | 2017-03-03 | TRUE | 3 | 3 | 19 | 0 | 0 | 0
[5 empty] | 1485 | 2017-03-03 | TRUE | 3 | 3 | 20 | 0 | 0 | 0
[5 empty] | 1486 | 2017-03-03 | TRUE | 3 | 3 | 21 | 0 | 0 | 0
[5 empty] | 1487 | 2017-03-03 | TRUE | 3 | 3 | 22 | 0 | 0 | 0
[5 empty] | 1488 | 2017-03-03 | TRUE | 3 | 3 | 23 | 0 | 0 | 0
[5 empty] | 1489 | 2017-03-04 | FALSE | 3 | 4 | 0 | 0 | 0 | 0
[5 empty] | 1490 | 2017-03-04 | FALSE | 3 | 4 | 1 | 0 | 0 | 0
[5 empty] | 1491 | 2017-03-04 | FALSE | 3 | 4 | 2 | 0 | 0 | 0
[5 empty] | 1492 | 2017-03-04 | FALSE | 3 | 4 | 3 | 0 | 0 | 0
[5 empty] | 1493 | 2017-03-04 | FALSE | 3 | 4 | 4 | 0 | 0 | 0
[5 empty] | 1494 | 2017-03-04 | FALSE | 3 | 4 | 5 | 0 | 0 | 0
[5 empty] | 1495 | 2017-03-04 | FALSE | 3 | 4 | 6 | 0 | 0 | 0
[5 empty] | 1496 | 2017-03-04 | FALSE | 3 | 4 | 7 | 0.10028 | 0.14633 | 0.14678
[5 empty] | 1497 | 2017-03-04 | FALSE | 3 | 4 | 8 | 0.25451 | 0.32593 | 0.31121
[5 empty] | 1498 | 2017-03-04 | FALSE | 3 | 4 | 9 | 0.38523 | 0.43934 | 0.42548
[5 empty] | 1499 | 2017-03-04 | FALSE | 3 | 4 | 10 | 0.52122 | 0.55728 | 0.58211
[5 empty] | 1500 | 2017-03-04 | FALSE | 3 | 4 | 11 | 0.59372 | 0.61161 | 0.59342
[5 empty] | 1501 | 2017-03-04 | FALSE | 3 | 4 | 12 | 0.60467 | 0.58286 | 0.5755
[5 empty] | 1502 | 2017-03-04 | FALSE | 3 | 4 | 13 | 0.57876 | 0.56284 | 0.59124
[5 empty] | 1503 | 2017-03-04 | FALSE | 3 | 4 | 14 | 0.49563 | 0.45317 | 0.47307
[5 empty] | 1504 | 2017-03-04 | FALSE | 3 | 4 | 15 | 0.34683 | 0.32926 | 0.32399
[5 empty] | 1505 | 2017-03-04 | FALSE | 3 | 4 | 16 | 0.18637 | 0.1798 | 0.19368
[5 empty] | 1506 | 2017-03-04 | FALSE | 3 | 4 | 17 | 0.03699 | 0.023508 | 0.026997
[5 empty] | 1507 | 2017-03-04 | FALSE | 3 | 4 | 18 | 0 | 0 | 0
[5 empty] | 1508 | 2017-03-04 | FALSE | 3 | 4 | 19 | 0 | 0 | 0
[5 empty] | 1509 | 2017-03-04 | FALSE | 3 | 4 | 20 | 0 | 0 | 0
[5 empty] | 1510 | 2017-03-04 | FALSE | 3 | 4 | 21 | 0 | 0 | 0
[5 empty] | 1511 | 2017-03-04 | FALSE | 3 | 4 | 22 | 0 | 0 | 0
[5 empty] | 1512 | 2017-03-04 | FALSE | 3 | 4 | 23 | 0 | 0 | 0
[5 empty] | 1513 | 2017-03-05 | FALSE | 3 | 5 | 0 | 0 | 0 | 0
[5 empty] | 1514 | 2017-03-05 | FALSE | 3 | 5 | 1 | 0 | 0 | 0
[5 empty] | 1515 | 2017-03-05 | FALSE | 3 | 5 | 2 | 0 | 0 | 0
[5 empty] | 1516 | 2017-03-05 | FALSE | 3 | 5 | 3 | 0 | 0 | 0
[5 empty] | 1517 | 2017-03-05 | FALSE | 3 | 5 | 4 | 0 | 0 | 0
[5 empty] | 1518 | 2017-03-05 | FALSE | 3 | 5 | 5 | 0 | 0 | 0
[5 empty] | 1519 | 2017-03-05 | FALSE | 3 | 5 | 6 | 0 | 0 | 0
[5 empty] | 1520 | 2017-03-05 | FALSE | 3 | 5 | 7 | 0.089324 | 0.097836 | 0.078564
[5 empty] | 1521 | 2017-03-05 | FALSE | 3 | 5 | 8 | 0.23085 | 0.22588 | 0.18703
[5 empty] | 1522 | 2017-03-05 | FALSE | 3 | 5 | 9 | 0.36403 | 0.37515 | 0.36033
[5 empty] | 1523 | 2017-03-05 | FALSE | 3 | 5 | 10 | 0.46289 | 0.46915 | 0.42591
[5 empty] | 1524 | 2017-03-05 | FALSE | 3 | 5 | 11 | 0.48027 | 0.53813 | 0.50426
[5 empty] | 1525 | 2017-03-05 | FALSE | 3 | 5 | 12 | 0.51312 | 0.53956 | 0.5268
[5 empty] | 1526 | 2017-03-05 | FALSE | 3 | 5 | 13 | 0.47175 | 0.49794 | 0.46659
[5 empty] | 1527 | 2017-03-05 | FALSE | 3 | 5 | 14 | 0.40495 | 0.39781 | 0.37638
[5 empty] | 1528 | 2017-03-05 | FALSE | 3 | 5 | 15 | 0.29604 | 0.27452 | 0.27328
[5 empty] | 1529 | 2017-03-05 | FALSE | 3 | 5 | 16 | 0.1554 | 0.14304 | 0.14069
[5 empty] | 1530 | 2017-03-05 | FALSE | 3 | 5 | 17 | 0.031824 | 0.020378 | 0.020842
[5 empty] | 1531 | 2017-03-05 | FALSE | 3 | 5 | 18 | 0 | 0 | 0
[5 empty] | 1532 | 2017-03-05 | FALSE | 3 | 5 | 19 | 0 | 0 | 0
[5 empty] | 1533 | 2017-03-05 | FALSE | 3 | 5 | 20 | 0 | 0 | 0
[5 empty] | 1534 | 2017-03-05 | FALSE | 3 | 5 | 21 | 0 | 0 | 0
[5 empty] | 1535 | 2017-03-05 | FALSE | 3 | 5 | 22 | 0 | 0 | 0
[5 empty] | 1536 | 2017-03-05 | FALSE | 3 | 5 | 23 | 0 | 0 | 0
[5 empty] | 1537 | 2017-03-06 | TRUE | 3 | 6 | 0 | 0 | 0 | 0
[5 empty] | 1538 | 2017-03-06 | TRUE | 3 | 6 | 1 | 0 | 0 | 0
[5 empty] | 1539 | 2017-03-06 | TRUE | 3 | 6 | 2 | 0 | 0 | 0
[5 empty] | 1540 | 2017-03-06 | TRUE | 3 | 6 | 3 | 0 | 0 | 0
[5 empty] | 1541 | 2017-03-06 | TRUE | 3 | 6 | 4 | 0 | 0 | 0
[5 empty] | 1542 | 2017-03-06 | TRUE | 3 | 6 | 5 | 0 | 0 | 0
[5 empty] | 1543 | 2017-03-06 | TRUE | 3 | 6 | 6 | 7.576e-05 | 0.00083066 | 0.001131
[5 empty] | 1544 | 2017-03-06 | TRUE | 3 | 6 | 7 | 0.064857 | 0.11811 | 0.1069
[5 empty] | 1545 | 2017-03-06 | TRUE | 3 | 6 | 8 | 0.19739 | 0.27976 | 0.26143
[5 empty] | 1546 | 2017-03-06 | TRUE | 3 | 6 | 9 | 0.27859 | 0.39445 | 0.4128
[5 empty] | 1547 | 2017-03-06 | TRUE | 3 | 6 | 10 | 0.32617 | 0.44656 | 0.47353
[5 empty] | 1548 | 2017-03-06 | TRUE | 3 | 6 | 11 | 0.33981 | 0.56228 | 0.66916
[5 empty] | 1549 | 2017-03-06 | TRUE | 3 | 6 | 12 | 0.34086 | 0.54454 | 0.67798
[5 empty] | 1550 | 2017-03-06 | TRUE | 3 | 6 | 13 | 0.31273 | 0.39047 | 0.63195
[5 empty] | 1551 | 2017-03-06 | TRUE | 3 | 6 | 14 | 0.25977 | 0.35576 | 0.50302
[5 empty] | 1552 | 2017-03-06 | TRUE | 3 | 6 | 15 | 0.19507 | 0.21352 | 0.32228
[5 empty] | 1553 | 2017-03-06 | TRUE | 3 | 6 | 16 | 0.10228 | 0.10055 | 0.16036
[5 empty] | 1554 | 2017-03-06 | TRUE | 3 | 6 | 17 | 0.025043 | 0.013113 | 0.022032
[5 empty] | 1555 | 2017-03-06 | TRUE | 3 | 6 | 18 | 0 | 0 | 0
[5 empty] | 1556 | 2017-03-06 | TRUE | 3 | 6 | 19 | 0 | 0 | 0
[5 empty] | 1557 | 2017-03-06 | TRUE | 3 | 6 | 20 | 0 | 0 | 0
[5 empty] | 1558 | 2017-03-06 | TRUE | 3 | 6 | 21 | 0 | 0 | 0
[5 empty] | 1559 | 2017-03-06 | TRUE | 3 | 6 | 22 | 0 | 0 | 0
[5 empty] | 1560 | 2017-03-06 | TRUE | 3 | 6 | 23 | 0 | 0 | 0
[5 empty] | 1561 | 2017-03-07 | TRUE | 3 | 7 | 0 | 0 | 0 | 0
[5 empty] | 1562 | 2017-03-07 | TRUE | 3 | 7 | 1 | 0 | 0 | 0
[5 empty] | 1563 | 2017-03-07 | TRUE | 3 | 7 | 2 | 0 | 0 | 0
[5 empty] | 1564 | 2017-03-07 | TRUE | 3 | 7 | 3 | 0 | 0 | 0
[5 empty] | 1565 | 2017-03-07 | TRUE | 3 | 7 | 4 | 0 | 0 | 0
[5 empty] | 1566 | 2017-03-07 | TRUE | 3 | 7 | 5 | 0 | 0 | 0
[5 empty] | 1567 | 2017-03-07 | TRUE | 3 | 7 | 6 | 7.3083e-05 | 0.0004887 | 0.00046581
[5 empty] | 1568 | 2017-03-07 | TRUE | 3 | 7 | 7 | 0.039821 | 0.074429 | 0.074279
[5 empty] | 1569 | 2017-03-07 | TRUE | 3 | 7 | 8 | 0.10332 | 0.1694 | 0.16363
[5 empty] | 1570 | 2017-03-07 | TRUE | 3 | 7 | 9 | 0.17078 | 0.25658 | 0.25904
[5 empty] | 1571 | 2017-03-07 | TRUE | 3 | 7 | 10 | 0.22965 | 0.30834 | 0.30623
[5 empty] | 1572 | 2017-03-07 | TRUE | 3 | 7 | 11 | 0.25972 | 0.354 | 0.38391
[5 empty] | 1573 | 2017-03-07 | TRUE | 3 | 7 | 12 | 0.24604 | 0.31115 | 0.32013
[5 empty] | 1574 | 2017-03-07 | TRUE | 3 | 7 | 13 | 0.22271 | 0.28517 | 0.3545
[5 empty] | 1575 | 2017-03-07 | TRUE | 3 | 7 | 14 | 0.17659 | 0.17317 | 0.22687
[5 empty] | 1576 | 2017-03-07 | TRUE | 3 | 7 | 15 | 0.12514 | 0.16128 | 0.18606
[5 empty] | 1577 | 2017-03-07 | TRUE | 3 | 7 | 16 | 0.073674 | 0.081921 | 0.084165
[5 empty] | 1578 | 2017-03-07 | TRUE | 3 | 7 | 17 | 0.012072 | 0.0096205 | 0.011008
[5 empty] | 1579 | 2017-03-07 | TRUE | 3 | 7 | 18 | 0 | 0 | 0
[5 empty] | 1580 | 2017-03-07 | TRUE | 3 | 7 | 19 | 0 | 0 | 0
[5 empty] | 1581 | 2017-03-07 | TRUE | 3 | 7 | 20 | 0 | 0 | 0
[5 empty] | 1582 | 2017-03-07 | TRUE | 3 | 7 | 21 | 0 | 0 | 0
[5 empty] | 1583 | 2017-03-07 | TRUE | 3 | 7 | 22 | 0 | 0 | 0
[5 empty] | 1584 | 2017-03-07 | TRUE | 3 | 7 | 23 | 0 | 0 | 0
[5 empty] | 1585 | 2017-03-08 | TRUE | 3 | 8 | 0 | 0 | 0 | 0
[5 empty] | 1586 | 2017-03-08 | TRUE | 3 | 8 | 1 | 0 | 0 | 0
[5 empty] | 1587 | 2017-03-08 | TRUE | 3 | 8 | 2 | 0 | 0 | 0
[5 empty] | 1588 | 2017-03-08 | TRUE | 3 | 8 | 3 | 0 | 0 | 0
[5 empty] | 1589 | 2017-03-08 | TRUE | 3 | 8 | 4 | 0 | 0 | 0
[5 empty] | 1590 | 2017-03-08 | TRUE | 3 | 8 | 5 | 0 | 0 | 0
[5 empty] | 1591 | 2017-03-08 | TRUE | 3 | 8 | 6 | 0.00062064 | 0.0030583 | 0.002605
[5 empty] | 1592 | 2017-03-08 | TRUE | 3 | 8 | 7 | 0.076048 | 0.073218 | 0.061525
[5 empty] | 1593 | 2017-03-08 | TRUE | 3 | 8 | 8 | 0.18019 | 0.17708 | 0.1667
[5 empty] | 1594 | 2017-03-08 | TRUE | 3 | 8 | 9 | 0.28739 | 0.33095 | 0.33705
[5 empty] | 1595 | 2017-03-08 | TRUE | 3 | 8 | 10 | 0.37816 | 0.42148 | 0.44071
[5 empty] | 1596 | 2017-03-08 | TRUE | 3 | 8 | 11 | 0.40638 | 0.47585 | 0.51063
[5 empty] | 1597 | 2017-03-08 | TRUE | 3 | 8 | 12 | 0.41189 | 0.47605 | 0.55279
[5 empty] | 1598 | 2017-03-08 | TRUE | 3 | 8 | 13 | 0.36257 | 0.4551 | 0.50656
[5 empty] | 1599 | 2017-03-08 | TRUE | 3 | 8 | 14 | 0.31442 | 0.37139 | 0.35791
[5 empty] | 1600 | 2017-03-08 | TRUE | 3 | 8 | 15 | 0.21426 | 0.22938 | 0.23392
[5 empty] | 1601 | 2017-03-08 | TRUE | 3 | 8 | 16 | 0.1142 | 0.13264 | 0.14972
[5 empty] | 1602 | 2017-03-08 | TRUE | 3 | 8 | 17 | 0.023352 | 0.019928 | 0.023931
[5 empty] | 1603 | 2017-03-08 | TRUE | 3 | 8 | 18 | 0 | 0 | 0
[5 empty] | 1604 | 2017-03-08 | TRUE | 3 | 8 | 19 | 0 | 0 | 0
[5 empty] | 1605 | 2017-03-08 | TRUE | 3 | 8 | 20 | 0 | 0 | 0
[5 empty] | 1606 | 2017-03-08 | TRUE | 3 | 8 | 21 | 0 | 0 | 0
[5 empty] | 1607 | 2017-03-08 | TRUE | 3 | 8 | 22 | 0 | 0 | 0
[5 empty] | 1608 | 2017-03-08 | TRUE | 3 | 8 | 23 | 0 | 0 | 0
[5 empty] | 1609 | 2017-03-09 | TRUE | 3 | 9 | 0 | 0 | 0 | 0
[5 empty] | 1610 | 2017-03-09 | TRUE | 3 | 9 | 1 | 0 | 0 | 0
[5 empty] | 1611 | 2017-03-09 | TRUE | 3 | 9 | 2 | 0 | 0 | 0
[5 empty] | 1612 | 2017-03-09 | TRUE | 3 | 9 | 3 | 0 | 0 | 0
[5 empty] | 1613 | 2017-03-09 | TRUE | 3 | 9 | 4 | 0 | 0 | 0
[5 empty] | 1614 | 2017-03-09 | TRUE | 3 | 9 | 5 | 0 | 0 | 0
[5 empty] | 1615 | 2017-03-09 | TRUE | 3 | 9 | 6 | 0.000634 | 0.0054642 | 0.0064905
[5 empty] | 1616 | 2017-03-09 | TRUE | 3 | 9 | 7 | 0.044773 | 0.083417 | 0.09955
[5 empty] | 1617 | 2017-03-09 | TRUE | 3 | 9 | 8 | 0.1067 | 0.18593 | 0.22658
[5 empty] | 1618 | 2017-03-09 | TRUE | 3 | 9 | 9 | 0.18468 | 0.28897 | 0.34016
[5 empty] | 1619 | 2017-03-09 | TRUE | 3 | 9 | 10 | 0.22836 | 0.26778 | 0.35606
[5 empty] | 1620 | 2017-03-09 | TRUE | 3 | 9 | 11 | 0.26031 | 0.31513 | 0.40266
[5 empty] | 1621 | 2017-03-09 | TRUE | 3 | 9 | 12 | 0.27906 | 0.30445 | 0.33694
[5 empty] | 1622 | 2017-03-09 | TRUE | 3 | 9 | 13 | 0.2896 | 0.3206 | 0.36944
[5 empty] | 1623 | 2017-03-09 | TRUE | 3 | 9 | 14 | 0.22928 | 0.25086 | 0.30391
[5 empty] | 1624 | 2017-03-09 | TRUE | 3 | 9 | 15 | 0.16328 | 0.21095 | 0.23437
[5 empty] | 1625 | 2017-03-09 | TRUE | 3 | 9 | 16 | 0.095328 | 0.1114 | 0.12342
[5 empty] | 1626 | 2017-03-09 | TRUE | 3 | 9 | 17 | 0.024968 | 0.016761 | 0.019643
[5 empty] | 1627 | 2017-03-09 | TRUE | 3 | 9 | 18 | 0 | 0 | 0
[5 empty] | 1628 | 2017-03-09 | TRUE | 3 | 9 | 19 | 0 | 0 | 0
[5 empty] | 1629 | 2017-03-09 | TRUE | 3 | 9 | 20 | 0 | 0 | 0
[5 empty] | 1630 | 2017-03-09 | TRUE | 3 | 9 | 21 | 0 | 0 | 0
[5 empty] | 1631 | 2017-03-09 | TRUE | 3 | 9 | 22 | 0 | 0 | 0
[5 empty] | 1632 | 2017-03-09 | TRUE | 3 | 9 | 23 | 0 | 0 | 0
[5 empty] | 1633 | 2017-03-10 | TRUE | 3 | 10 | 0 | 0 | 0 | 0
[5 empty] | 1634 | 2017-03-10 | TRUE | 3 | 10 | 1 | 0 | 0 | 0
[5 empty] | 1635 | 2017-03-10 | TRUE | 3 | 10 | 2 | 0 | 0 | 0
[5 empty] | 1636 | 2017-03-10 | TRUE | 3 | 10 | 3 | 0 | 0 | 0
[5 empty] | 1637 | 2017-03-10 | TRUE | 3 | 10 | 4 | 0 | 0 | 0
[5 empty] | 1638 | 2017-03-10 | TRUE | 3 | 10 | 5 | 0 | 0 | 0
[5 empty] | 1639 | 2017-03-10 | TRUE | 3 | 10 | 6 | 0.00042435 | 0.00048719 | 0.00097437
[5 empty] | 1640 | 2017-03-10 | TRUE | 3 | 10 | 7 | 0.081704 | 0.08599 | 0.090231
[5 empty] | 1641 | 2017-03-10 | TRUE | 3 | 10 | 8 | 0.18441 | 0.19027 | 0.23861
[5 empty] | 1642 | 2017-03-10 | TRUE | 3 | 10 | 9 | 0.2718 | 0.30335 | 0.35335
[5 empty] | 1643 | 2017-03-10 | TRUE | 3 | 10 | 10 | 0.3735 | 0.4034 | 0.419
[5 empty] | 1644 | 2017-03-10 | TRUE | 3 | 10 | 11 | 0.43468 | 0.45803 | 0.45134
[5 empty] | 1645 | 2017-03-10 | TRUE | 3 | 10 | 12 | 0.45719 | 0.48425 | 0.48664
[5 empty] | 1646 | 2017-03-10 | TRUE | 3 | 10 | 13 | 0.47916 | 0.57554 | 0.58012
[5 empty] | 1647 | 2017-03-10 | TRUE | 3 | 10 | 14 | 0.43732 | 0.51643 | 0.53451
[5 empty] | 1648 | 2017-03-10 | TRUE | 3 | 10 | 15 | 0.34761 | 0.37101 | 0.35906
[5 empty] | 1649 | 2017-03-10 | TRUE | 3 | 10 | 16 | 0.1857 | 0.19875 | 0.19897
[5 empty] | 1650 | 2017-03-10 | TRUE | 3 | 10 | 17 | 0.042699 | 0.036668 | 0.037998
[5 empty] | 1651 | 2017-03-10 | TRUE | 3 | 10 | 18 | 0 | 0 | 0
[5 empty] | 1652 | 2017-03-10 | TRUE | 3 | 10 | 19 | 0 | 0 | 0
[5 empty] | 1653 | 2017-03-10 | TRUE | 3 | 10 | 20 | 0 | 0 | 0
[5 empty] | 1654 | 2017-03-10 | TRUE | 3 | 10 | 21 | 0 | 0 | 0
[5 empty] | 1655 | 2017-03-10 | TRUE | 3 | 10 | 22 | 0 | 0 | 0
[5 empty] | 1656 | 2017-03-10 | TRUE | 3 | 10 | 23 | 0 | 0 | 0
[5 empty] | 1657 | 2017-03-11 | FALSE | 3 | 11 | 0 | 0 | 0 | 0
[5 empty] | 1658 | 2017-03-11 | FALSE | 3 | 11 | 1 | 0 | 0 | 0
[5 empty] | 1659 | 2017-03-11 | FALSE | 3 | 11 | 2 | 0 | 0 | 0
[5 empty] | 1660 | 2017-03-11 | FALSE | 3 | 11 | 3 | 0 | 0 | 0
[5 empty] | 1661 | 2017-03-11 | FALSE | 3 | 11 | 4 | 0 | 0 | 0
[5 empty] | 1662 | 2017-03-11 | FALSE | 3 | 11 | 5 | 0 | 0 | 0
[5 empty] | 1663 | 2017-03-11 | FALSE | 3 | 11 | 6 | 0.0040547 | 0.013829 | 0.013726
[5 empty] | 1664 | 2017-03-11 | FALSE | 3 | 11 | 7 | 0.10608 | 0.14617 | 0.15008
[5 empty] | 1665 | 2017-03-11 | FALSE | 3 | 11 | 8 | 0.24871 | 0.33725 | 0.35011
[5 empty] | 1666 | 2017-03-11 | FALSE | 3 | 11 | 9 | 0.41801 | 0.50007 | 0.50784
[5 empty] | 1667 | 2017-03-11 | FALSE | 3 | 11 | 10 | 0.45156 | 0.54884 | 0.62554
[5 empty] | 1668 | 2017-03-11 | FALSE | 3 | 11 | 11 | 0.49793 | 0.61926 | 0.65079
[5 empty] | 1669 | 2017-03-11 | FALSE | 3 | 11 | 12 | 0.50173 | 0.55936 | 0.49914
[5 empty] | 1670 | 2017-03-11 | FALSE | 3 | 11 | 13 | 0.44213 | 0.51485 | 0.59746
[5 empty] | 1671 | 2017-03-11 | FALSE | 3 | 11 | 14 | 0.36544 | 0.43506 | 0.42689
[5 empty] | 1672 | 2017-03-11 | FALSE | 3 | 11 | 15 | 0.2491 | 0.33034 | 0.31531
[5 empty] | 1673 | 2017-03-11 | FALSE | 3 | 11 | 16 | 0.1407 | 0.14378 | 0.13634
[5 empty] | 1674 | 2017-03-11 | FALSE | 3 | 11 | 17 | 0.041508 | 0.025774 | 0.024519
[5 empty] | 1675 | 2017-03-11 | FALSE | 3 | 11 | 18 | 0 | 0 | 0
[5 empty] | 1676 | 2017-03-11 | FALSE | 3 | 11 | 19 | 0 | 0 | 0
[5 empty] | 1677 | 2017-03-11 | FALSE | 3 | 11 | 20 | 0 | 0 | 0
[5 empty] | 1678 | 2017-03-11 | FALSE | 3 | 11 | 21 | 0 | 0 | 0
[5 empty] | 1679 | 2017-03-11 | FALSE | 3 | 11 | 22 | 0 | 0 | 0
[5 empty] | 1680 | 2017-03-11 | FALSE | 3 | 11 | 23 | 0 | 0 | 0
[5 empty] | 1681 | 2017-03-12 | FALSE | 3 | 12 | 0 | 0 | 0 | 0
[5 empty] | 1682 | 2017-03-12 | FALSE | 3 | 12 | 1 | 0 | 0 | 0
[5 empty] | 1683 | 2017-03-12 | FALSE | 3 | 12 | 2 | 0 | 0 | 0
[5 empty] | 1684 | 2017-03-12 | FALSE | 3 | 12 | 3 | 0 | 0 | 0
[5 empty] | 1685 | 2017-03-12 | FALSE | 3 | 12 | 4 | 0 | 0 | 0
[5 empty] | 1686 | 2017-03-12 | FALSE | 3 | 12 | 5 | 0 | 0 | 0
[5 empty] | 1687 | 2017-03-12 | FALSE | 3 | 12 | 6 | 0.0050559 | 0.012893 | 0.012026
[5 empty] | 1688 | 2017-03-12 | FALSE | 3 | 12 | 7 | 0.10031 | 0.11876 | 0.12624
[5 empty] | 1689 | 2017-03-12 | FALSE | 3 | 12 | 8 | 0.22767 | 0.28881 | 0.31439
[5 empty] | 1690 | 2017-03-12 | FALSE | 3 | 12 | 9 | 0.35052 | 0.42156 | 0.49019
[5 empty] | 1691 | 2017-03-12 | FALSE | 3 | 12 | 10 | 0.44336 | 0.49403 | 0.52795
[5 empty] | 1692 | 2017-03-12 | FALSE | 3 | 12 | 11 | 0.43497 | 0.50688 | 0.57674
[5 empty] | 1693 | 2017-03-12 | FALSE | 3 | 12 | 12 | 0.47581 | 0.42996 | 0.35554
[5 empty] | 1694 | 2017-03-12 | FALSE | 3 | 12 | 13 | 0.44621 | 0.50064 | 0.51881
[5 empty] | 1695 | 2017-03-12 | FALSE | 3 | 12 | 14 | 0.43216 | 0.41221 | 0.40954
[5 empty] | 1696 | 2017-03-12 | FALSE | 3 | 12 | 15 | 0.33426 | 0.33214 | 0.31627
[5 empty] | 1697 | 2017-03-12 | FALSE | 3 | 12 | 16 | 0.18488 | 0.17372 | 0.16474
[5 empty] | 1698 | 2017-03-12 | FALSE | 3 | 12 | 17 | 0.04706 | 0.033396 | 0.031962
[5 empty] | 1699 | 2017-03-12 | FALSE | 3 | 12 | 18 | 0 | 0 | 0
[5 empty] | 1700 | 2017-03-12 | FALSE | 3 | 12 | 19 | 0 | 0 | 0
[5 empty] | 1701 | 2017-03-12 | FALSE | 3 | 12 | 20 | 0 | 0 | 0
[5 empty] | 1702 | 2017-03-12 | FALSE | 3 | 12 | 21 | 0 | 0 | 0
[5 empty] | 1703 | 2017-03-12 | FALSE | 3 | 12 | 22 | 0 | 0 | 0
[5 empty] | 1704 | 2017-03-12 | FALSE | 3 | 12 | 23 | 0 | 0 | 0
[5 empty] | 1705 | 2017-03-13 | TRUE | 3 | 13 | 0 | 0 | 0 | 0
[5 empty] | 1706 | 2017-03-13 | TRUE | 3 | 13 | 1 | 0 | 0 | 0
[5 empty] | 1707 | 2017-03-13 | TRUE | 3 | 13 | 2 | 0 | 0 | 0
[5 empty] | 1708 | 2017-03-13 | TRUE | 3 | 13 | 3 | 0 | 0 | 0
[5 empty] | 1709 | 2017-03-13 | TRUE | 3 | 13 | 4 | 0 | 0 | 0
[5 empty] | 1710 | 2017-03-13 | TRUE | 3 | 13 | 5 | 0 | 0 | 0
[5 empty] | 1711 | 2017-03-13 | TRUE | 3 | 13 | 6 | 0.0041043 | 0.012704 | 0.012463
[5 empty] | 1712 | 2017-03-13 | TRUE | 3 | 13 | 7 | 0.083693 | 0.11311 | 0.10334
[5 empty] | 1713 | 2017-03-13 | TRUE | 3 | 13 | 8 | 0.1788 | 0.26497 | 0.28025
[5 empty] | 1714 | 2017-03-13 | TRUE | 3 | 13 | 9 | 0.26702 | 0.29975 | 0.36648
[5 empty] | 1715 | 2017-03-13 | TRUE | 3 | 13 | 10 | 0.38904 | 0.39999 | 0.41602
[5 empty] | 1716 | 2017-03-13 | TRUE | 3 | 13 | 11 | 0.46683 | 0.44882 | 0.46463
[5 empty] | 1717 | 2017-03-13 | TRUE | 3 | 13 | 12 | 0.43996 | 0.435 | 0.49417
[5 empty] | 1718 | 2017-03-13 | TRUE | 3 | 13 | 13 | 0.396 | 0.43704 | 0.45808
[5 empty] | 1719 | 2017-03-13 | TRUE | 3 | 13 | 14 | 0.34303 | 0.35282 | 0.36703
[5 empty] | 1720 | 2017-03-13 | TRUE | 3 | 13 | 15 | 0.25903 | 0.25955 | 0.27703
[5 empty] | 1721 | 2017-03-13 | TRUE | 3 | 13 | 16 | 0.1597 | 0.16575 | 0.20483
[5 empty] | 1722 | 2017-03-13 | TRUE | 3 | 13 | 17 | 0.039664 | 0.031477 | 0.04034
[5 empty] | 1723 | 2017-03-13 | TRUE | 3 | 13 | 18 | 0 | 0 | 0
[5 empty] | 1724 | 2017-03-13 | TRUE | 3 | 13 | 19 | 0 | 0 | 0
[5 empty] | 1725 | 2017-03-13 | TRUE | 3 | 13 | 20 | 0 | 0 | 0
[5 empty] | 1726 | 2017-03-13 | TRUE | 3 | 13 | 21 | 0 | 0 | 0
[5 empty] | 1727 | 2017-03-13 | TRUE | 3 | 13 | 22 | 0 | 0 | 0
[5 empty] | 1728 | 2017-03-13 | TRUE | 3 | 13 | 23 | 0 | 0 | 0
[5 empty] | 1729 | 2017-03-14 | TRUE | 3 | 14 | 0 | 0 | 0 | 0
[5 empty] | 1730 | 2017-03-14 | TRUE | 3 | 14 | 1 | 0 | 0 | 0
[5 empty] | 1731 | 2017-03-14 | TRUE | 3 | 14 | 2 | 0 | 0 | 0
[5 empty] | 1732 | 2017-03-14 | TRUE | 3 | 14 | 3 | 0 | 0 | 0
[5 empty] | 1733 | 2017-03-14 | TRUE | 3 | 14 | 4 | 0 | 0 | 0
[5 empty] | 1734 | 2017-03-14 | TRUE | 3 | 14 | 5 | 0 | 0 | 0
[5 empty] | 1735 | 2017-03-14 | TRUE | 3 | 14 | 6 | 0.003801 | 0.0095097 | 0.0084275
[5 empty] | 1736 | 2017-03-14 | TRUE | 3 | 14 | 7 | 0.068028 | 0.091776 | 0.090474
[5 empty] | 1737 | 2017-03-14 | TRUE | 3 | 14 | 8 | 0.1265 | 0.11504 | 0.11223
[5 empty] | 1738 | 2017-03-14 | TRUE | 3 | 14 | 9 | 0.18593 | 0.21968 | 0.19763
[5 empty] | 1739 | 2017-03-14 | TRUE | 3 | 14 | 10 | 0.22335 | 0.28484 | 0.28163
[5 empty] | 1740 | 2017-03-14 | TRUE | 3 | 14 | 11 | 0.24445 | 0.2888 | 0.26362
[5 empty] | 1741 | 2017-03-14 | TRUE | 3 | 14 | 12 | 0.20823 | 0.29668 | 0.3171
[5 empty] | 1742 | 2017-03-14 | TRUE | 3 | 14 | 13 | 0.18056 | 0.2064 | 0.19579
[5 empty] | 1743 | 2017-03-14 | TRUE | 3 | 14 | 14 | 0.15473 | 0.13281 | 0.14697
[5 empty] | 1744 | 2017-03-14 | TRUE | 3 | 14 | 15 | 0.09103 | 0.094457 | 0.13542
[5 empty] | 1745 | 2017-03-14 | TRUE | 3 | 14 | 16 | 0.072084 | 0.080081 | 0.081426
[5 empty] | 1746 | 2017-03-14 | TRUE | 3 | 14 | 17 | 0.018244 | 0.016896 | 0.019958
[5 empty] | 1747 | 2017-03-14 | TRUE | 3 | 14 | 18 | 0 | 0 | 0
[5 empty] | 1748 | 2017-03-14 | TRUE | 3 | 14 | 19 | 0 | 0 | 0
[5 empty] | 1749 | 2017-03-14 | TRUE | 3 | 14 | 20 | 0 | 0 | 0
[5 empty] | 1750 | 2017-03-14 | TRUE | 3 | 14 | 21 | 0 | 0 | 0
[5 empty] | 1751 | 2017-03-14 | TRUE | 3 | 14 | 22 | 0 | 0 | 0
[5 empty] | 1752 | 2017-03-14 | TRUE | 3 | 14 | 23 | 0 | 0 | 0
[5 empty] | 1753 | 2017-03-15 | TRUE | 3 | 15 | 0 | 0 | 0 | 0
[5 empty] | 1754 | 2017-03-15 | TRUE | 3 | 15 | 1 | 0 | 0 | 0
[5 empty] | 1755 | 2017-03-15 | TRUE | 3 | 15 | 2 | 0 | 0 | 0
[5 empty] | 1756 | 2017-03-15 | TRUE | 3 | 15 | 3 | 0 | 0 | 0
[5 empty] | 1757 | 2017-03-15 | TRUE | 3 | 15 | 4 | 0 | 0 | 0
[5 empty] | 1758 | 2017-03-15 | TRUE | 3 | 15 | 5 | 0 | 0 | 0
[5 empty] | 1759 | 2017-03-15 | TRUE | 3 | 15 | 6 | 0.0043343 | 0.021428 | 0.021316
[5 empty] | 1760 | 2017-03-15 | TRUE | 3 | 15 | 7 | 0.067886 | 0.15838 | 0.18082
[5 empty] | 1761 | 2017-03-15 | TRUE | 3 | 15 | 8 | 0.16193 | 0.25613 | 0.29573
[5 empty] | 1762 | 2017-03-15 | TRUE | 3 | 15 | 9 | 0.2695 | 0.39647 | 0.37469
[5 empty] | 1763 | 2017-03-15 | TRUE | 3 | 15 | 10 | 0.33811 | 0.49711 | 0.48676
[5 empty] | 1764 | 2017-03-15 | TRUE | 3 | 15 | 11 | 0.3671 | 0.47517 | 0.4441
[5 empty] | 1765 | 2017-03-15 | TRUE | 3 | 15 | 12 | 0.39915 | 0.5554 | 0.61285
[5 empty] | 1766 | 2017-03-15 | TRUE | 3 | 15 | 13 | 0.3996 | 0.512 | 0.50277
[5 empty] | 1767 | 2017-03-15 | TRUE | 3 | 15 | 14 | 0.37691 | 0.44238 | 0.43103
[5 empty] | 1768 | 2017-03-15 | TRUE | 3 | 15 | 15 | 0.26936 | 0.3056 | 0.3034
[5 empty] | 1769 | 2017-03-15 | TRUE | 3 | 15 | 16 | 0.16737 | 0.16585 | 0.17263
[5 empty] | 1770 | 2017-03-15 | TRUE | 3 | 15 | 17 | 0.048788 | 0.031938 | 0.034185
[5 empty] | 1771 | 2017-03-15 | TRUE | 3 | 15 | 18 | 0 | 0 | 0
[5 empty] | 1772 | 2017-03-15 | TRUE | 3 | 15 | 19 | 0 | 0 | 0
[5 empty] | 1773 | 2017-03-15 | TRUE | 3 | 15 | 20 | 0 | 0 | 0
[5 empty] | 1774 | 2017-03-15 | TRUE | 3 | 15 | 21 | 0 | 0 | 0
[5 empty] | 1775 | 2017-03-15 | TRUE | 3 | 15 | 22 | 0 | 0 | 0
[5 empty] | 1776 | 2017-03-15 | TRUE | 3 | 15 | 23 | 0 | 0 | 0
[5 empty] | 1777 | 2017-03-16 | TRUE | 3 | 16 | 0 | 0 | 0 | 0
[5 empty] | 1778 | 2017-03-16 | TRUE | 3 | 16 | 1 | 0 | 0 | 0
[5 empty] | 1779 | 2017-03-16 | TRUE | 3 | 16 | 2 | 0 | 0 | 0
[5 empty] | 1780 | 2017-03-16 | TRUE | 3 | 16 | 3 | 0 | 0 | 0
[5 empty] | 1781 | 2017-03-16 | TRUE | 3 | 16 | 4 | 0 | 0 | 0
[5 empty] | 1782 | 2017-03-16 | TRUE | 3 | 16 | 5 | 0 | 0 | 0
[5 empty] | 1783 | 2017-03-16 | TRUE | 3 | 16 | 6 | 0.010364 | 0.027753 | 0.028875
[5 empty] | 1784 | 2017-03-16 | TRUE | 3 | 16 | 7 | 0.14042 | 0.18209 | 0.19083
[5 empty] | 1785 | 2017-03-16 | TRUE | 3 | 16 | 8 | 0.3106 | 0.37599 | 0.39031
[5 empty] | 1786 | 2017-03-16 | TRUE | 3 | 16 | 9 | 0.48311 | 0.54441 | 0.55676
[5 empty] | 1787 | 2017-03-16 | TRUE | 3 | 16 | 10 | 0.56505 | 0.63179 | 0.66912
[5 empty] | 1788 | 2017-03-16 | TRUE | 3 | 16 | 11 | 0.5892 | 0.64193 | 0.64216
[5 empty] | 1789 | 2017-03-16 | TRUE | 3 | 16 | 12 | 0.60801 | 0.50968 | 0.54137
[5 empty] | 1790 | 2017-03-16 | TRUE | 3 | 16 | 13 | 0.55088 | 0.48141 | 0.45353
[5 empty] | 1791 | 2017-03-16 | TRUE | 3 | 16 | 14 | 0.50242 | 0.53557 | 0.56689
[5 empty] | 1792 | 2017-03-16 | TRUE | 3 | 16 | 15 | 0.33915 | 0.33241 | 0.34246
[5 empty] | 1793 | 2017-03-16 | TRUE | 3 | 16 | 16 | 0.19142 | 0.19744 | 0.18372
[5 empty] | 1794 | 2017-03-16 | TRUE | 3 | 16 | 17 | 0.056797 | 0.043627 | 0.040998
[5 empty] | 1795 | 2017-03-16 | TRUE | 3 | 16 | 18 | 0 | 0 | 0
[5 empty] | 1796 | 2017-03-16 | TRUE | 3 | 16 | 19 | 0 | 0 | 0
[5 empty] | 1797 | 2017-03-16 | TRUE | 3 | 16 | 20 | 0 | 0 | 0
[5 empty] | 1798 | 2017-03-16 | TRUE | 3 | 16 | 21 | 0 | 0 | 0
[5 empty] | 1799 | 2017-03-16 | TRUE | 3 | 16 | 22 | 0 | 0 | 0
[5 empty] | 1800 | 2017-03-16 | TRUE | 3 | 16 | 23 | 0 | 0 | 0
[5 empty] | 1801 | 2017-03-17 | TRUE | 3 | 17 | 0 | 0 | 0 | 0
[5 empty] | 1802 | 2017-03-17 | TRUE | 3 | 17 | 1 | 0 | 0 | 0
[5 empty] | 1803 | 2017-03-17 | TRUE | 3 | 17 | 2 | 0 | 0 | 0
[5 empty] | 1804 | 2017-03-17 | TRUE | 3 | 17 | 3 | 0 | 0 | 0
[5 empty] | 1805 | 2017-03-17 | TRUE | 3 | 17 | 4 | 0 | 0 | 0
[5 empty] | 1806 | 2017-03-17 | TRUE | 3 | 17 | 5 | 0 | 0 | 0
[5 empty] | 1807 | 2017-03-17 | TRUE | 3 | 17 | 6 | 0.013237 | 0.031884 | 0.034122
[5 empty] | 1808 | 2017-03-17 | TRUE | 3 | 17 | 7 | 0.12817 | 0.1837 | 0.20195
[5 empty] | 1809 | 2017-03-17 | TRUE | 3 | 17 | 8 | 0.27789 | 0.33834 | 0.40143
[5 empty] | 1810 | 2017-03-17 | TRUE | 3 | 17 | 9 | 0.38145 | 0.51218 | 0.56475
[5 empty] | 1811 | 2017-03-17 | TRUE | 3 | 17 | 10 | 0.43837 | 0.55845 | 0.6293
[5 empty] | 1812 | 2017-03-17 | TRUE | 3 | 17 | 11 | 0.47765 | 0.59791 | 0.61785
[5 empty] | 1813 | 2017-03-17 | TRUE | 3 | 17 | 12 | 0.42961 | 0.52193 | 0.52589
[5 empty] | 1814 | 2017-03-17 | TRUE | 3 | 17 | 13 | 0.42175 | 0.44716 | 0.48934
[5 empty] | 1815 | 2017-03-17 | TRUE | 3 | 17 | 14 | 0.38601 | 0.42973 | 0.48647
[5 empty] | 1816 | 2017-03-17 | TRUE | 3 | 17 | 15 | 0.3057 | 0.28634 | 0.29208
[5 empty] | 1817 | 2017-03-17 | TRUE | 3 | 17 | 16 | 0.18991 | 0.1564 | 0.1553
[5 empty] | 1818 | 2017-03-17 | TRUE | 3 | 17 | 17 | 0.055426 | 0.04293 | 0.050056
[5 empty] | 1819 | 2017-03-17 | TRUE | 3 | 17 | 18 | 0 | 0 | 0
[5 empty] | 1820 | 2017-03-17 | TRUE | 3 | 17 | 19 | 0 | 0 | 0
[5 empty] | 1821 | 2017-03-17 | TRUE | 3 | 17 | 20 | 0 | 0 | 0
[5 empty] | 1822 | 2017-03-17 | TRUE | 3 | 17 | 21 | 0 | 0 | 0
[5 empty] | 1823 | 2017-03-17 | TRUE | 3 | 17 | 22 | 0 | 0 | 0
[5 empty] | 1824 | 2017-03-17 | TRUE | 3 | 17 | 23 | 0 | 0 | 0
[5 empty] | 1825 | 2017-03-18 | FALSE | 3 | 18 | 0 | 0 | 0 | 0
[5 empty] | 1826 | 2017-03-18 | FALSE | 3 | 18 | 1 | 0 | 0 | 0
[5 empty] | 1827 | 2017-03-18 | FALSE | 3 | 18 | 2 | 0 | 0 | 0
[5 empty] | 1828 | 2017-03-18 | FALSE | 3 | 18 | 3 | 0 | 0 | 0
[5 empty] | 1829 | 2017-03-18 | FALSE | 3 | 18 | 4 | 0 | 0 | 0
[5 empty] | 1830 | 2017-03-18 | FALSE | 3 | 18 | 5 | 0 | 0 | 0
[5 empty] | 1831 | 2017-03-18 | FALSE | 3 | 18 | 6 | 0.016122 | 0.022 | 0.011883
[5 empty] | 1832 | 2017-03-18 | FALSE | 3 | 18 | 7 | 0.11076 | 0.11308 | 0.068078
[5 empty] | 1833 | 2017-03-18 | FALSE | 3 | 18 | 8 | 0.20196 | 0.2248 | 0.18084
[5 empty] | 1834 | 2017-03-18 | FALSE | 3 | 18 | 9 | 0.31967 | 0.25758 | 0.2195
[5 empty] | 1835 | 2017-03-18 | FALSE | 3 | 18 | 10 | 0.34407 | 0.31748 | 0.24866
[5 empty] | 1836 | 2017-03-18 | FALSE | 3 | 18 | 11 | 0.37475 | 0.40455 | 0.29122
[5 empty] | 1837 | 2017-03-18 | FALSE | 3 | 18 | 12 | 0.38526 | 0.35764 | 0.2405
[5 empty] | 1838 | 2017-03-18 | FALSE | 3 | 18 | 13 | 0.346 | 0.32512 | 0.24462
[5 empty] | 1839 | 2017-03-18 | FALSE | 3 | 18 | 14 | 0.30156 | 0.27707 | 0.21004
[5 empty] | 1840 | 2017-03-18 | FALSE | 3 | 18 | 15 | 0.19555 | 0.11645 | 0.071409
[5 empty] | 1841 | 2017-03-18 | FALSE | 3 | 18 | 16 | 0.14355 | 0.063474 | 0.034561
[5 empty] | 1842 | 2017-03-18 | FALSE | 3 | 18 | 17 | 0.044621 | 0.013163 | 0.0053337
[5 empty] | 1843 | 2017-03-18 | FALSE | 3 | 18 | 18 | 0 | 0 | 0
[5 empty] | 1844 | 2017-03-18 | FALSE | 3 | 18 | 19 | 0 | 0 | 0
[5 empty] | 1845 | 2017-03-18 | FALSE | 3 | 18 | 20 | 0 | 0 | 0
[5 empty] | 1846 | 2017-03-18 | FALSE | 3 | 18 | 21 | 0 | 0 | 0
[5 empty] | 1847 | 2017-03-18 | FALSE | 3 | 18 | 22 | 0 | 0 | 0
[5 empty] | 1848 | 2017-03-18 | FALSE | 3 | 18 | 23 | 0 | 0 | 0
[5 empty] | 1849 | 2017-03-19 | FALSE | 3 | 19 | 0 | 0 | 0 | 0
[5 empty] | 1850 | 2017-03-19 | FALSE | 3 | 19 | 1 | 0 | 0 | 0
[5 empty] | 1851 | 2017-03-19 | FALSE | 3 | 19 | 2 | 0 | 0 | 0
[5 empty] | 1852 | 2017-03-19 | FALSE | 3 | 19 | 3 | 0 | 0 | 0
[5 empty] | 1853 | 2017-03-19 | FALSE | 3 | 19 | 4 | 0 | 0 | 0
[5 empty] | 1854 | 2017-03-19 | FALSE | 3 | 19 | 5 | 0 | 0 | 0
[5 empty] | 1855 | 2017-03-19 | FALSE | 3 | 19 | 6 | 0.014574 | 0.031319 | 0.029265
[5 empty] | 1856 | 2017-03-19 | FALSE | 3 | 19 | 7 | 0.090046 | 0.14422 | 0.1325
[5 empty] | 1857 | 2017-03-19 | FALSE | 3 | 19 | 8 | 0.19001 | 0.25953 | 0.23024
[5 empty] | 1858 | 2017-03-19 | FALSE | 3 | 19 | 9 | 0.29185 | 0.34553 | 0.29585
[5 empty] | 1859 | 2017-03-19 | FALSE | 3 | 19 | 10 | 0.36852 | 0.32821 | 0.26305
[5 empty] | 1860 | 2017-03-19 | FALSE | 3 | 19 | 11 | 0.39776 | 0.38256 | 0.34694
[5 empty] | 1861 | 2017-03-19 | FALSE | 3 | 19 | 12 | 0.40809 | 0.47244 | 0.53099
[5 empty] | 1862 | 2017-03-19 | FALSE | 3 | 19 | 13 | 0.41969 | 0.40742 | 0.42696
[5 empty] | 1863 | 2017-03-19 | FALSE | 3 | 19 | 14 | 0.33281 | 0.33785 | 0.42041
[5 empty] | 1864 | 2017-03-19 | FALSE | 3 | 19 | 15 | 0.25677 | 0.2576 | 0.24693
[5 empty] | 1865 | 2017-03-19 | FALSE | 3 | 19 | 16 | 0.15925 | 0.14119 | 0.13065
[5 empty] | 1866 | 2017-03-19 | FALSE | 3 | 19 | 17 | 0.06742 | 0.033727 | 0.030158
[5 empty] | 1867 | 2017-03-19 | FALSE | 3 | 19 | 18 | 0 | 0 | 0
[5 empty] | 1868 | 2017-03-19 | FALSE | 3 | 19 | 19 | 0 | 0 | 0
[5 empty] | 1869 | 2017-03-19 | FALSE | 3 | 19 | 20 | 0 | 0 | 0
[5 empty] | 1870 | 2017-03-19 | FALSE | 3 | 19 | 21 | 0 | 0 | 0
[5 empty] | 1871 | 2017-03-19 | FALSE | 3 | 19 | 22 | 0 | 0 | 0
[5 empty] | 1872 | 2017-03-19 | FALSE | 3 | 19 | 23 | 0 | 0 | 0
[5 empty] | 1873 | 2017-03-20 | TRUE | 3 | 20 | 0 | 0 | 0 | 0
[5 empty] | 1874 | 2017-03-20 | TRUE | 3 | 20 | 1 | 0 | 0 | 0
[5 empty] | 1875 | 2017-03-20 | TRUE | 3 | 20 | 2 | 0 | 0 | 0
[5 empty] | 1876 | 2017-03-20 | TRUE | 3 | 20 | 3 | 0 | 0 | 0
[5 empty] | 1877 | 2017-03-20 | TRUE | 3 | 20 | 4 | 0 | 0 | 0
[5 empty] | 1878 | 2017-03-20 | TRUE | 3 | 20 | 5 | 0 | 0 | 0
[5 empty] | 1879 | 2017-03-20 | TRUE | 3 | 20 | 6 | 0.018485 | 0.044023 | 0.043388
[5 empty] | 1880 | 2017-03-20 | TRUE | 3 | 20 | 7 | 0.12785 | 0.20598 | 0.20061
[5 empty] | 1881 | 2017-03-20 | TRUE | 3 | 20 | 8 | 0.24766 | 0.35548 | 0.35832
[5 empty] | 1882 | 2017-03-20 | TRUE | 3 | 20 | 9 | 0.3654 | 0.45895 | 0.47557
[5 empty] | 1883 | 2017-03-20 | TRUE | 3 | 20 | 10 | 0.38369 | 0.55568 | 0.5792
[5 empty] | 1884 | 2017-03-20 | TRUE | 3 | 20 | 11 | 0.39835 | 0.58579 | 0.64754
[5 empty] | 1885 | 2017-03-20 | TRUE | 3 | 20 | 12 | 0.45522 | 0.63275 | 0.66541
[5 empty] | 1886 | 2017-03-20 | TRUE | 3 | 20 | 13 | 0.39981 | 0.5557 | 0.63537
[5 empty] | 1887 | 2017-03-20 | TRUE | 3 | 20 | 14 | 0.34582 | 0.49077 | 0.5203
[5 empty] | 1888 | 2017-03-20 | TRUE | 3 | 20 | 15 | 0.23906 | 0.30069 | 0.36857
[5 empty] | 1889 | 2017-03-20 | TRUE | 3 | 20 | 16 | 0.14134 | 0.16016 | 0.21179
[5 empty] | 1890 | 2017-03-20 | TRUE | 3 | 20 | 17 | 0.053001 | 0.048523 | 0.053165
[5 empty] | 1891 | 2017-03-20 | TRUE | 3 | 20 | 18 | 0 | 0 | 0
[5 empty] | 1892 | 2017-03-20 | TRUE | 3 | 20 | 19 | 0 | 0 | 0
[5 empty] | 1893 | 2017-03-20 | TRUE | 3 | 20 | 20 | 0 | 0 | 0
[5 empty] | 1894 | 2017-03-20 | TRUE | 3 | 20 | 21 | 0 | 0 | 0
[5 empty] | 1895 | 2017-03-20 | TRUE | 3 | 20 | 22 | 0 | 0 | 0
[5 empty] | 1896 | 2017-03-20 | TRUE | 3 | 20 | 23 | 0 | 0 | 0
[5 empty] | 1897 | 2017-03-21 | TRUE | 3 | 21 | 0 | 0 | 0 | 0
[5 empty] | 1898 | 2017-03-21 | TRUE | 3 | 21 | 1 | 0 | 0 | 0
[5 empty] | 1899 | 2017-03-21 | TRUE | 3 | 21 | 2 | 0 | 0 | 0
[5 empty] | 1900 | 2017-03-21 | TRUE | 3 | 21 | 3 | 0 | 0 | 0
[5 empty] | 1901 | 2017-03-21 | TRUE | 3 | 21 | 4 | 0 | 0 | 0
[5 empty] | 1902 | 2017-03-21 | TRUE | 3 | 21 | 5 | 0 | 0 | 0
[5 empty] | 1903 | 2017-03-21 | TRUE | 3 | 21 | 6 | 0.017523 | 0.028146 | 0.02223
[5 empty] | 1904 | 2017-03-21 | TRUE | 3 | 21 | 7 | 0.094716 | 0.10832 | 0.1037
[5 empty] | 1905 | 2017-03-21 | TRUE | 3 | 21 | 8 | 0.18888 | 0.22357 | 0.23118
[5 empty] | 1906 | 2017-03-21 | TRUE | 3 | 21 | 9 | 0.29425 | 0.37955 | 0.39086
[5 empty] | 1907 | 2017-03-21 | TRUE | 3 | 21 | 10 | 0.36108 | 0.38226 | 0.39885
[5 empty] | 1908 | 2017-03-21 | TRUE | 3 | 21 | 11 | 0.4221 | 0.44269 | 0.49742
[5 empty] | 1909 | 2017-03-21 | TRUE | 3 | 21 | 12 | 0.46026 | 0.57149 | 0.6055
[5 empty] | 1910 | 2017-03-21 | TRUE | 3 | 21 | 13 | 0.46217 | 0.4937 | 0.5469
[5 empty] | 1911 | 2017-03-21 | TRUE | 3 | 21 | 14 | 0.45945 | 0.47124 | 0.41664
[5 empty] | 1912 | 2017-03-21 | TRUE | 3 | 21 | 15 | 0.27855 | 0.35121 | 0.40959
[5 empty] | 1913 | 2017-03-21 | TRUE | 3 | 21 | 16 | 0.18857 | 0.22227 | 0.22475
[5 empty] | 1914 | 2017-03-21 | TRUE | 3 | 21 | 17 | 0.060217 | 0.055845 | 0.056466
[5 empty] | 1915 | 2017-03-21 | TRUE | 3 | 21 | 18 | 0 | 0 | 0
[5 empty] | 1916 | 2017-03-21 | TRUE | 3 | 21 | 19 | 0 | 0 | 0
[5 empty] | 1917 | 2017-03-21 | TRUE | 3 | 21 | 20 | 0 | 0 | 0
[5 empty] | 1918 | 2017-03-21 | TRUE | 3 | 21 | 21 | 0 | 0 | 0
[5 empty] | 1919 | 2017-03-21 | TRUE | 3 | 21 | 22 | 0 | 0 | 0
[5 empty] | 1920 | 2017-03-21 | TRUE | 3 | 21 | 23 | 0 | 0 | 0
[5 empty] | 1921 | 2017-03-22 | TRUE | 3 | 22 | 0 | 0 | 0 | 0
[5 empty] | 1922 | 2017-03-22 | TRUE | 3 | 22 | 1 | 0 | 0 | 0
[5 empty] | 1923 | 2017-03-22 | TRUE | 3 | 22 | 2 | 0 | 0 | 0
[5 empty] | 1924 | 2017-03-22 | TRUE | 3 | 22 | 3 | 0 | 0 | 0
[5 empty] | 1925 | 2017-03-22 | TRUE | 3 | 22 | 4 | 0 | 0 | 0
[5 empty] | 1926 | 2017-03-22 | TRUE | 3 | 22 | 5 | 0 | 0 | 0
[5 empty] | 1927 | 2017-03-22 | TRUE | 3 | 22 | 6 | 0.020696 | 0.041543 | 0.044661
[5 empty] | 1928 | 2017-03-22 | TRUE | 3 | 22 | 7 | 0.1265 | 0.16907 | 0.16142
[5 empty] | 1929 | 2017-03-22 | TRUE | 3 | 22 | 8 | 0.24038 | 0.31032 | 0.25412
[5 empty] | 1930 | 2017-03-22 | TRUE | 3 | 22 | 9 | 0.36788 | 0.40351 | 0.34979
[5 empty] | 1931 | 2017-03-22 | TRUE | 3 | 22 | 10 | 0.46731 | 0.48965 | 0.48884
[5 empty] | 1932 | 2017-03-22 | TRUE | 3 | 22 | 11 | 0.48682 | 0.5693 | 0.56839
[5 empty] | 1933 | 2017-03-22 | TRUE | 3 | 22 | 12 | 0.50295 | 0.62293 | 0.65571
[5 empty] | 1934 | 2017-03-22 | TRUE | 3 | 22 | 13 | 0.47232 | 0.59372 | 0.60065
[5 empty] | 1935 | 2017-03-22 | TRUE | 3 | 22 | 14 | 0.42071 | 0.48132 | 0.50598
[5 empty] | 1936 | 2017-03-22 | TRUE | 3 | 22 | 15 | 0.30141 | 0.35177 | 0.42801
[5 empty] | 1937 | 2017-03-22 | TRUE | 3 | 22 | 16 | 0.18156 | 0.20136 | 0.23546
[5 empty] | 1938 | 2017-03-22 | TRUE | 3 | 22 | 17 | 0.056117 | 0.051434 | 0.060359
[5 empty] | 1939 | 2017-03-22 | TRUE | 3 | 22 | 18 | 0 | 0 | 0
[5 empty] | 1940 | 2017-03-22 | TRUE | 3 | 22 | 19 | 0 | 0 | 0
[5 empty] | 1941 | 2017-03-22 | TRUE | 3 | 22 | 20 | 0 | 0 | 0
[5 empty] | 1942 | 2017-03-22 | TRUE | 3 | 22 | 21 | 0 | 0 | 0
[5 empty] | 1943 | 2017-03-22 | TRUE | 3 | 22 | 22 | 0 | 0 | 0
[5 empty] | 1944 | 2017-03-22 | TRUE | 3 | 22 | 23 | 0 | 0 | 0
[5 empty] | 1945 | 2017-03-23 | TRUE | 3 | 23 | 0 | 0 | 0 | 0
[5 empty] | 1946 | 2017-03-23 | TRUE | 3 | 23 | 1 | 0 | 0 | 0
[5 empty] | 1947 | 2017-03-23 | TRUE | 3 | 23 | 2 | 0 | 0 | 0
[5 empty] | 1948 | 2017-03-23 | TRUE | 3 | 23 | 3 | 0 | 0 | 0
[5 empty] | 1949 | 2017-03-23 | TRUE | 3 | 23 | 4 | 0 | 0 | 0
[5 empty] | 1950 | 2017-03-23 | TRUE | 3 | 23 | 5 | 0 | 0 | 0
[5 empty] | 1951 | 2017-03-23 | TRUE | 3 | 23 | 6 | 0.026577 | 0.043669 | 0.041834
[5 empty] | 1952 | 2017-03-23 | TRUE | 3 | 23 | 7 | 0.15746 | 0.20659 | 0.2153
[5 empty] | 1953 | 2017-03-23 | TRUE | 3 | 23 | 8 | 0.327 | 0.39114 | 0.38411
[5 empty] | 1954 | 2017-03-23 | TRUE | 3 | 23 | 9 | 0.4513 | 0.53658 | 0.54855
[5 empty] | 1955 | 2017-03-23 | TRUE | 3 | 23 | 10 | 0.53617 | 0.60347 | 0.62859
[5 empty] | 1956 | 2017-03-23 | TRUE | 3 | 23 | 11 | 0.55267 | 0.6166 | 0.68087
[5 empty] | 1957 | 2017-03-23 | TRUE | 3 | 23 | 12 | 0.60674 | 0.6626 | 0.64331
[5 empty] | 1958 | 2017-03-23 | TRUE | 3 | 23 | 13 | 0.59462 | 0.64302 | 0.65455
[5 empty] | 1959 | 2017-03-23 | TRUE | 3 | 23 | 14 | 0.50052 | 0.54181 | 0.54237
[5 empty] | 1960 | 2017-03-23 | TRUE | 3 | 23 | 15 | 0.35541 | 0.3988 | 0.38879
[5 empty] | 1961 | 2017-03-23 | TRUE | 3 | 23 | 16 | 0.21405 | 0.21393 | 0.20076
[5 empty] | 1962 | 2017-03-23 | TRUE | 3 | 23 | 17 | 0.068142 | 0.057975 | 0.055675
[5 empty] | 1963 | 2017-03-23 | TRUE | 3 | 23 | 18 | 0 | 0 | 0
[5 empty] | 1964 | 2017-03-23 | TRUE | 3 | 23 | 19 | 0 | 0 | 0
[5 empty] | 1965 | 2017-03-23 | TRUE | 3 | 23 | 20 | 0 | 0 | 0
[5 empty] | 1966 | 2017-03-23 | TRUE | 3 | 23 | 21 | 0 | 0 | 0
[5 empty] | 1967 | 2017-03-23 | TRUE | 3 | 23 | 22 | 0 | 0 | 0
[5 empty] | 1968 | 2017-03-23 | TRUE | 3 | 23 | 23 | 0 | 0 | 0
[5 empty] | 1969 | 2017-03-24 | TRUE | 3 | 24 | 0 | 0 | 0 | 0
[5 empty] | 1970 | 2017-03-24 | TRUE | 3 | 24 | 1 | 0 | 0 | 0
[5 empty] | 1971 | 2017-03-24 | TRUE | 3 | 24 | 2 | 0 | 0 | 0
[5 empty] | 1972 | 2017-03-24 | TRUE | 3 | 24 | 3 | 0 | 0 | 0
[5 empty] | 1973 | 2017-03-24 | TRUE | 3 | 24 | 4 | 0 | 0 | 0
[5 empty] | 1974 | 2017-03-24 | TRUE | 3 | 24 | 5 | 0 | 0 | 0
[5 empty] | 1975 | 2017-03-24 | TRUE | 3 | 24 | 6 | 0.012742 | 0.017175 | 0.015658
[5 empty] | 1976 | 2017-03-24 | TRUE | 3 | 24 | 7 | 0.072681 | 0.088244 | 0.091562
[5 empty] | 1977 | 2017-03-24 | TRUE | 3 | 24 | 8 | 0.11475 | 0.18715 | 0.24188
[5 empty] | 1978 | 2017-03-24 | TRUE | 3 | 24 | 9 | 0.16021 | 0.17915 | 0.1815
[5 empty] | 1979 | 2017-03-24 | TRUE | 3 | 24 | 10 | 0.25329 | 0.24241 | 0.17975
[5 empty] | 1980 | 2017-03-24 | TRUE | 3 | 24 | 11 | 0.26768 | 0.15435 | 0.17987
[5 empty] | 1981 | 2017-03-24 | TRUE | 3 | 24 | 12 | 0.29591 | 0.26284 | 0.2607
[5 empty] | 1982 | 2017-03-24 | TRUE | 3 | 24 | 13 | 0.26968 | 0.16363 | 0.13186
[5 empty] | 1983 | 2017-03-24 | TRUE | 3 | 24 | 14 | 0.25661 | 0.2552 | 0.21557
[5 empty] | 1984 | 2017-03-24 | TRUE | 3 | 24 | 15 | 0.18904 | 0.22061 | 0.18865
[5 empty] | 1985 | 2017-03-24 | TRUE | 3 | 24 | 16 | 0.11592 | 0.12088 | 0.11109
[5 empty] | 1986 | 2017-03-24 | TRUE | 3 | 24 | 17 | 0.04967 | 0.036664 | 0.026168
[5 empty] | 1987 | 2017-03-24 | TRUE | 3 | 24 | 18 | 0 | 0 | 0
[5 empty] | 1988 | 2017-03-24 | TRUE | 3 | 24 | 19 | 0 | 0 | 0
[5 empty] | 1989 | 2017-03-24 | TRUE | 3 | 24 | 20 | 0 | 0 | 0
[5 empty] | 1990 | 2017-03-24 | TRUE | 3 | 24 | 21 | 0 | 0 | 0
[5 empty] | 1991 | 2017-03-24 | TRUE | 3 | 24 | 22 | 0 | 0 | 0
[5 empty] | 1992 | 2017-03-24 | TRUE | 3 | 24 | 23 | 0 | 0 | 0
[5 empty] | 1993 | 2017-03-25 | FALSE | 3 | 25 | 0 | 0 | 0 | 0
[5 empty] | 1994 | 2017-03-25 | FALSE | 3 | 25 | 1 | 0 | 0 | 0
[5 empty] | 1995 | 2017-03-25 | FALSE | 3 | 25 | 2 | 0 | 0 | 0
[5 empty] | 1996 | 2017-03-25 | FALSE | 3 | 25 | 3 | 0 | 0 | 0
[5 empty] | 1997 | 2017-03-25 | FALSE | 3 | 25 | 4 | 0 | 0 | 0
[5 empty] | 1998 | 2017-03-25 | FALSE | 3 | 25 | 5 | 0 | 0 | 0
[5 empty] | 1999 | 2017-03-25 | FALSE | 3 | 25 | 6 | 0.019808 | 0.02058 | 0.022709
[5 empty] | 2000 | 2017-03-25 | FALSE | 3 | 25 | 7 | 0.096892 | 0.11096 | 0.1348
[5 empty] | 2001 | 2017-03-25 | FALSE | 3 | 25 | 8 | 0.17294 | 0.25695 | 0.29599
[5 empty] | 2002 | 2017-03-25 | FALSE | 3 | 25 | 9 | 0.27189 | 0.42448 | 0.50584
[5 empty] | 2003 | 2017-03-25 | FALSE | 3 | 25 | 10 | 0.32611 | 0.49007 | 0.57144
[5 empty] | 2004 | 2017-03-25 | FALSE | 3 | 25 | 11 | 0.34848 | 0.45113 | 0.49902
[5 empty] | 2005 | 2017-03-25 | FALSE | 3 | 25 | 12 | 0.35389 | 0.43602 | 0.49295
[5 empty] | 2006 | 2017-03-25 | FALSE | 3 | 25 | 13 | 0.35946 | 0.37645 | 0.46591
[5 empty] | 2007 | 2017-03-25 | FALSE | 3 | 25 | 14 | 0.29884 | 0.2866 | 0.31416
[5 empty] | 2008 | 2017-03-25 | FALSE | 3 | 25 | 15 | 0.2834 | 0.21586 | 0.22107
[5 empty] | 2009 | 2017-03-25 | FALSE | 3 | 25 | 16 | 0.18911 | 0.18352 | 0.19069
[5 empty] | 2010 | 2017-03-25 | FALSE | 3 | 25 | 17 | 0.06571 | 0.048311 | 0.049234
[5 empty] | 2011 | 2017-03-25 | FALSE | 3 | 25 | 18 | 0 | 0 | 0
[5 empty] | 2012 | 2017-03-25 | FALSE | 3 | 25 | 19 | 0 | 0 | 0
[5 empty] | 2013 | 2017-03-25 | FALSE | 3 | 25 | 20 | 0 | 0 | 0
[5 empty] | 2014 | 2017-03-25 | FALSE | 3 | 25 | 21 | 0 | 0 | 0
[5 empty] | 2015 | 2017-03-25 | FALSE | 3 | 25 | 22 | 0 | 0 | 0
[5 empty] | 2016 | 2017-03-25 | FALSE | 3 | 25 | 23 | 0 | 0 | 0
[5 empty] | 2017 | 2017-03-26 | FALSE | 3 | 26 | 0 | 0 | 0 | 0
[5 empty] | 2018 | 2017-03-26 | FALSE | 3 | 26 | 1 | 0 | 0 | 0
[5 empty] | 2019 | 2017-03-26 | FALSE | 3 | 26 | 2 | 0 | 0 | 0
[5 empty] | 2020 | 2017-03-26 | FALSE | 3 | 26 | 3 | 0 | 0 | 0
[5 empty] | 2021 | 2017-03-26 | FALSE | 3 | 26 | 4 | 0 | 0 | 0
[5 empty] | 2022 | 2017-03-26 | FALSE | 3 | 26 | 5 | 0 | 0 | 0
[5 empty] | 2023 | 2017-03-26 | FALSE | 3 | 26 | 6 | 0.0307 | 0.044768 | 0.045669
[5 empty] | 2024 | 2017-03-26 | FALSE | 3 | 26 | 7 | 0.14125 | 0.13056 | 0.14106
[5 empty] | 2025 | 2017-03-26 | FALSE | 3 | 26 | 8 | 0.29529 | 0.24966 | 0.24158
[5 empty] | 2026 | 2017-03-26 | FALSE | 3 | 26 | 9 | 0.39661 | 0.33938 | 0.36348
[5 empty] | 2027 | 2017-03-26 | FALSE | 3 | 26 | 10 | 0.50769 | 0.46821 | 0.43483
[5 empty] | 2028 | 2017-03-26 | FALSE | 3 | 26 | 11 | 0.55769 | 0.5044 | 0.48059
[5 empty] | 2029 | 2017-03-26 | FALSE | 3 | 26 | 12 | 0.57095 | 0.54898 | 0.50519
[5 empty] | 2030 | 2017-03-26 | FALSE | 3 | 26 | 13 | 0.54912 | 0.54348 | 0.55566
[5 empty] | 2031 | 2017-03-26 | FALSE | 3 | 26 | 14 | 0.46401 | 0.42608 | 0.40121
[5 empty] | 2032 | 2017-03-26 | FALSE | 3 | 26 | 15 | 0.34259 | 0.28953 | 0.28717
[5 empty] | 2033 | 2017-03-26 | FALSE | 3 | 26 | 16 | 0.20585 | 0.16694 | 0.1675
[5 empty] | 2034 | 2017-03-26 | FALSE | 3 | 26 | 17 | 0.067201 | 0.044785 | 0.04473
[5 empty] | 2035 | 2017-03-26 | FALSE | 3 | 26 | 18 | 0 | 0 | 0
[5 empty] | 2036 | 2017-03-26 | FALSE | 3 | 26 | 19 | 0 | 0 | 0
[5 empty] | 2037 | 2017-03-26 | FALSE | 3 | 26 | 20 | 0 | 0 | 0
[5 empty] | 2038 | 2017-03-26 | FALSE | 3 | 26 | 21 | 0 | 0 | 0
[5 empty] | 2039 | 2017-03-26 | FALSE | 3 | 26 | 22 | 0 | 0 | 0
[5 empty] | 2040 | 2017-03-26 | FALSE | 3 | 26 | 23 | 0 | 0 | 0
[5 empty] | 2041 | 2017-03-27 | TRUE | 3 | 27 | 0 | 0 | 0 | 0
[5 empty] | 2042 | 2017-03-27 | TRUE | 3 | 27 | 1 | 0 | 0 | 0
[5 empty] | 2043 | 2017-03-27 | TRUE | 3 | 27 | 2 | 0 | 0 | 0
[5 empty] | 2044 | 2017-03-27 | TRUE | 3 | 27 | 3 | 0 | 0 | 0
[5 empty] | 2045 | 2017-03-27 | TRUE | 3 | 27 | 4 | 0 | 0 | 0
[5 empty] | 2046 | 2017-03-27 | TRUE | 3 | 27 | 5 | 0 | 0 | 0
[5 empty] | 2047 | 2017-03-27 | TRUE | 3 | 27 | 6 | 0.023487 | 0.022745 | 0.020276
[5 empty] | 2048 | 2017-03-27 | TRUE | 3 | 27 | 7 | 0.12381 | 0.096723 | 0.087479
[5 empty] | 2049 | 2017-03-27 | TRUE | 3 | 27 | 8 | 0.21304 | 0.19916 | 0.15156
[5 empty] | 2050 | 2017-03-27 | TRUE | 3 | 27 | 9 | 0.30431 | 0.27282 | 0.25958
[5 empty] | 2051 | 2017-03-27 | TRUE | 3 | 27 | 10 | 0.34231 | 0.32874 | 0.36723
[5 empty] | 2052 | 2017-03-27 | TRUE | 3 | 27 | 11 | 0.38747 | 0.38843 | 0.3932
[5 empty] | 2053 | 2017-03-27 | TRUE | 3 | 27 | 12 | 0.38846 | 0.3351 | 0.36248
[5 empty] | 2054 | 2017-03-27 | TRUE | 3 | 27 | 13 | 0.38242 | 0.366 | 0.39669
[5 empty] | 2055 | 2017-03-27 | TRUE | 3 | 27 | 14 | 0.32851 | 0.36513 | 0.42032
[5 empty] | 2056 | 2017-03-27 | TRUE | 3 | 27 | 15 | 0.28008 | 0.29498 | 0.29193
[5 empty] | 2057 | 2017-03-27 | TRUE | 3 | 27 | 16 | 0.13672 | 0.17341 | 0.23637
[5 empty] | 2058 | 2017-03-27 | TRUE | 3 | 27 | 17 | 0.048531 | 0.054413 | 0.065759
[5 empty] | 2059 | 2017-03-27 | TRUE | 3 | 27 | 18 | 0 | 0 | 0
[5 empty] | 2060 | 2017-03-27 | TRUE | 3 | 27 | 19 | 0 | 0 | 0
[5 empty] | 2061 | 2017-03-27 | TRUE | 3 | 27 | 20 | 0 | 0 | 0
[5 empty] | 2062 | 2017-03-27 | TRUE | 3 | 27 | 21 | 0 | 0 | 0
[5 empty] | 2063 | 2017-03-27 | TRUE | 3 | 27 | 22 | 0 | 0 | 0
[5 empty] | 2064 | 2017-03-27 | TRUE | 3 | 27 | 23 | 0 | 0 | 0
[5 empty] | 2065 | 2017-03-28 | TRUE | 3 | 28 | 0 | 0 | 0 | 0
[5 empty] | 2066 | 2017-03-28 | TRUE | 3 | 28 | 1 | 0 | 0 | 0
[5 empty] | 2067 | 2017-03-28 | TRUE | 3 | 28 | 2 | 0 | 0 | 0
[5 empty] | 2068 | 2017-03-28 | TRUE | 3 | 28 | 3 | 0 | 0 | 0
[5 empty] | 2069 | 2017-03-28 | TRUE | 3 | 28 | 4 | 0 | 0 | 0
[5 empty] | 2070 | 2017-03-28 | TRUE | 3 | 28 | 5 | 0 | 0 | 0
[5 empty] | 2071 | 2017-03-28 | TRUE | 3 | 28 | 6 | 0.034176 | 0.046904 | 0.048475
[5 empty] | 2072 | 2017-03-28 | TRUE | 3 | 28 | 7 | 0.1413 | 0.17633 | 0.18675
[5 empty] | 2073 | 2017-03-28 | TRUE | 3 | 28 | 8 | 0.27578 | 0.3214 | 0.32909
[5 empty] | 2074 | 2017-03-28 | TRUE | 3 | 28 | 9 | 0.37851 | 0.37656 | 0.42765
[5 empty] | 2075 | 2017-03-28 | TRUE | 3 | 28 | 10 | 0.4589 | 0.45658 | 0.50952
[5 empty] | 2076 | 2017-03-28 | TRUE | 3 | 28 | 11 | 0.49207 | 0.41782 | 0.43895
[5 empty] | 2077 | 2017-03-28 | TRUE | 3 | 28 | 12 | 0.51992 | 0.47951 | 0.48002
[5 empty] | 2078 | 2017-03-28 | TRUE | 3 | 28 | 13 | 0.49275 | 0.4921 | 0.51405
[5 empty] | 2079 | 2017-03-28 | TRUE | 3 | 28 | 14 | 0.43376 | 0.41811 | 0.42811
[5 empty] | 2080 | 2017-03-28 | TRUE | 3 | 28 | 15 | 0.31977 | 0.30599 | 0.3157
[5 empty] | 2081 | 2017-03-28 | TRUE | 3 | 28 | 16 | 0.19408 | 0.17045 | 0.17099
[5 empty] | 2082 | 2017-03-28 | TRUE | 3 | 28 | 17 | 0.074158 | 0.048725 | 0.048753
[5 empty] | 2083 | 2017-03-28 | TRUE | 3 | 28 | 18 | 0 | 0 | 0
[5 empty] | 2084 | 2017-03-28 | TRUE | 3 | 28 | 19 | 0 | 0 | 0
[5 empty] | 2085 | 2017-03-28 | TRUE | 3 | 28 | 20 | 0 | 0 | 0
[5 empty] | 2086 | 2017-03-28 | TRUE | 3 | 28 | 21 | 0 | 0 | 0
[5 empty] | 2087 | 2017-03-28 | TRUE | 3 | 28 | 22 | 0 | 0 | 0
[5 empty] | 2088 | 2017-03-28 | TRUE | 3 | 28 | 23 | 0 | 0 | 0
[5 empty] | 2089 | 2017-03-29 | TRUE | 3 | 29 | 0 | 0 | 0 | 0
[5 empty] | 2090 | 2017-03-29 | TRUE | 3 | 29 | 1 | 0 | 0 | 0
[5 empty] | 2091 | 2017-03-29 | TRUE | 3 | 29 | 2 | 0 | 0 | 0
[5 empty] | 2092 | 2017-03-29 | TRUE | 3 | 29 | 3 | 0 | 0 | 0
[5 empty] | 2093 | 2017-03-29 | TRUE | 3 | 29 | 4 | 0 | 0 | 0
[5 empty] | 2094 | 2017-03-29 | TRUE | 3 | 29 | 5 | 0 | 0 | 0
[5 empty] | 2095 | 2017-03-29 | TRUE | 3 | 29 | 6 | 0.045616 | 0.060368 | 0.070089
[5 empty] | 2096 | 2017-03-29 | TRUE | 3 | 29 | 7 | 0.18838 | 0.17045 | 0.16628
[5 empty] | 2097 | 2017-03-29 | TRUE | 3 | 29 | 8 | 0.32935 | 0.30991 | 0.34197
[5 empty] | 2098 | 2017-03-29 | TRUE | 3 | 29 | 9 | 0.462 | 0.48061 | 0.50264
[5 empty] | 2099 | 2017-03-29 | TRUE | 3 | 29 | 10 | 0.52269 | 0.59122 | 0.66869
[5 empty] | 2100 | 2017-03-29 | TRUE | 3 | 29 | 11 | 0.49808 | 0.60227 | 0.70273
[5 empty] | 2101 | 2017-03-29 | TRUE | 3 | 29 | 12 | 0.50178 | 0.60314 | 0.66833
[5 empty] | 2102 | 2017-03-29 | TRUE | 3 | 29 | 13 | 0.45636 | 0.48491 | 0.50068
[5 empty] | 2103 | 2017-03-29 | TRUE | 3 | 29 | 14 | 0.33358 | 0.368 | 0.43886
[5 empty] | 2104 | 2017-03-29 | TRUE | 3 | 29 | 15 | 0.26241 | 0.30621 | 0.28708
[5 empty] | 2105 | 2017-03-29 | TRUE | 3 | 29 | 16 | 0.16741 | 0.14929 | 0.14054
[5 empty] | 2106 | 2017-03-29 | TRUE | 3 | 29 | 17 | 0.065588 | 0.048041 | 0.049125
[5 empty] | 2107 | 2017-03-29 | TRUE | 3 | 29 | 18 | 0 | 0 | 0
[5 empty] | 2108 | 2017-03-29 | TRUE | 3 | 29 | 19 | 0 | 0 | 0
[5 empty] | 2109 | 2017-03-29 | TRUE | 3 | 29 | 20 | 0 | 0 | 0
[5 empty] | 2110 | 2017-03-29 | TRUE | 3 | 29 | 21 | 0 | 0 | 0
[5 empty] | 2111 | 2017-03-29 | TRUE | 3 | 29 | 22 | 0 | 0 | 0
[5 empty] | 2112 | 2017-03-29 | TRUE | 3 | 29 | 23 | 0 | 0 | 0
[5 empty] | 2113 | 2017-03-30 | TRUE | 3 | 30 | 0 | 0 | 0 | 0
[5 empty] | 2114 | 2017-03-30 | TRUE | 3 | 30 | 1 | 0 | 0 | 0
[5 empty] | 2115 | 2017-03-30 | TRUE | 3 | 30 | 2 | 0 | 0 | 0
[5 empty] | 2116 | 2017-03-30 | TRUE | 3 | 30 | 3 | 0 | 0 | 0
[5 empty] | 2117 | 2017-03-30 | TRUE | 3 | 30 | 4 | 0 | 0 | 0
[5 empty] | 2118 | 2017-03-30 | TRUE | 3 | 30 | 5 | 0 | 0 | 0
[5 empty] | 2119 | 2017-03-30 | TRUE | 3 | 30 | 6 | 0.023224 | 0.049053 | 0.046621
[5 empty] | 2120 | 2017-03-30 | TRUE | 3 | 30 | 7 | 0.075691 | 0.1575 | 0.15248
[5 empty] | 2121 | 2017-03-30 | TRUE | 3 | 30 | 8 | 0.14681 | 0.25142 | 0.26607
[5 empty] | 2122 | 2017-03-30 | TRUE | 3 | 30 | 9 | 0.24327 | 0.35517 | 0.35517
[5 empty] | 2123 | 2017-03-30 | TRUE | 3 | 30 | 10 | 0.26586 | 0.34445 | 0.36609
[5 empty] | 2124 | 2017-03-30 | TRUE | 3 | 30 | 11 | 0.29871 | 0.40108 | 0.45017
[5 empty] | 2125 | 2017-03-30 | TRUE | 3 | 30 | 12 | 0.25079 | 0.38659 | 0.45528
[5 empty] | 2126 | 2017-03-30 | TRUE | 3 | 30 | 13 | 0.23494 | 0.31083 | 0.28999
[5 empty] | 2127 | 2017-03-30 | TRUE | 3 | 30 | 14 | 0.22185 | 0.2707 | 0.25845
[5 empty] | 2128 | 2017-03-30 | TRUE | 3 | 30 | 15 | 0.14546 | 0.1327 | 0.12018
[5 empty] | 2129 | 2017-03-30 | TRUE | 3 | 30 | 16 | 0.084038 | 0.096187 | 0.083551
[5 empty] | 2130 | 2017-03-30 | TRUE | 3 | 30 | 17 | 0.030632 | 0.0371 | 0.045146
[5 empty] | 2131 | 2017-03-30 | TRUE | 3 | 30 | 18 | 0 | 0 | 0
[5 empty] | 2132 | 2017-03-30 | TRUE | 3 | 30 | 19 | 0 | 0 | 0
[5 empty] | 2133 | 2017-03-30 | TRUE | 3 | 30 | 20 | 0 | 0 | 0
[5 empty] | 2134 | 2017-03-30 | TRUE | 3 | 30 | 21 | 0 | 0 | 0
[5 empty] | 2135 | 2017-03-30 | TRUE | 3 | 30 | 22 | 0 | 0 | 0
[5 empty] | 2136 | 2017-03-30 | TRUE | 3 | 30 | 23 | 0 | 0 | 0
[5 empty] | 2137 | 2017-03-31 | TRUE | 3 | 31 | 0 | 0 | 0 | 0
[5 empty] | 2138 | 2017-03-31 | TRUE | 3 | 31 | 1 | 0 | 0 | 0
[5 empty] | 2139 | 2017-03-31 | TRUE | 3 | 31 | 2 | 0 | 0 | 0
[5 empty] | 2140 | 2017-03-31 | TRUE | 3 | 31 | 3 | 0 | 0 | 0
[5 empty] | 2141 | 2017-03-31 | TRUE | 3 | 31 | 4 | 0 | 0 | 0
[5 empty] | 2142 | 2017-03-31 | TRUE | 3 | 31 | 5 | 0 | 0 | 0
[5 empty] | 2143 | 2017-03-31 | TRUE | 3 | 31 | 6 | 0.010631 | 0.011361 | 0.0094627
[5 empty] | 2144 | 2017-03-31 | TRUE | 3 | 31 | 7 | 0.051535 | 0.072528 | 0.069195
[5 empty] | 2145 | 2017-03-31 | TRUE | 3 | 31 | 8 | 0.12684 | 0.11432 | 0.11056
[5 empty] | 2146 | 2017-03-31 | TRUE | 3 | 31 | 9 | 0.1609 | 0.13959 | 0.11301
[5 empty] | 2147 | 2017-03-31 | TRUE | 3 | 31 | 10 | 0.24665 | 0.20511 | 0.11376
[5 empty] | 2148 | 2017-03-31 | TRUE | 3 | 31 | 11 | 0.26419 | 0.21518 | 0.19916
[5 empty] | 2149 | 2017-03-31 | TRUE | 3 | 31 | 12 | 0.25127 | 0.24013 | 0.24049
[5 empty] | 2150 | 2017-03-31 | TRUE | 3 | 31 | 13 | 0.26829 | 0.23502 | 0.31351
[5 empty] | 2151 | 2017-03-31 | TRUE | 3 | 31 | 14 | 0.21031 | 0.21721 | 0.25205
[5 empty] | 2152 | 2017-03-31 | TRUE | 3 | 31 | 15 | 0.17216 | 0.19627 | 0.23394
[5 empty] | 2153 | 2017-03-31 | TRUE | 3 | 31 | 16 | 0.11039 | 0.094275 | 0.14035
[5 empty] | 2154 | 2017-03-31 | TRUE | 3 | 31 | 17 | 0.042196 | 0.024414 | 0.034926
[5 empty] | 2155 | 2017-03-31 | TRUE | 3 | 31 | 18 | 0 | 0 | 0
[5 empty] | 2156 | 2017-03-31 | TRUE | 3 | 31 | 19 | 0 | 0 | 0
[5 empty] | 2157 | 2017-03-31 | TRUE | 3 | 31 | 20 | 0 | 0 | 0
[5 empty] | 2158 | 2017-03-31 | TRUE | 3 | 31 | 21 | 0 | 0 | 0
[5 empty] | 2159 | 2017-03-31 | TRUE | 3 | 31 | 22 | 0 | 0 | 0
[5 empty] | 2160 | 2017-03-31 | TRUE | 3 | 31 | 23 | 0 | 0 | 0
[5 empty] | 2161 | 2017-04-01 | FALSE | 4 | 1 | 0 | 0 | 0 | 0
[5 empty] | 2162 | 2017-04-01 | FALSE | 4 | 1 | 1 | 0 | 0 | 0
[5 empty] | 2163 | 2017-04-01 | FALSE | 4 | 1 | 2 | 0 | 0 | 0
[5 empty] | 2164 | 2017-04-01 | FALSE | 4 | 1 | 3 | 0 | 0 | 0
[5 empty] | 2165 | 2017-04-01 | FALSE | 4 | 1 | 4 | 0 | 0 | 0
[5 empty] | 2166 | 2017-04-01 | FALSE | 4 | 1 | 5 | 0 | 0 | 0
[5 empty] | 2167 | 2017-04-01 | FALSE | 4 | 1 | 6 | 0.026997 | 0.029259 | 0.028649
[5 empty] | 2168 | 2017-04-01 | FALSE | 4 | 1 | 7 | 0.083571 | 0.070041 | 0.04041
[5 empty] | 2169 | 2017-04-01 | FALSE | 4 | 1 | 8 | 0.18797 | 0.12061 | 0.093505
[5 empty] | 2170 | 2017-04-01 | FALSE | 4 | 1 | 9 | 0.34242 | 0.25412 | 0.21276
[5 empty] | 2171 | 2017-04-01 | FALSE | 4 | 1 | 10 | 0.40118 | 0.27063 | 0.21718
[5 empty] | 2172 | 2017-04-01 | FALSE | 4 | 1 | 11 | 0.41715 | 0.28997 | 0.22429
[5 empty] | 2173 | 2017-04-01 | FALSE | 4 | 1 | 12 | 0.42325 | 0.30174 | 0.25771
[5 empty] | 2174 | 2017-04-01 | FALSE | 4 | 1 | 13 | 0.40551 | 0.36141 | 0.40131
[5 empty] | 2175 | 2017-04-01 | FALSE | 4 | 1 | 14 | 0.3418 | 0.30275 | 0.356
[5 empty] | 2176 | 2017-04-01 | FALSE | 4 | 1 | 15 | 0.28748 | 0.23055 | 0.22512
[5 empty] | 2177 | 2017-04-01 | FALSE | 4 | 1 | 16 | 0.18104 | 0.13552 | 0.12228
[5 empty] | 2178 | 2017-04-01 | FALSE | 4 | 1 | 17 | 0.070403 | 0.056797 | 0.053134
[5 empty] | 2179 | 2017-04-01 | FALSE | 4 | 1 | 18 | 0.00037668 | 0 | 0
[5 empty] | 2180 | 2017-04-01 | FALSE | 4 | 1 | 19 | 0 | 0 | 0
[5 empty] | 2181 | 2017-04-01 | FALSE | 4 | 1 | 20 | 0 | 0 | 0
[5 empty] | 2182 | 2017-04-01 | FALSE | 4 | 1 | 21 | 0 | 0 | 0
[5 empty] | 2183 | 2017-04-01 | FALSE | 4 | 1 | 22 | 0 | 0 | 0
[5 empty] | 2184 | 2017-04-01 | FALSE | 4 | 1 | 23 | 0 | 0 | 0
[5 empty] | 2185 | 2017-04-02 | FALSE | 4 | 2 | 0 | 0 | 0 | 0
[5 empty] | 2186 | 2017-04-02 | FALSE | 4 | 2 | 1 | 0 | 0 | 0
[5 empty] | 2187 | 2017-04-02 | FALSE | 4 | 2 | 2 | 0 | 0 | 0
[5 empty] | 2188 | 2017-04-02 | FALSE | 4 | 2 | 3 | 0 | 0 | 0
[5 empty] | 2189 | 2017-04-02 | FALSE | 4 | 2 | 4 | 0 | 0 | 0
[5 empty] | 2190 | 2017-04-02 | FALSE | 4 | 2 | 5 | 0 | 0 | 0
[5 empty] | 2191 | 2017-04-02 | FALSE | 4 | 2 | 6 | 0.060714 | 0.082443 | 0.077328
[5 empty] | 2192 | 2017-04-02 | FALSE | 4 | 2 | 7 | 0.1978 | 0.24482 | 0.25524
[5 empty] | 2193 | 2017-04-02 | FALSE | 4 | 2 | 8 | 0.37179 | 0.43984 | 0.47528
[5 empty] | 2194 | 2017-04-02 | FALSE | 4 | 2 | 9 | 0.52493 | 0.60495 | 0.62737
[5 empty] | 2195 | 2017-04-02 | FALSE | 4 | 2 | 10 | 0.64912 | 0.64585 | 0.64124
[5 empty] | 2196 | 2017-04-02 | FALSE | 4 | 2 | 11 | 0.62512 | 0.66799 | 0.69333
[5 empty] | 2197 | 2017-04-02 | FALSE | 4 | 2 | 12 | 0.6319 | 0.73861 | 0.76605
[5 empty] | 2198 | 2017-04-02 | FALSE | 4 | 2 | 13 | 0.60134 | 0.69144 | 0.71029
[5 empty] | 2199 | 2017-04-02 | FALSE | 4 | 2 | 14 | 0.53791 | 0.58643 | 0.60622
[5 empty] | 2200 | 2017-04-02 | FALSE | 4 | 2 | 15 | 0.39287 | 0.43544 | 0.45449
[5 empty] | 2201 | 2017-04-02 | FALSE | 4 | 2 | 16 | 0.21959 | 0.25389 | 0.26382
[5 empty] | 2202 | 2017-04-02 | FALSE | 4 | 2 | 17 | 0.085124 | 0.081404 | 0.081478
[5 empty] | 2203 | 2017-04-02 | FALSE | 4 | 2 | 18 | 0.00023821 | 0 | 0
[5 empty] | 2204 | 2017-04-02 | FALSE | 4 | 2 | 19 | 0 | 0 | 0
[5 empty] | 2205 | 2017-04-02 | FALSE | 4 | 2 | 20 | 0 | 0 | 0
[5 empty] | 2206 | 2017-04-02 | FALSE | 4 | 2 | 21 | 0 | 0 | 0
[5 empty] | 2207 | 2017-04-02 | FALSE | 4 | 2 | 22 | 0 | 0 | 0
[5 empty] | 2208 | 2017-04-02 | FALSE | 4 | 2 | 23 | 0 | 0 | 0
[5 empty] | 2209 | 2017-04-03 | TRUE | 4 | 3 | 0 | 0 | 0 | 0
[5 empty] | 2210 | 2017-04-03 | TRUE | 4 | 3 | 1 | 0 | 0 | 0
[5 empty] | 2211 | 2017-04-03 | TRUE | 4 | 3 | 2 | 0 | 0 | 0
[5 empty] | 2212 | 2017-04-03 | TRUE | 4 | 3 | 3 | 0 | 0 | 0
[5 empty] | 2213 | 2017-04-03 | TRUE | 4 | 3 | 4 | 0 | 0 | 0
[5 empty] | 2214 | 2017-04-03 | TRUE | 4 | 3 | 5 | 0 | 0 | 0
[5 empty] | 2215 | 2017-04-03 | TRUE | 4 | 3 | 6 | 0.023211 | 0.023998 | 0.018322
[5 empty] | 2216 | 2017-04-03 | TRUE | 4 | 3 | 7 | 0.075749 | 0.07463 | 0.069692
[5 empty] | 2217 | 2017-04-03 | TRUE | 4 | 3 | 8 | 0.15873 | 0.12586 | 0.10932
[5 empty] | 2218 | 2017-04-03 | TRUE | 4 | 3 | 9 | 0.22327 | 0.22924 | 0.20612
[5 empty] | 2219 | 2017-04-03 | TRUE | 4 | 3 | 10 | 0.25124 | 0.29719 | 0.32795
[5 empty] | 2220 | 2017-04-03 | TRUE | 4 | 3 | 11 | 0.30103 | 0.36414 | 0.45762
[5 empty] | 2221 | 2017-04-03 | TRUE | 4 | 3 | 12 | 0.33136 | 0.32306 | 0.33927
[5 empty] | 2222 | 2017-04-03 | TRUE | 4 | 3 | 13 | 0.32783 | 0.30366 | 0.32107
[5 empty] | 2223 | 2017-04-03 | TRUE | 4 | 3 | 14 | 0.30097 | 0.23492 | 0.24127
[5 empty] | 2224 | 2017-04-03 | TRUE | 4 | 3 | 15 | 0.23354 | 0.19242 | 0.2089
[5 empty] | 2225 | 2017-04-03 | TRUE | 4 | 3 | 16 | 0.17184 | 0.10538 | 0.10713
[5 empty] | 2226 | 2017-04-03 | TRUE | 4 | 3 | 17 | 0.061279 | 0.05311 | 0.05246
[5 empty] | 2227 | 2017-04-03 | TRUE | 4 | 3 | 18 | 0.00098645 | 0 | 0
[5 empty] | 2228 | 2017-04-03 | TRUE | 4 | 3 | 19 | 0 | 0 | 0
[5 empty] | 2229 | 2017-04-03 | TRUE | 4 | 3 | 20 | 0 | 0 | 0
[5 empty] | 2230 | 2017-04-03 | TRUE | 4 | 3 | 21 | 0 | 0 | 0
[5 empty] | 2231 | 2017-04-03 | TRUE | 4 | 3 | 22 | 0 | 0 | 0
[5 empty] | 2232 | 2017-04-03 | TRUE | 4 | 3 | 23 | 0 | 0 | 0
[5 empty] | 2233 | 2017-04-04 | TRUE | 4 | 4 | 0 | 0 | 0 | 0
[5 empty] | 2234 | 2017-04-04 | TRUE | 4 | 4 | 1 | 0 | 0 | 0
[5 empty] | 2235 | 2017-04-04 | TRUE | 4 | 4 | 2 | 0 | 0 | 0
[5 empty] | 2236 | 2017-04-04 | TRUE | 4 | 4 | 3 | 0 | 0 | 0
[5 empty] | 2237 | 2017-04-04 | TRUE | 4 | 4 | 4 | 0 | 0 | 0
[5 empty] | 2238 | 2017-04-04 | TRUE | 4 | 4 | 5 | 0 | 0 | 0
[5 empty] | 2239 | 2017-04-04 | TRUE | 4 | 4 | 6 | 0.057431 | 0.087137 | 0.087056
[5 empty] | 2240 | 2017-04-04 | TRUE | 4 | 4 | 7 | 0.17862 | 0.17489 | 0.16399
[5 empty] | 2241 | 2017-04-04 | TRUE | 4 | 4 | 8 | 0.28681 | 0.30666 | 0.32743
[5 empty] | 2242 | 2017-04-04 | TRUE | 4 | 4 | 9 | 0.38102 | 0.43675 | 0.43032
[5 empty] | 2243 | 2017-04-04 | TRUE | 4 | 4 | 10 | 0.44753 | 0.47612 | 0.44174
[5 empty] | 2244 | 2017-04-04 | TRUE | 4 | 4 | 11 | 0.43806 | 0.36963 | 0.43142
[5 empty] | 2245 | 2017-04-04 | TRUE | 4 | 4 | 12 | 0.45722 | 0.36427 | 0.35207
[5 empty] | 2246 | 2017-04-04 | TRUE | 4 | 4 | 13 | 0.43844 | 0.39277 | 0.40796
[5 empty] | 2247 | 2017-04-04 | TRUE | 4 | 4 | 14 | 0.38419 | 0.38926 | 0.41556
[5 empty] | 2248 | 2017-04-04 | TRUE | 4 | 4 | 15 | 0.29606 | 0.26887 | 0.25188
[5 empty] | 2249 | 2017-04-04 | TRUE | 4 | 4 | 16 | 0.18887 | 0.16408 | 0.17207
[5 empty] | 2250 | 2017-04-04 | TRUE | 4 | 4 | 17 | 0.072448 | 0.06689 | 0.081762
[5 empty] | 2251 | 2017-04-04 | TRUE | 4 | 4 | 18 | 0.0013727 | 0 | 0
[5 empty] | 2252 | 2017-04-04 | TRUE | 4 | 4 | 19 | 0 | 0 | 0
[5 empty] | 2253 | 2017-04-04 | TRUE | 4 | 4 | 20 | 0 | 0 | 0
[5 empty] | 2254 | 2017-04-04 | TRUE | 4 | 4 | 21 | 0 | 0 | 0
[5 empty] | 2255 | 2017-04-04 | TRUE | 4 | 4 | 22 | 0 | 0 | 0
[5 empty] | 2256 | 2017-04-04 | TRUE | 4 | 4 | 23 | 0 | 0 | 0
[5 empty] | 2257 | 2017-04-05 | TRUE | 4 | 5 | 0 | 0 | 0 | 0
[5 empty] | 2258 | 2017-04-05 | TRUE | 4 | 5 | 1 | 0 | 0 | 0
[5 empty] | 2259 | 2017-04-05 | TRUE | 4 | 5 | 2 | 0 | 0 | 0
[5 empty] | 2260 | 2017-04-05 | TRUE | 4 | 5 | 3 | 0 | 0 | 0
[5 empty] | 2261 | 2017-04-05 | TRUE | 4 | 5 | 4 | 0 | 0 | 0
[5 empty] | 2262 | 2017-04-05 | TRUE | 4 | 5 | 5 | 0 | 0 | 0
[5 empty] | 2263 | 2017-04-05 | TRUE | 4 | 5 | 6 | 0.053582 | 0.089436 | 0.080935
[5 empty] | 2264 | 2017-04-05 | TRUE | 4 | 5 | 7 | 0.14402 | 0.1813 | 0.20276
[5 empty] | 2265 | 2017-04-05 | TRUE | 4 | 5 | 8 | 0.26781 | 0.36008 | 0.40904
[5 empty] | 2266 | 2017-04-05 | TRUE | 4 | 5 | 9 | 0.37388 | 0.42245 | 0.44955
[5 empty] | 2267 | 2017-04-05 | TRUE | 4 | 5 | 10 | 0.42866 | 0.53267 | 0.57318
[5 empty] | 2268 | 2017-04-05 | TRUE | 4 | 5 | 11 | 0.50454 | 0.55242 | 0.54078
[5 empty] | 2269 | 2017-04-05 | TRUE | 4 | 5 | 12 | 0.51228 | 0.50655 | 0.5599
[5 empty] | 2270 | 2017-04-05 | TRUE | 4 | 5 | 13 | 0.4903 | 0.52956 | 0.61819
[5 empty] | 2271 | 2017-04-05 | TRUE | 4 | 5 | 14 | 0.42387 | 0.38386 | 0.4095
[5 empty] | 2272 | 2017-04-05 | TRUE | 4 | 5 | 15 | 0.32472 | 0.32487 | 0.31966
[5 empty] | 2273 | 2017-04-05 | TRUE | 4 | 5 | 16 | 0.20865 | 0.23925 | 0.25994
[5 empty] | 2274 | 2017-04-05 | TRUE | 4 | 5 | 17 | 0.081442 | 0.083998 | 0.083863
[5 empty] | 2275 | 2017-04-05 | TRUE | 4 | 5 | 18 | 0.0010041 | 0 | 0
[5 empty] | 2276 | 2017-04-05 | TRUE | 4 | 5 | 19 | 0 | 0 | 0
[5 empty] | 2277 | 2017-04-05 | TRUE | 4 | 5 | 20 | 0 | 0 | 0
[5 empty] | 2278 | 2017-04-05 | TRUE | 4 | 5 | 21 | 0 | 0 | 0
[5 empty] | 2279 | 2017-04-05 | TRUE | 4 | 5 | 22 | 0 | 0 | 0
[5 empty] | 2280 | 2017-04-05 | TRUE | 4 | 5 | 23 | 0 | 0 | 0
[5 empty] | 2281 | 2017-04-06 | TRUE | 4 | 6 | 0 | 0 | 0 | 0
[5 empty] | 2282 | 2017-04-06 | TRUE | 4 | 6 | 1 | 0 | 0 | 0
[5 empty] | 2283 | 2017-04-06 | TRUE | 4 | 6 | 2 | 0 | 0 | 0
[5 empty] | 2284 | 2017-04-06 | TRUE | 4 | 6 | 3 | 0 | 0 | 0
[5 empty] | 2285 | 2017-04-06 | TRUE | 4 | 6 | 4 | 0 | 0 | 0
[5 empty] | 2286 | 2017-04-06 | TRUE | 4 | 6 | 5 | 0 | 0 | 0
[5 empty] | 2287 | 2017-04-06 | TRUE | 4 | 6 | 6 | 0.026165 | 0.044304 | 0.048171
[5 empty] | 2288 | 2017-04-06 | TRUE | 4 | 6 | 7 | 0.10676 | 0.099185 | 0.14675
[5 empty] | 2289 | 2017-04-06 | TRUE | 4 | 6 | 8 | 0.2145 | 0.23123 | 0.25807
[5 empty] | 2290 | 2017-04-06 | TRUE | 4 | 6 | 9 | 0.28316 | 0.36984 | 0.35321
[5 empty] | 2291 | 2017-04-06 | TRUE | 4 | 6 | 10 | 0.32539 | 0.33335 | 0.35881
[5 empty] | 2292 | 2017-04-06 | TRUE | 4 | 6 | 11 | 0.36026 | 0.32415 | 0.316
[5 empty] | 2293 | 2017-04-06 | TRUE | 4 | 6 | 12 | 0.33542 | 0.37363 | 0.39786
[5 empty] | 2294 | 2017-04-06 | TRUE | 4 | 6 | 13 | 0.31623 | 0.35113 | 0.43793
[5 empty] | 2295 | 2017-04-06 | TRUE | 4 | 6 | 14 | 0.23743 | 0.21155 | 0.25036
[5 empty] | 2296 | 2017-04-06 | TRUE | 4 | 6 | 15 | 0.17614 | 0.21122 | 0.22566
[5 empty] | 2297 | 2017-04-06 | TRUE | 4 | 6 | 16 | 0.071723 | 0.12947 | 0.19357
[5 empty] | 2298 | 2017-04-06 | TRUE | 4 | 6 | 17 | 0.031626 | 0.057458 | 0.07047
[5 empty] | 2299 | 2017-04-06 | TRUE | 4 | 6 | 18 | 0.00022386 | 0 | 0
[5 empty] | 2300 | 2017-04-06 | TRUE | 4 | 6 | 19 | 0 | 0 | 0
[5 empty] | 2301 | 2017-04-06 | TRUE | 4 | 6 | 20 | 0 | 0 | 0
[5 empty] | 2302 | 2017-04-06 | TRUE | 4 | 6 | 21 | 0 | 0 | 0
[5 empty] | 2303 | 2017-04-06 | TRUE | 4 | 6 | 22 | 0 | 0 | 0
[5 empty] | 2304 | 2017-04-06 | TRUE | 4 | 6 | 23 | 0 | 0 | 0
[5 empty] | 2305 | 2017-04-07 | TRUE | 4 | 7 | 0 | 0 | 0 | 0
[5 empty] | 2306 | 2017-04-07 | TRUE | 4 | 7 | 1 | 0 | 0 | 0
[5 empty] | 2307 | 2017-04-07 | TRUE | 4 | 7 | 2 | 0 | 0 | 0
[5 empty] | 2308 | 2017-04-07 | TRUE | 4 | 7 | 3 | 0 | 0 | 0
[5 empty] | 2309 | 2017-04-07 | TRUE | 4 | 7 | 4 | 0 | 0 | 0
[5 empty] | 2310 | 2017-04-07 | TRUE | 4 | 7 | 5 | 0 | 0 | 0
[5 empty] | 2311 | 2017-04-07 | TRUE | 4 | 7 | 6 | 0.033364 | 0.044962 | 0.044512
[5 empty] | 2312 | 2017-04-07 | TRUE | 4 | 7 | 7 | 0.11154 | 0.09977 | 0.083143
[5 empty] | 2313 | 2017-04-07 | TRUE | 4 | 7 | 8 | 0.19266 | 0.12319 | 0.047396
[5 empty] | 2314 | 2017-04-07 | TRUE | 4 | 7 | 9 | 0.2865 | 0.25729 | 0.2591
[5 empty] | 2315 | 2017-04-07 | TRUE | 4 | 7 | 10 | 0.33611 | 0.30961 | 0.22773
[5 empty] | 2316 | 2017-04-07 | TRUE | 4 | 7 | 11 | 0.3812 | 0.39125 | 0.3162
[5 empty] | 2317 | 2017-04-07 | TRUE | 4 | 7 | 12 | 0.3836 | 0.34442 | 0.25967
[5 empty] | 2318 | 2017-04-07 | TRUE | 4 | 7 | 13 | 0.33665 | 0.20805 | 0.18531
[5 empty] | 2319 | 2017-04-07 | TRUE | 4 | 7 | 14 | 0.30576 | 0.17429 | 0.15199
[5 empty] | 2320 | 2017-04-07 | TRUE | 4 | 7 | 15 | 0.23671 | 0.20921 | 0.17241
[5 empty] | 2321 | 2017-04-07 | TRUE | 4 | 7 | 16 | 0.11474 | 0.10432 | 0.14205
[5 empty] | 2322 | 2017-04-07 | TRUE | 4 | 7 | 17 | 0.059602 | 0.040901 | 0.038971
[5 empty] | 2323 | 2017-04-07 | TRUE | 4 | 7 | 18 | 0.0025427 | 0 | 0
[5 empty] | 2324 | 2017-04-07 | TRUE | 4 | 7 | 19 | 0 | 0 | 0
[5 empty] | 2325 | 2017-04-07 | TRUE | 4 | 7 | 20 | 0 | 0 | 0
[5 empty] | 2326 | 2017-04-07 | TRUE | 4 | 7 | 21 | 0 | 0 | 0
[5 empty] | 2327 | 2017-04-07 | TRUE | 4 | 7 | 22 | 0 | 0 | 0
[5 empty] | 2328 | 2017-04-07 | TRUE | 4 | 7 | 23 | 0 | 0 | 0
[5 empty] | 2329 | 2017-04-08 | FALSE | 4 | 8 | 0 | 0 | 0 | 0
[5 empty] | 2330 | 2017-04-08 | FALSE | 4 | 8 | 1 | 0 | 0 | 0
[5 empty] | 2331 | 2017-04-08 | FALSE | 4 | 8 | 2 | 0 | 0 | 0
[5 empty] | 2332 | 2017-04-08 | FALSE | 4 | 8 | 3 | 0 | 0 | 0
[5 empty] | 2333 | 2017-04-08 | FALSE | 4 | 8 | 4 | 0 | 0 | 0
[5 empty] | 2334 | 2017-04-08 | FALSE | 4 | 8 | 5 | 0.00026526 | 0 | 0
[5 empty] | 2335 | 2017-04-08 | FALSE | 4 | 8 | 6 | 0.055177 | 0.060698 | 0.063987
[5 empty] | 2336 | 2017-04-08 | FALSE | 4 | 8 | 7 | 0.18341 | 0.22357 | 0.25037
[5 empty] | 2337 | 2017-04-08 | FALSE | 4 | 8 | 8 | 0.31395 | 0.36782 | 0.40547
[5 empty] | 2338 | 2017-04-08 | FALSE | 4 | 8 | 9 | 0.48836 | 0.44234 | 0.44318
[5 empty] | 2339 | 2017-04-08 | FALSE | 4 | 8 | 10 | 0.54551 | 0.49241 | 0.44549
[5 empty] | 2340 | 2017-04-08 | FALSE | 4 | 8 | 11 | 0.62245 | 0.60521 | 0.58758
[5 empty] | 2341 | 2017-04-08 | FALSE | 4 | 8 | 12 | 0.66535 | 0.60319 | 0.60411
[5 empty] | 2342 | 2017-04-08 | FALSE | 4 | 8 | 13 | 0.62045 | 0.53782 | 0.56686
[5 empty] | 2343 | 2017-04-08 | FALSE | 4 | 8 | 14 | 0.54234 | 0.44688 | 0.45761
[5 empty] | 2344 | 2017-04-08 | FALSE | 4 | 8 | 15 | 0.40769 | 0.36541 | 0.34685
[5 empty] | 2345 | 2017-04-08 | FALSE | 4 | 8 | 16 | 0.26485 | 0.21958 | 0.19221
[5 empty] | 2346 | 2017-04-08 | FALSE | 4 | 8 | 17 | 0.10899 | 0.07401 | 0.062433
[5 empty] | 2347 | 2017-04-08 | FALSE | 4 | 8 | 18 | 0.0049381 | 0 | 0
[5 empty] | 2348 | 2017-04-08 | FALSE | 4 | 8 | 19 | 0 | 0 | 0
[5 empty] | 2349 | 2017-04-08 | FALSE | 4 | 8 | 20 | 0 | 0 | 0
[5 empty] | 2350 | 2017-04-08 | FALSE | 4 | 8 | 21 | 0 | 0 | 0
[5 empty] | 2351 | 2017-04-08 | FALSE | 4 | 8 | 22 | 0 | 0 | 0
[5 empty] | 2352 | 2017-04-08 | FALSE | 4 | 8 | 23 | 0 | 0 | 0
[5 empty] | 2353 | 2017-04-09 | FALSE | 4 | 9 | 0 | 0 | 0 | 0
[5 empty] | 2354 | 2017-04-09 | FALSE | 4 | 9 | 1 | 0 | 0 | 0
[5 empty] | 2355 | 2017-04-09 | FALSE | 4 | 9 | 2 | 0 | 0 | 0
[5 empty] | 2356 | 2017-04-09 | FALSE | 4 | 9 | 3 | 0 | 0 | 0
[5 empty] | 2357 | 2017-04-09 | FALSE | 4 | 9 | 4 | 0 | 0 | 0
[5 empty] | 2358 | 2017-04-09 | FALSE | 4 | 9 | 5 | 0.00044678 | 0 | 0
[5 empty] | 2359 | 2017-04-09 | FALSE | 4 | 9 | 6 | 0.080014 | 0.10712 | 0.10047
[5 empty] | 2360 | 2017-04-09 | FALSE | 4 | 9 | 7 | 0.2212 | 0.29413 | 0.28978
[5 empty] | 2361 | 2017-04-09 | FALSE | 4 | 9 | 8 | 0.34749 | 0.44979 | 0.46982
[5 empty] | 2362 | 2017-04-09 | FALSE | 4 | 9 | 9 | 0.47003 | 0.58104 | 0.61565
[5 empty] | 2363 | 2017-04-09 | FALSE | 4 | 9 | 10 | 0.51318 | 0.65283 | 0.70404
[5 empty] | 2364 | 2017-04-09 | FALSE | 4 | 9 | 11 | 0.52757 | 0.59665 | 0.57813
[5 empty] | 2365 | 2017-04-09 | FALSE | 4 | 9 | 12 | 0.49513 | 0.52221 | 0.54488
[5 empty] | 2366 | 2017-04-09 | FALSE | 4 | 9 | 13 | 0.45421 | 0.54173 | 0.59738
[5 empty] | 2367 | 2017-04-09 | FALSE | 4 | 9 | 14 | 0.37408 | 0.4213 | 0.43183
[5 empty] | 2368 | 2017-04-09 | FALSE | 4 | 9 | 15 | 0.28877 | 0.3219 | 0.33086
[5 empty] | 2369 | 2017-04-09 | FALSE | 4 | 9 | 16 | 0.17716 | 0.19024 | 0.18236
[5 empty] | 2370 | 2017-04-09 | FALSE | 4 | 9 | 17 | 0.069425 | 0.065555 | 0.061679
[5 empty] | 2371 | 2017-04-09 | FALSE | 4 | 9 | 18 | 0.0013389 | 0 | 0
[5 empty] | 2372 | 2017-04-09 | FALSE | 4 | 9 | 19 | 0 | 0 | 0
[5 empty] | 2373 | 2017-04-09 | FALSE | 4 | 9 | 20 | 0 | 0 | 0
[5 empty] | 2374 | 2017-04-09 | FALSE | 4 | 9 | 21 | 0 | 0 | 0
[5 empty] | 2375 | 2017-04-09 | FALSE | 4 | 9 | 22 | 0 | 0 | 0
[5 empty] | 2376 | 2017-04-09 | FALSE | 4 | 9 | 23 | 0 | 0 | 0
[5 empty] | 2377 | 2017-04-10 | TRUE | 4 | 10 | 0 | 0 | 0 | 0
[5 empty] | 2378 | 2017-04-10 | TRUE | 4 | 10 | 1 | 0 | 0 | 0
[5 empty] | 2379 | 2017-04-10 | TRUE | 4 | 10 | 2 | 0 | 0 | 0
[5 empty] | 2380 | 2017-04-10 | TRUE | 4 | 10 | 3 | 0 | 0 | 0
[5 empty] | 2381 | 2017-04-10 | TRUE | 4 | 10 | 4 | 0 | 0 | 0
[5 empty] | 2382 | 2017-04-10 | TRUE | 4 | 10 | 5 | 0.00014944 | 0 | 0
[5 empty] | 2383 | 2017-04-10 | TRUE | 4 | 10 | 6 | 0.051846 | 0.072819 | 0.067087
[5 empty] | 2384 | 2017-04-10 | TRUE | 4 | 10 | 7 | 0.13704 | 0.16651 | 0.20501
[5 empty] | 2385 | 2017-04-10 | TRUE | 4 | 10 | 8 | 0.25096 | 0.28911 | 0.32704
[5 empty] | 2386 | 2017-04-10 | TRUE | 4 | 10 | 9 | 0.35189 | 0.37563 | 0.42398
[5 empty] | 2387 | 2017-04-10 | TRUE | 4 | 10 | 10 | 0.42336 | 0.43338 | 0.45994
[5 empty] | 2388 | 2017-04-10 | TRUE | 4 | 10 | 11 | 0.43645 | 0.57012 | 0.68042
[5 empty] | 2389 | 2017-04-10 | TRUE | 4 | 10 | 12 | 0.41344 | 0.54867 | 0.65013
[5 empty] | 2390 | 2017-04-10 | TRUE | 4 | 10 | 13 | 0.32742 | 0.51863 | 0.66873
[5 empty] | 2391 | 2017-04-10 | TRUE | 4 | 10 | 14 | 0.28983 | 0.45396 | 0.57152
[5 empty] | 2392 | 2017-04-10 | TRUE | 4 | 10 | 15 | 0.2006 | 0.30308 | 0.38861
[5 empty] | 2393 | 2017-04-10 | TRUE | 4 | 10 | 16 | 0.10889 | 0.17522 | 0.22606
[5 empty] | 2394 | 2017-04-10 | TRUE | 4 | 10 | 17 | 0.042518 | 0.058187 | 0.078396
[5 empty] | 2395 | 2017-04-10 | TRUE | 4 | 10 | 18 | 0.0021942 | 0 | 0
[5 empty] | 2396 | 2017-04-10 | TRUE | 4 | 10 | 19 | 0 | 0 | 0
[5 empty] | 2397 | 2017-04-10 | TRUE | 4 | 10 | 20 | 0 | 0 | 0
[5 empty] | 2398 | 2017-04-10 | TRUE | 4 | 10 | 21 | 0 | 0 | 0
[5 empty] | 2399 | 2017-04-10 | TRUE | 4 | 10 | 22 | 0 | 0 | 0
[5 empty] | 2400 | 2017-04-10 | TRUE | 4 | 10 | 23 | 0 | 0 | 0
[5 empty] | 2401 | 2017-04-11 | TRUE | 4 | 11 | 0 | 0 | 0 | 0
[5 empty] | 2402 | 2017-04-11 | TRUE | 4 | 11 | 1 | 0 | 0 | 0
[5 empty] | 2403 | 2017-04-11 | TRUE | 4 | 11 | 2 | 0 | 0 | 0
[5 empty] | 2404 | 2017-04-11 | TRUE | 4 | 11 | 3 | 0 | 0 | 0
[5 empty] | 2405 | 2017-04-11 | TRUE | 4 | 11 | 4 | 0 | 0 | 0
[5 empty] | 2406 | 2017-04-11 | TRUE | 4 | 11 | 5 | 7.5756e-05 | 0.00020664 | 0
[5 empty] | 2407 | 2017-04-11 | TRUE | 4 | 11 | 6 | 0.053646 | 0.045754 | 0.048034
[5 empty] | 2408 | 2017-04-11 | TRUE | 4 | 11 | 7 | 0.15676 | 0.11386 | 0.097458
[5 empty] | 2409 | 2017-04-11 | TRUE | 4 | 11 | 8 | 0.23926 | 0.20457 | 0.20682
[5 empty] | 2410 | 2017-04-11 | TRUE | 4 | 11 | 9 | 0.32107 | 0.28726 | 0.2715
[5 empty] | 2411 | 2017-04-11 | TRUE | 4 | 11 | 10 | 0.34037 | 0.40676 | 0.33071
[5 empty] | 2412 | 2017-04-11 | TRUE | 4 | 11 | 11 | 0.33604 | 0.38383 | 0.33304
[5 empty] | 2413 | 2017-04-11 | TRUE | 4 | 11 | 12 | 0.32786 | 0.44158 | 0.43672
[5 empty] | 2414 | 2017-04-11 | TRUE | 4 | 11 | 13 | 0.31743 | 0.46992 | 0.48075
[5 empty] | 2415 | 2017-04-11 | TRUE | 4 | 11 | 14 | 0.25152 | 0.34359 | 0.40029
[5 empty] | 2416 | 2017-04-11 | TRUE | 4 | 11 | 15 | 0.20049 | 0.29115 | 0.31307
[5 empty] | 2417 | 2017-04-11 | TRUE | 4 | 11 | 16 | 0.15321 | 0.15968 | 0.22641
[5 empty] | 2418 | 2017-04-11 | TRUE | 4 | 11 | 17 | 0.076434 | 0.062043 | 0.0607
[5 empty] | 2419 | 2017-04-11 | TRUE | 4 | 11 | 18 | 0.0038765 | 0 | 0
[5 empty] | 2420 | 2017-04-11 | TRUE | 4 | 11 | 19 | 0 | 0 | 0
[5 empty] | 2421 | 2017-04-11 | TRUE | 4 | 11 | 20 | 0 | 0 | 0
[5 empty] | 2422 | 2017-04-11 | TRUE | 4 | 11 | 21 | 0 | 0 | 0
[5 empty] | 2423 | 2017-04-11 | TRUE | 4 | 11 | 22 | 0 | 0 | 0
[5 empty] | 2424 | 2017-04-11 | TRUE | 4 | 11 | 23 | 0 | 0 | 0
[5 empty] | 2425 | 2017-04-12 | TRUE | 4 | 12 | 0 | 0 | 0 | 0
[5 empty] | 2426 | 2017-04-12 | TRUE | 4 | 12 | 1 | 0 | 0 | 0
[5 empty] | 2427 | 2017-04-12 | TRUE | 4 | 12 | 2 | 0 | 0 | 0
[5 empty] | 2428 | 2017-04-12 | TRUE | 4 | 12 | 3 | 0 | 0 | 0
[5 empty] | 2429 | 2017-04-12 | TRUE | 4 | 12 | 4 | 0 | 0 | 0
[5 empty] | 2430 | 2017-04-12 | TRUE | 4 | 12 | 5 | 0.0010818 | 0.002535 | 0.0019435
[5 empty] | 2431 | 2017-04-12 | TRUE | 4 | 12 | 6 | 0.052868 | 0.065146 | 0.079312
[5 empty] | 2432 | 2017-04-12 | TRUE | 4 | 12 | 7 | 0.14642 | 0.18609 | 0.23196
[5 empty] | 2433 | 2017-04-12 | TRUE | 4 | 12 | 8 | 0.23347 | 0.25411 | 0.28978
[5 empty] | 2434 | 2017-04-12 | TRUE | 4 | 12 | 9 | 0.30769 | 0.26888 | 0.25636
[5 empty] | 2435 | 2017-04-12 | TRUE | 4 | 12 | 10 | 0.33985 | 0.31996 | 0.29704
[5 empty] | 2436 | 2017-04-12 | TRUE | 4 | 12 | 11 | 0.38261 | 0.36542 | 0.38921
[5 empty] | 2437 | 2017-04-12 | TRUE | 4 | 12 | 12 | 0.3937 | 0.42208 | 0.41123
[5 empty] | 2438 | 2017-04-12 | TRUE | 4 | 12 | 13 | 0.39391 | 0.45006 | 0.43316
[5 empty] | 2439 | 2017-04-12 | TRUE | 4 | 12 | 14 | 0.31432 | 0.35146 | 0.39895
[5 empty] | 2440 | 2017-04-12 | TRUE | 4 | 12 | 15 | 0.25527 | 0.32202 | 0.34201
[5 empty] | 2441 | 2017-04-12 | TRUE | 4 | 12 | 16 | 0.14879 | 0.18344 | 0.18701
[5 empty] | 2442 | 2017-04-12 | TRUE | 4 | 12 | 17 | 0.067685 | 0.069701 | 0.069278
[5 empty] | 2443 | 2017-04-12 | TRUE | 4 | 12 | 18 | 0.0035 | 0 | 0
[5 empty] | 2444 | 2017-04-12 | TRUE | 4 | 12 | 19 | 0 | 0 | 0
[5 empty] | 2445 | 2017-04-12 | TRUE | 4 | 12 | 20 | 0 | 0 | 0
[5 empty] | 2446 | 2017-04-12 | TRUE | 4 | 12 | 21 | 0 | 0 | 0
[5 empty] | 2447 | 2017-04-12 | TRUE | 4 | 12 | 22 | 0 | 0 | 0
[5 empty] | 2448 | 2017-04-12 | TRUE | 4 | 12 | 23 | 0 | 0 | 0
[5 empty] | 2449 | 2017-04-13 | TRUE | 4 | 13 | 0 | 0 | 0 | 0
[5 empty] | 2450 | 2017-04-13 | TRUE | 4 | 13 | 1 | 0 | 0 | 0
[5 empty] | 2451 | 2017-04-13 | TRUE | 4 | 13 | 2 | 0 | 0 | 0
[5 empty] | 2452 | 2017-04-13 | TRUE | 4 | 13 | 3 | 0 | 0 | 0
[5 empty] | 2453 | 2017-04-13 | TRUE | 4 | 13 | 4 | 0 | 0 | 0
[5 empty] | 2454 | 2017-04-13 | TRUE | 4 | 13 | 5 | 0.0015101 | 0.0028544 | 0.0023321
[5 empty] | 2455 | 2017-04-13 | TRUE | 4 | 13 | 6 | 0.07552 | 0.093302 | 0.090596
[5 empty] | 2456 | 2017-04-13 | TRUE | 4 | 13 | 7 | 0.19759 | 0.17696 | 0.1886
[5 empty] | 2457 | 2017-04-13 | TRUE | 4 | 13 | 8 | 0.33132 | 0.2945 | 0.29585
[5 empty] | 2458 | 2017-04-13 | TRUE | 4 | 13 | 9 | 0.4262 | 0.43776 | 0.48257
[5 empty] | 2459 | 2017-04-13 | TRUE | 4 | 13 | 10 | 0.49034 | 0.52278 | 0.53081
[5 empty] | 2460 | 2017-04-13 | TRUE | 4 | 13 | 11 | 0.5632 | 0.53019 | 0.51867
[5 empty] | 2461 | 2017-04-13 | TRUE | 4 | 13 | 12 | 0.54219 | 0.54227 | 0.57453
[5 empty] | 2462 | 2017-04-13 | TRUE | 4 | 13 | 13 | 0.47996 | 0.48678 | 0.52395
[5 empty] | 2463 | 2017-04-13 | TRUE | 4 | 13 | 14 | 0.43219 | 0.45005 | 0.42868
[5 empty] | 2464 | 2017-04-13 | TRUE | 4 | 13 | 15 | 0.33303 | 0.33361 | 0.31493
[5 empty] | 2465 | 2017-04-13 | TRUE | 4 | 13 | 16 | 0.20668 | 0.15749 | 0.16954
[5 empty] | 2466 | 2017-04-13 | TRUE | 4 | 13 | 17 | 0.096441 | 0.086337 | 0.087848
[5 empty] | 2467 | 2017-04-13 | TRUE | 4 | 13 | 18 | 0.00676 | 0 | 0
[5 empty] | 2468 | 2017-04-13 | TRUE | 4 | 13 | 19 | 0 | 0 | 0
[5 empty] | 2469 | 2017-04-13 | TRUE | 4 | 13 | 20 | 0 | 0 | 0
[5 empty] | 2470 | 2017-04-13 | TRUE | 4 | 13 | 21 | 0 | 0 | 0
[5 empty] | 2471 | 2017-04-13 | TRUE | 4 | 13 | 22 | 0 | 0 | 0
[5 empty] | 2472 | 2017-04-13 | TRUE | 4 | 13 | 23 | 0 | 0 | 0
[5 empty] | 2473 | 2017-04-14 | TRUE | 4 | 14 | 0 | 0 | 0 | 0
[5 empty] | 2474 | 2017-04-14 | TRUE | 4 | 14 | 1 | 0 | 0 | 0
[5 empty] | 2475 | 2017-04-14 | TRUE | 4 | 14 | 2 | 0 | 0 | 0
[5 empty] | 2476 | 2017-04-14 | TRUE | 4 | 14 | 3 | 0 | 0 | 0
[5 empty] | 2477 | 2017-04-14 | TRUE | 4 | 14 | 4 | 0 | 0 | 0
[5 empty] | 2478 | 2017-04-14 | TRUE | 4 | 14 | 5 | 0.0025167 | 0.0052627 | 0.0030543
[5 empty] | 2479 | 2017-04-14 | TRUE | 4 | 14 | 6 | 0.085205 | 0.089697 | 0.079453
[5 empty] | 2480 | 2017-04-14 | TRUE | 4 | 14 | 7 | 0.23373 | 0.20231 | 0.16401
[5 empty] | 2481 | 2017-04-14 | TRUE | 4 | 14 | 8 | 0.35991 | 0.31424 | 0.25887
[5 empty] | 2482 | 2017-04-14 | TRUE | 4 | 14 | 9 | 0.44178 | 0.4497 | 0.42774
[5 empty] | 2483 | 2017-04-14 | TRUE | 4 | 14 | 10 | 0.49753 | 0.53061 | 0.51046
[5 empty] | 2484 | 2017-04-14 | TRUE | 4 | 14 | 11 | 0.53039 | 0.57195 | 0.5673
[5 empty] | 2485 | 2017-04-14 | TRUE | 4 | 14 | 12 | 0.57284 | 0.48497 | 0.48299
[5 empty] | 2486 | 2017-04-14 | TRUE | 4 | 14 | 13 | 0.51196 | 0.49701 | 0.52645
[5 empty] | 2487 | 2017-04-14 | TRUE | 4 | 14 | 14 | 0.4502 | 0.42796 | 0.47149
[5 empty] | 2488 | 2017-04-14 | TRUE | 4 | 14 | 15 | 0.34929 | 0.34258 | 0.36526
[5 empty] | 2489 | 2017-04-14 | TRUE | 4 | 14 | 16 | 0.23068 | 0.21308 | 0.22404
[5 empty] | 2490 | 2017-04-14 | TRUE | 4 | 14 | 17 | 0.11208 | 0.079674 | 0.075476
[5 empty] | 2491 | 2017-04-14 | TRUE | 4 | 14 | 18 | 0.0097601 | 0 | 0
[5 empty] | 2492 | 2017-04-14 | TRUE | 4 | 14 | 19 | 0 | 0 | 0
[5 empty] | 2493 | 2017-04-14 | TRUE | 4 | 14 | 20 | 0 | 0 | 0
[5 empty] | 2494 | 2017-04-14 | TRUE | 4 | 14 | 21 | 0 | 0 | 0
[5 empty] | 2495 | 2017-04-14 | TRUE | 4 | 14 | 22 | 0 | 0 | 0
[5 empty] | 2496 | 2017-04-14 | TRUE | 4 | 14 | 23 | 0 | 0 | 0
[5 empty] | 2497 | 2017-04-15 | FALSE | 4 | 15 | 0 | 0 | 0 | 0
[5 empty] | 2498 | 2017-04-15 | FALSE | 4 | 15 | 1 | 0 | 0 | 0
[5 empty] | 2499 | 2017-04-15 | FALSE | 4 | 15 | 2 | 0 | 0 | 0
[5 empty] | 2500 | 2017-04-15 | FALSE | 4 | 15 | 3 | 0 | 0 | 0
[5 empty] | 2501 | 2017-04-15 | FALSE | 4 | 15 | 4 | 0 | 0 | 0
[5 empty] | 2502 | 2017-04-15 | FALSE | 4 | 15 | 5 | 0.0029397 | 0.0066509 | 0.0046447
[5 empty] | 2503 | 2017-04-15 | FALSE | 4 | 15 | 6 | 0.084605 | 0.10948 | 0.12053
[5 empty] | 2504 | 2017-04-15 | FALSE | 4 | 15 | 7 | 0.21987 | 0.27838 | 0.3019
[5 empty] | 2505 | 2017-04-15 | FALSE | 4 | 15 | 8 | 0.32993 | 0.43325 | 0.44473
[5 empty] | 2506 | 2017-04-15 | FALSE | 4 | 15 | 9 | 0.38813 | 0.53274 | 0.58794
[5 empty] | 2507 | 2017-04-15 | FALSE | 4 | 15 | 10 | 0.45774 | 0.56364 | 0.54809
[5 empty] | 2508 | 2017-04-15 | FALSE | 4 | 15 | 11 | 0.46511 | 0.64312 | 0.63904
[5 empty] | 2509 | 2017-04-15 | FALSE | 4 | 15 | 12 | 0.45135 | 0.62992 | 0.63698
[5 empty] | 2510 | 2017-04-15 | FALSE | 4 | 15 | 13 | 0.47839 | 0.57021 | 0.60425
[5 empty] | 2511 | 2017-04-15 | FALSE | 4 | 15 | 14 | 0.39645 | 0.42294 | 0.53234
[5 empty] | 2512 | 2017-04-15 | FALSE | 4 | 15 | 15 | 0.33541 | 0.32307 | 0.3796
[5 empty] | 2513 | 2017-04-15 | FALSE | 4 | 15 | 16 | 0.23944 | 0.17884 | 0.21184
[5 empty] | 2514 | 2017-04-15 | FALSE | 4 | 15 | 17 | 0.10764 | 0.075033 | 0.077179
[5 empty] | 2515 | 2017-04-15 | FALSE | 4 | 15 | 18 | 0.0089496 | 0 | 0
[5 empty] | 2516 | 2017-04-15 | FALSE | 4 | 15 | 19 | 0 | 0 | 0
[5 empty] | 2517 | 2017-04-15 | FALSE | 4 | 15 | 20 | 0 | 0 | 0
[5 empty] | 2518 | 2017-04-15 | FALSE | 4 | 15 | 21 | 0 | 0 | 0
[5 empty] | 2519 | 2017-04-15 | FALSE | 4 | 15 | 22 | 0 | 0 | 0
[5 empty] | 2520 | 2017-04-15 | FALSE | 4 | 15 | 23 | 0 | 0 | 0
[5 empty] | 2521 | 2017-04-16 | FALSE | 4 | 16 | 0 | 0 | 0 | 0
[5 empty] | 2522 | 2017-04-16 | FALSE | 4 | 16 | 1 | 0 | 0 | 0
[5 empty] | 2523 | 2017-04-16 | FALSE | 4 | 16 | 2 | 0 | 0 | 0
[5 empty] | 2524 | 2017-04-16 | FALSE | 4 | 16 | 3 | 0 | 0 | 0
[5 empty] | 2525 | 2017-04-16 | FALSE | 4 | 16 | 4 | 0 | 0 | 0
[5 empty] | 2526 | 2017-04-16 | FALSE | 4 | 16 | 5 | 0.003327 | 0.0077806 | 0.0052364
[5 empty] | 2527 | 2017-04-16 | FALSE | 4 | 16 | 6 | 0.10021 | 0.12381 | 0.12169
[5 empty] | 2528 | 2017-04-16 | FALSE | 4 | 16 | 7 | 0.2578 | 0.29783 | 0.30024
[5 empty] | 2529 | 2017-04-16 | FALSE | 4 | 16 | 8 | 0.40269 | 0.45592 | 0.46424
[5 empty] | 2530 | 2017-04-16 | FALSE | 4 | 16 | 9 | 0.51207 | 0.57099 | 0.58413
[5 empty] | 2531 | 2017-04-16 | FALSE | 4 | 16 | 10 | 0.57778 | 0.581 | 0.61039
[5 empty] | 2532 | 2017-04-16 | FALSE | 4 | 16 | 11 | 0.6118 | 0.64867 | 0.69159
[5 empty] | 2533 | 2017-04-16 | FALSE | 4 | 16 | 12 | 0.60354 | 0.64934 | 0.68503
[5 empty] | 2534 | 2017-04-16 | FALSE | 4 | 16 | 13 | 0.57665 | 0.56684 | 0.52889
[5 empty] | 2535 | 2017-04-16 | FALSE | 4 | 16 | 14 | 0.47198 | 0.43259 | 0.4003
[5 empty] | 2536 | 2017-04-16 | FALSE | 4 | 16 | 15 | 0.35413 | 0.32375 | 0.34515
[5 empty] | 2537 | 2017-04-16 | FALSE | 4 | 16 | 16 | 0.2438 | 0.22619 | 0.26139
[5 empty] | 2538 | 2017-04-16 | FALSE | 4 | 16 | 17 | 0.10572 | 0.084461 | 0.096761
[5 empty] | 2539 | 2017-04-16 | FALSE | 4 | 16 | 18 | 0.0098229 | 0 | 0
[5 empty] | 2540 | 2017-04-16 | FALSE | 4 | 16 | 19 | 0 | 0 | 0
[5 empty] | 2541 | 2017-04-16 | FALSE | 4 | 16 | 20 | 0 | 0 | 0
[5 empty] | 2542 | 2017-04-16 | FALSE | 4 | 16 | 21 | 0 | 0 | 0
[5 empty] | 2543 | 2017-04-16 | FALSE | 4 | 16 | 22 | 0 | 0 | 0
[5 empty] | 2544 | 2017-04-16 | FALSE | 4 | 16 | 23 | 0 | 0 | 0
[5 empty] | 2545 | 2017-04-17 | TRUE | 4 | 17 | 0 | 0 | 0 | 0
[5 empty] | 2546 | 2017-04-17 | TRUE | 4 | 17 | 1 | 0 | 0 | 0
[5 empty] | 2547 | 2017-04-17 | TRUE | 4 | 17 | 2 | 0 | 0 | 0
[5 empty] | 2548 | 2017-04-17 | TRUE | 4 | 17 | 3 | 0 | 0 | 0
[5 empty] | 2549 | 2017-04-17 | TRUE | 4 | 17 | 4 | 0 | 0 | 0
[5 empty] | 2550 | 2017-04-17 | TRUE | 4 | 17 | 5 | 0.0040101 | 0.0077587 | 0.0049576
[5 empty] | 2551 | 2017-04-17 | TRUE | 4 | 17 | 6 | 0.085322 | 0.11088 | 0.098013
[5 empty] | 2552 | 2017-04-17 | TRUE | 4 | 17 | 7 | 0.22873 | 0.25055 | 0.22242
[5 empty] | 2553 | 2017-04-17 | TRUE | 4 | 17 | 8 | 0.38607 | 0.37768 | 0.32954
[5 empty] | 2554 | 2017-04-17 | TRUE | 4 | 17 | 9 | 0.47848 | 0.48785 | 0.47548
[5 empty] | 2555 | 2017-04-17 | TRUE | 4 | 17 | 10 | 0.57092 | 0.60995 | 0.6145
[5 empty] | 2556 | 2017-04-17 | TRUE | 4 | 17 | 11 | 0.63207 | 0.63945 | 0.61109
[5 empty] | 2557 | 2017-04-17 | TRUE | 4 | 17 | 12 | 0.63836 | 0.63033 | 0.60118
[5 empty] | 2558 | 2017-04-17 | TRUE | 4 | 17 | 13 | 0.57212 | 0.61159 | 0.60583
[5 empty] | 2559 | 2017-04-17 | TRUE | 4 | 17 | 14 | 0.49491 | 0.50556 | 0.50234
[5 empty] | 2560 | 2017-04-17 | TRUE | 4 | 17 | 15 | 0.36342 | 0.37804 | 0.38281
[5 empty] | 2561 | 2017-04-17 | TRUE | 4 | 17 | 16 | 0.24356 | 0.24508 | 0.24947
[5 empty] | 2562 | 2017-04-17 | TRUE | 4 | 17 | 17 | 0.10009 | 0.097281 | 0.099685
[5 empty] | 2563 | 2017-04-17 | TRUE | 4 | 17 | 18 | 0.0096921 | 0.00060312 | 0
[5 empty] | 2564 | 2017-04-17 | TRUE | 4 | 17 | 19 | 0 | 0 | 0
[5 empty] | 2565 | 2017-04-17 | TRUE | 4 | 17 | 20 | 0 | 0 | 0
[5 empty] | 2566 | 2017-04-17 | TRUE | 4 | 17 | 21 | 0 | 0 | 0
[5 empty] | 2567 | 2017-04-17 | TRUE | 4 | 17 | 22 | 0 | 0 | 0
[5 empty] | 2568 | 2017-04-17 | TRUE | 4 | 17 | 23 | 0 | 0 | 0
[5 empty] | 2569 | 2017-04-18 | TRUE | 4 | 18 | 0 | 0 | 0 | 0
[5 empty] | 2570 | 2017-04-18 | TRUE | 4 | 18 | 1 | 0 | 0 | 0
[5 empty] | 2571 | 2017-04-18 | TRUE | 4 | 18 | 2 | 0 | 0 | 0
[5 empty] | 2572 | 2017-04-18 | TRUE | 4 | 18 | 3 | 0 | 0 | 0
[5 empty] | 2573 | 2017-04-18 | TRUE | 4 | 18 | 4 | 0 | 0 | 0
[5 empty] | 2574 | 2017-04-18 | TRUE | 4 | 18 | 5 | 0.0042694 | 0.00602 | 0.0064118
[5 empty] | 2575 | 2017-04-18 | TRUE | 4 | 18 | 6 | 0.082148 | 0.062588 | 0.082394
[5 empty] | 2576 | 2017-04-18 | TRUE | 4 | 18 | 7 | 0.20435 | 0.17359 | 0.20405
[5 empty] | 2577 | 2017-04-18 | TRUE | 4 | 18 | 8 | 0.3744 | 0.34115 | 0.34969
[5 empty] | 2578 | 2017-04-18 | TRUE | 4 | 18 | 9 | 0.50737 | 0.48822 | 0.47324
[5 empty] | 2579 | 2017-04-18 | TRUE | 4 | 18 | 10 | 0.62404 | 0.56593 | 0.54342
[5 empty] | 2580 | 2017-04-18 | TRUE | 4 | 18 | 11 | 0.66773 | 0.65559 | 0.63907
[5 empty] | 2581 | 2017-04-18 | TRUE | 4 | 18 | 12 | 0.66636 | 0.6077 | 0.58619
[5 empty] | 2582 | 2017-04-18 | TRUE | 4 | 18 | 13 | 0.61729 | 0.60405 | 0.57581
[5 empty] | 2583 | 2017-04-18 | TRUE | 4 | 18 | 14 | 0.53694 | 0.51763 | 0.49914
[5 empty] | 2584 | 2017-04-18 | TRUE | 4 | 18 | 15 | 0.4175 | 0.36529 | 0.34819
[5 empty] | 2585 | 2017-04-18 | TRUE | 4 | 18 | 16 | 0.27304 | 0.22886 | 0.23457
[5 empty] | 2586 | 2017-04-18 | TRUE | 4 | 18 | 17 | 0.11644 | 0.091302 | 0.088352
[5 empty] | 2587 | 2017-04-18 | TRUE | 4 | 18 | 18 | 0.013239 | 0.0027824 | 0.0015873
[5 empty] | 2588 | 2017-04-18 | TRUE | 4 | 18 | 19 | 0 | 0 | 0
[5 empty] | 2589 | 2017-04-18 | TRUE | 4 | 18 | 20 | 0 | 0 | 0
[5 empty] | 2590 | 2017-04-18 | TRUE | 4 | 18 | 21 | 0 | 0 | 0
[5 empty] | 2591 | 2017-04-18 | TRUE | 4 | 18 | 22 | 0 | 0 | 0
[5 empty] | 2592 | 2017-04-18 | TRUE | 4 | 18 | 23 | 0 | 0 | 0
[5 empty] | 2593 | 2017-04-19 | TRUE | 4 | 19 | 0 | 0 | 0 | 0
[5 empty] | 2594 | 2017-04-19 | TRUE | 4 | 19 | 1 | 0 | 0 | 0
[5 empty] | 2595 | 2017-04-19 | TRUE | 4 | 19 | 2 | 0 | 0 | 0
[5 empty] | 2596 | 2017-04-19 | TRUE | 4 | 19 | 3 | 0 | 0 | 0
[5 empty] | 2597 | 2017-04-19 | TRUE | 4 | 19 | 4 | 0 | 0 | 0
[5 empty] | 2598 | 2017-04-19 | TRUE | 4 | 19 | 5 | 0.0069647 | 0.013806 | 0.0112
[5 empty] | 2599 | 2017-04-19 | TRUE | 4 | 19 | 6 | 0.10316 | 0.13457 | 0.13373
[5 empty] | 2600 | 2017-04-19 | TRUE | 4 | 19 | 7 | 0.24214 | 0.26215 | 0.24377
[5 empty] | 2601 | 2017-04-19 | TRUE | 4 | 19 | 8 | 0.38101 | 0.42218 | 0.40719
[5 empty] | 2602 | 2017-04-19 | TRUE | 4 | 19 | 9 | 0.48592 | 0.53009 | 0.50855
[5 empty] | 2603 | 2017-04-19 | TRUE | 4 | 19 | 10 | 0.51536 | 0.6256 | 0.63848
[5 empty] | 2604 | 2017-04-19 | TRUE | 4 | 19 | 11 | 0.5417 | 0.64843 | 0.65377
[5 empty] | 2605 | 2017-04-19 | TRUE | 4 | 19 | 12 | 0.529 | 0.60967 | 0.66453
[5 empty] | 2606 | 2017-04-19 | TRUE | 4 | 19 | 13 | 0.50165 | 0.52493 | 0.53951
[5 empty] | 2607 | 2017-04-19 | TRUE | 4 | 19 | 14 | 0.43455 | 0.39318 | 0.40378
[5 empty] | 2608 | 2017-04-19 | TRUE | 4 | 19 | 15 | 0.33701 | 0.33253 | 0.3559
[5 empty] | 2609 | 2017-04-19 | TRUE | 4 | 19 | 16 | 0.21618 | 0.21584 | 0.22403
[5 empty] | 2610 | 2017-04-19 | TRUE | 4 | 19 | 17 | 0.095124 | 0.08588 | 0.090874
[5 empty] | 2611 | 2017-04-19 | TRUE | 4 | 19 | 18 | 0.010508 | 0.0022704 | 0.0018487
[5 empty] | 2612 | 2017-04-19 | TRUE | 4 | 19 | 19 | 0 | 0 | 0
[5 empty] | 2613 | 2017-04-19 | TRUE | 4 | 19 | 20 | 0 | 0 | 0
[5 empty] | 2614 | 2017-04-19 | TRUE | 4 | 19 | 21 | 0 | 0 | 0
[5 empty] | 2615 | 2017-04-19 | TRUE | 4 | 19 | 22 | 0 | 0 | 0
[5 empty] | 2616 | 2017-04-19 | TRUE | 4 | 19 | 23 | 0 | 0 | 0
[5 empty] | 2617 | 2017-04-20 | TRUE | 4 | 20 | 0 | 0 | 0 | 0
[5 empty] | 2618 | 2017-04-20 | TRUE | 4 | 20 | 1 | 0 | 0 | 0
[5 empty] | 2619 | 2017-04-20 | TRUE | 4 | 20 | 2 | 0 | 0 | 0
[5 empty] | 2620 | 2017-04-20 | TRUE | 4 | 20 | 3 | 0 | 0 | 0
[5 empty] | 2621 | 2017-04-20 | TRUE | 4 | 20 | 4 | 0 | 0 | 0
[5 empty] | 2622 | 2017-04-20 | TRUE | 4 | 20 | 5 | 0.0066103 | 0.010305 | 0.007756
[5 empty] | 2623 | 2017-04-20 | TRUE | 4 | 20 | 6 | 0.10015 | 0.10354 | 0.098447
[5 empty] | 2624 | 2017-04-20 | TRUE | 4 | 20 | 7 | 0.20024 | 0.25449 | 0.27212
[5 empty] | 2625 | 2017-04-20 | TRUE | 4 | 20 | 8 | 0.344 | 0.39774 | 0.38843
[5 empty] | 2626 | 2017-04-20 | TRUE | 4 | 20 | 9 | 0.44466 | 0.46643 | 0.46715
[5 empty] | 2627 | 2017-04-20 | TRUE | 4 | 20 | 10 | 0.4797 | 0.54411 | 0.53414
[5 empty] | 2628 | 2017-04-20 | TRUE | 4 | 20 | 11 | 0.50232 | 0.58202 | 0.55782
[5 empty] | 2629 | 2017-04-20 | TRUE | 4 | 20 | 12 | 0.48427 | 0.67454 | 0.71751
[5 empty] | 2630 | 2017-04-20 | TRUE | 4 | 20 | 13 | 0.45342 | 0.62266 | 0.63642
[5 empty] | 2631 | 2017-04-20 | TRUE | 4 | 20 | 14 | 0.36638 | 0.50862 | 0.5137
[5 empty] | 2632 | 2017-04-20 | TRUE | 4 | 20 | 15 | 0.21919 | 0.40687 | 0.41404
[5 empty] | 2633 | 2017-04-20 | TRUE | 4 | 20 | 16 | 0.15432 | 0.21633 | 0.21527
[5 empty] | 2634 | 2017-04-20 | TRUE | 4 | 20 | 17 | 0.05935 | 0.084695 | 0.077146
[5 empty] | 2635 | 2017-04-20 | TRUE | 4 | 20 | 18 | 0.0035804 | 0.00033684 | 0
[5 empty] | 2636 | 2017-04-20 | TRUE | 4 | 20 | 19 | 0 | 0 | 0
[5 empty] | 2637 | 2017-04-20 | TRUE | 4 | 20 | 20 | 0 | 0 | 0
[5 empty] | 2638 | 2017-04-20 | TRUE | 4 | 20 | 21 | 0 | 0 | 0
[5 empty] | 2639 | 2017-04-20 | TRUE | 4 | 20 | 22 | 0 | 0 | 0
[5 empty] | 2640 | 2017-04-20 | TRUE | 4 | 20 | 23 | 0 | 0 | 0
[5 empty] | 2641 | 2017-04-21 | TRUE | 4 | 21 | 0 | 0 | 0 | 0
[5 empty] | 2642 | 2017-04-21 | TRUE | 4 | 21 | 1 | 0 | 0 | 0
[5 empty] | 2643 | 2017-04-21 | TRUE | 4 | 21 | 2 | 0 | 0 | 0
[5 empty] | 2644 | 2017-04-21 | TRUE | 4 | 21 | 3 | 0 | 0 | 0
[5 empty] | 2645 | 2017-04-21 | TRUE | 4 | 21 | 4 | 0 | 0 | 0
[5 empty] | 2646 | 2017-04-21 | TRUE | 4 | 21 | 5 | 0.0025467 | 0.0042762 | 0.0046177
[5 empty] | 2647 | 2017-04-21 | TRUE | 4 | 21 | 6 | 0.051238 | 0.066516 | 0.058616
[5 empty] | 2648 | 2017-04-21 | TRUE | 4 | 21 | 7 | 0.1124 | 0.083699 | 0.11891
[5 empty] | 2649 | 2017-04-21 | TRUE | 4 | 21 | 8 | 0.16141 | 0.1958 | 0.21115
[5 empty] | 2650 | 2017-04-21 | TRUE | 4 | 21 | 9 | 0.1856 | 0.2567 | 0.27528
[5 empty] | 2651 | 2017-04-21 | TRUE | 4 | 21 | 10 | 0.25204 | 0.3407 | 0.42058
[5 empty] | 2652 | 2017-04-21 | TRUE | 4 | 21 | 11 | 0.32753 | 0.31004 | 0.37509
[5 empty] | 2653 | 2017-04-21 | TRUE | 4 | 21 | 12 | 0.35076 | 0.30479 | 0.30657
[5 empty] | 2654 | 2017-04-21 | TRUE | 4 | 21 | 13 | 0.34581 | 0.33833 | 0.41677
[5 empty] | 2655 | 2017-04-21 | TRUE | 4 | 21 | 14 | 0.33473 | 0.28591 | 0.32046
[5 empty] | 2656 | 2017-04-21 | TRUE | 4 | 21 | 15 | 0.25482 | 0.20321 | 0.28623
[5 empty] | 2657 | 2017-04-21 | TRUE | 4 | 21 | 16 | 0.15895 | 0.1508 | 0.15115
[5 empty] | 2658 | 2017-04-21 | TRUE | 4 | 21 | 17 | 0.072956 | 0.066844 | 0.06161
[5 empty] | 2659 | 2017-04-21 | TRUE | 4 | 21 | 18 | 0.0064071 | 9.2658e-05 | 0.00010442
[5 empty] | 2660 | 2017-04-21 | TRUE | 4 | 21 | 19 | 0 | 0 | 0
[5 empty] | 2661 | 2017-04-21 | TRUE | 4 | 21 | 20 | 0 | 0 | 0
[5 empty] | 2662 | 2017-04-21 | TRUE | 4 | 21 | 21 | 0 | 0 | 0
[5 empty] | 2663 | 2017-04-21 | TRUE | 4 | 21 | 22 | 0 | 0 | 0
[5 empty] | 2664 | 2017-04-21 | TRUE | 4 | 21 | 23 | 0 | 0 | 0
[5 empty] | 2665 | 2017-04-22 | FALSE | 4 | 22 | 0 | 0 | 0 | 0
[5 empty] | 2666 | 2017-04-22 | FALSE | 4 | 22 | 1 | 0 | 0 | 0
[5 empty] | 2667 | 2017-04-22 | FALSE | 4 | 22 | 2 | 0 | 0 | 0
[5 empty] | 2668 | 2017-04-22 | FALSE | 4 | 22 | 3 | 0 | 0 | 0
[5 empty] | 2669 | 2017-04-22 | FALSE | 4 | 22 | 4 | 0 | 0 | 0
[5 empty] | 2670 | 2017-04-22 | FALSE | 4 | 22 | 5 | 0.0046168 | 0.0075991 | 0.0053931
[5 empty] | 2671 | 2017-04-22 | FALSE | 4 | 22 | 6 | 0.074716 | 0.077396 | 0.068504
[5 empty] | 2672 | 2017-04-22 | FALSE | 4 | 22 | 7 | 0.15032 | 0.17391 | 0.14659
[5 empty] | 2673 | 2017-04-22 | FALSE | 4 | 22 | 8 | 0.26906 | 0.29548 | 0.26309
[5 empty] | 2674 | 2017-04-22 | FALSE | 4 | 22 | 9 | 0.37082 | 0.30448 | 0.31628
[5 empty] | 2675 | 2017-04-22 | FALSE | 4 | 22 | 10 | 0.49352 | 0.44236 | 0.35268
[5 empty] | 2676 | 2017-04-22 | FALSE | 4 | 22 | 11 | 0.49487 | 0.4429 | 0.41099
[5 empty] | 2677 | 2017-04-22 | FALSE | 4 | 22 | 12 | 0.52759 | 0.47328 | 0.49594
[5 empty] | 2678 | 2017-04-22 | FALSE | 4 | 22 | 13 | 0.53286 | 0.46923 | 0.52117
[5 empty] | 2679 | 2017-04-22 | FALSE | 4 | 22 | 14 | 0.5213 | 0.4627 | 0.41466
[5 empty] | 2680 | 2017-04-22 | FALSE | 4 | 22 | 15 | 0.39293 | 0.36549 | 0.37192
[5 empty] | 2681 | 2017-04-22 | FALSE | 4 | 22 | 16 | 0.27636 | 0.23096 | 0.19984
[5 empty] | 2682 | 2017-04-22 | FALSE | 4 | 22 | 17 | 0.12318 | 0.089055 | 0.07043
[5 empty] | 2683 | 2017-04-22 | FALSE | 4 | 22 | 18 | 0.017973 | 0.0048269 | 0.002444
[5 empty] | 2684 | 2017-04-22 | FALSE | 4 | 22 | 19 | 0 | 0 | 0
[5 empty] | 2685 | 2017-04-22 | FALSE | 4 | 22 | 20 | 0 | 0 | 0
[5 empty] | 2686 | 2017-04-22 | FALSE | 4 | 22 | 21 | 0 | 0 | 0
[5 empty] | 2687 | 2017-04-22 | FALSE | 4 | 22 | 22 | 0 | 0 | 0
[5 empty] | 2688 | 2017-04-22 | FALSE | 4 | 22 | 23 | 0 | 0 | 0
[5 empty] | 2689 | 2017-04-23 | FALSE | 4 | 23 | 0 | 0 | 0 | 0
[5 empty] | 2690 | 2017-04-23 | FALSE | 4 | 23 | 1 | 0 | 0 | 0
[5 empty] | 2691 | 2017-04-23 | FALSE | 4 | 23 | 2 | 0 | 0 | 0
[5 empty] | 2692 | 2017-04-23 | FALSE | 4 | 23 | 3 | 0 | 0 | 0
[5 empty] | 2693 | 2017-04-23 | FALSE | 4 | 23 | 4 | 0 | 0 | 0
[5 empty] | 2694 | 2017-04-23 | FALSE | 4 | 23 | 5 | 0.014473 | 0.022671 | 0.018911
[5 empty] | 2695 | 2017-04-23 | FALSE | 4 | 23 | 6 | 0.13123 | 0.14801 | 0.13926
[5 empty] | 2696 | 2017-04-23 | FALSE | 4 | 23 | 7 | 0.30314 | 0.32682 | 0.31911
[5 empty] | 2697 | 2017-04-23 | FALSE | 4 | 23 | 8 | 0.45395 | 0.48602 | 0.48278
[5 empty] | 2698 | 2017-04-23 | FALSE | 4 | 23 | 9 | 0.58035 | 0.60773 | 0.61552
[5 empty] | 2699 | 2017-04-23 | FALSE | 4 | 23 | 10 | 0.63291 | 0.67313 | 0.68136
[5 empty] | 2700 | 2017-04-23 | FALSE | 4 | 23 | 11 | 0.68282 | 0.69431 | 0.71933
[5 empty] | 2701 | 2017-04-23 | FALSE | 4 | 23 | 12 | 0.67513 | 0.68547 | 0.70846
[5 empty] | 2702 | 2017-04-23 | FALSE | 4 | 23 | 13 | 0.63482 | 0.61715 | 0.62518
[5 empty] | 2703 | 2017-04-23 | FALSE | 4 | 23 | 14 | 0.52519 | 0.52997 | 0.5301
[5 empty] | 2704 | 2017-04-23 | FALSE | 4 | 23 | 15 | 0.42376 | 0.40032 | 0.39417
[5 empty] | 2705 | 2017-04-23 | FALSE | 4 | 23 | 16 | 0.2674 | 0.26461 | 0.25776
[5 empty] | 2706 | 2017-04-23 | FALSE | 4 | 23 | 17 | 0.11652 | 0.10426 | 0.10093
[5 empty] | 2707 | 2017-04-23 | FALSE | 4 | 23 | 18 | 0.017169 | 0.0070624 | 0.0046098
[5 empty] | 2708 | 2017-04-23 | FALSE | 4 | 23 | 19 | 0 | 0 | 0
[5 empty] | 2709 | 2017-04-23 | FALSE | 4 | 23 | 20 | 0 | 0 | 0
[5 empty] | 2710 | 2017-04-23 | FALSE | 4 | 23 | 21 | 0 | 0 | 0
[5 empty] | 2711 | 2017-04-23 | FALSE | 4 | 23 | 22 | 0 | 0 | 0
[5 empty] | 2712 | 2017-04-23 | FALSE | 4 | 23 | 23 | 0 | 0 | 0
[5 empty] | 2713 | 2017-04-24 | TRUE | 4 | 24 | 0 | 0 | 0 | 0
[5 empty] | 2714 | 2017-04-24 | TRUE | 4 | 24 | 1 | 0 | 0 | 0
[5 empty] | 2715 | 2017-04-24 | TRUE | 4 | 24 | 2 | 0 | 0 | 0
[5 empty] | 2716 | 2017-04-24 | TRUE | 4 | 24 | 3 | 0 | 0 | 0
[5 empty] | 2717 | 2017-04-24 | TRUE | 4 | 24 | 4 | 0 | 0 | 0
[5 empty] | 2718 | 2017-04-24 | TRUE | 4 | 24 | 5 | 0.0088194 | 0.010489 | 0.01102
[5 empty] | 2719 | 2017-04-24 | TRUE | 4 | 24 | 6 | 0.074998 | 0.071874 | 0.072998
[5 empty] | 2720 | 2017-04-24 | TRUE | 4 | 24 | 7 | 0.16064 | 0.14844 | 0.1499
[5 empty] | 2721 | 2017-04-24 | TRUE | 4 | 24 | 8 | 0.27518 | 0.25576 | 0.24056
[5 empty] | 2722 | 2017-04-24 | TRUE | 4 | 24 | 9 | 0.37164 | 0.31541 | 0.32184
[5 empty] | 2723 | 2017-04-24 | TRUE | 4 | 24 | 10 | 0.4357 | 0.35147 | 0.33566
[5 empty] | 2724 | 2017-04-24 | TRUE | 4 | 24 | 11 | 0.47154 | 0.35124 | 0.31228
[5 empty] | 2725 | 2017-04-24 | TRUE | 4 | 24 | 12 | 0.46484 | 0.35284 | 0.35489
[5 empty] | 2726 | 2017-04-24 | TRUE | 4 | 24 | 13 | 0.4662 | 0.32288 | 0.24619
[5 empty] | 2727 | 2017-04-24 | TRUE | 4 | 24 | 14 | 0.40583 | 0.26326 | 0.26125
[5 empty] | 2728 | 2017-04-24 | TRUE | 4 | 24 | 15 | 0.31227 | 0.21415 | 0.22228
[5 empty] | 2729 | 2017-04-24 | TRUE | 4 | 24 | 16 | 0.19838 | 0.15724 | 0.19585
[5 empty] | 2730 | 2017-04-24 | TRUE | 4 | 24 | 17 | 0.10067 | 0.087676 | 0.098245
[5 empty] | 2731 | 2017-04-24 | TRUE | 4 | 24 | 18 | 0.014925 | 0.0040579 | 0.0038238
[5 empty] | 2732 | 2017-04-24 | TRUE | 4 | 24 | 19 | 0 | 0 | 0
[5 empty] | 2733 | 2017-04-24 | TRUE | 4 | 24 | 20 | 0 | 0 | 0
[5 empty] | 2734 | 2017-04-24 | TRUE | 4 | 24 | 21 | 0 | 0 | 0
[5 empty] | 2735 | 2017-04-24 | TRUE | 4 | 24 | 22 | 0 | 0 | 0
[5 empty] | 2736 | 2017-04-24 | TRUE | 4 | 24 | 23 | 0 | 0 | 0
[5 empty] | 2737 | 2017-04-25 | TRUE | 4 | 25 | 0 | 0 | 0 | 0
[5 empty] | 2738 | 2017-04-25 | TRUE | 4 | 25 | 1 | 0 | 0 | 0
[5 empty] | 2739 | 2017-04-25 | TRUE | 4 | 25 | 2 | 0 | 0 | 0
[5 empty] | 2740 | 2017-04-25 | TRUE | 4 | 25 | 3 | 0 | 0 | 0
[5 empty] | 2741 | 2017-04-25 | TRUE | 4 | 25 | 4 | 0 | 0 | 0
[5 empty] | 2742 | 2017-04-25 | TRUE | 4 | 25 | 5 | 0.0035068 | 0.0068376 | 0.009002
[5 empty] | 2743 | 2017-04-25 | TRUE | 4 | 25 | 6 | 0.037233 | 0.045212 | 0.062904
[5 empty] | 2744 | 2017-04-25 | TRUE | 4 | 25 | 7 | 0.10097 | 0.08952 | 0.10047
[5 empty] | 2745 | 2017-04-25 | TRUE | 4 | 25 | 8 | 0.15436 | 0.15568 | 0.23476
[5 empty] | 2746 | 2017-04-25 | TRUE | 4 | 25 | 9 | 0.22729 | 0.24767 | 0.35865
[5 empty] | 2747 | 2017-04-25 | TRUE | 4 | 25 | 10 | 0.27919 | 0.27997 | 0.43321
[5 empty] | 2748 | 2017-04-25 | TRUE | 4 | 25 | 11 | 0.3021 | 0.37058 | 0.51742
[5 empty] | 2749 | 2017-04-25 | TRUE | 4 | 25 | 12 | 0.36345 | 0.30248 | 0.34371
[5 empty] | 2750 | 2017-04-25 | TRUE | 4 | 25 | 13 | 0.32373 | 0.232 | 0.2931
[5 empty] | 2751 | 2017-04-25 | TRUE | 4 | 25 | 14 | 0.34538 | 0.33289 | 0.40176
[5 empty] | 2752 | 2017-04-25 | TRUE | 4 | 25 | 15 | 0.25305 | 0.21364 | 0.23679
[5 empty] | 2753 | 2017-04-25 | TRUE | 4 | 25 | 16 | 0.17416 | 0.18804 | 0.226
[5 empty] | 2754 | 2017-04-25 | TRUE | 4 | 25 | 17 | 0.094618 | 0.078579 | 0.10178
[5 empty] | 2755 | 2017-04-25 | TRUE | 4 | 25 | 18 | 0.017258 | 0.0039369 | 0.0043898
[5 empty] | 2756 | 2017-04-25 | TRUE | 4 | 25 | 19 | 0 | 0 | 0
[5 empty] | 2757 | 2017-04-25 | TRUE | 4 | 25 | 20 | 0 | 0 | 0
[5 empty] | 2758 | 2017-04-25 | TRUE | 4 | 25 | 21 | 0 | 0 | 0
[5 empty] | 2759 | 2017-04-25 | TRUE | 4 | 25 | 22 | 0 | 0 | 0
[5 empty] | 2760 | 2017-04-25 | TRUE | 4 | 25 | 23 | 0 | 0 | 0
[5 empty] | 2761 | 2017-04-26 | TRUE | 4 | 26 | 0 | 0 | 0 | 0
[5 empty] | 2762 | 2017-04-26 | TRUE | 4 | 26 | 1 | 0 | 0 | 0
[5 empty] | 2763 | 2017-04-26 | TRUE | 4 | 26 | 2 | 0 | 0 | 0
[5 empty] | 2764 | 2017-04-26 | TRUE | 4 | 26 | 3 | 0 | 0 | 0
[5 empty] | 2765 | 2017-04-26 | TRUE | 4 | 26 | 4 | 0 | 0 | 0
[5 empty] | 2766 | 2017-04-26 | TRUE | 4 | 26 | 5 | 0.013794 | 0.017096 | 0.011229
[5 empty] | 2767 | 2017-04-26 | TRUE | 4 | 26 | 6 | 0.11154 | 0.11386 | 0.09243
[5 empty] | 2768 | 2017-04-26 | TRUE | 4 | 26 | 7 | 0.22878 | 0.26091 | 0.23658
[5 empty] | 2769 | 2017-04-26 | TRUE | 4 | 26 | 8 | 0.33508 | 0.35322 | 0.31306
[5 empty] | 2770 | 2017-04-26 | TRUE | 4 | 26 | 9 | 0.41472 | 0.35207 | 0.34631
[5 empty] | 2771 | 2017-04-26 | TRUE | 4 | 26 | 10 | 0.49147 | 0.39348 | 0.40601
[5 empty] | 2772 | 2017-04-26 | TRUE | 4 | 26 | 11 | 0.566 | 0.49132 | 0.49537
[5 empty] | 2773 | 2017-04-26 | TRUE | 4 | 26 | 12 | 0.52562 | 0.44187 | 0.41791
[5 empty] | 2774 | 2017-04-26 | TRUE | 4 | 26 | 13 | 0.54219 | 0.41707 | 0.38504
[5 empty] | 2775 | 2017-04-26 | TRUE | 4 | 26 | 14 | 0.43496 | 0.30723 | 0.26479
[5 empty] | 2776 | 2017-04-26 | TRUE | 4 | 26 | 15 | 0.35941 | 0.29524 | 0.29395
[5 empty] | 2777 | 2017-04-26 | TRUE | 4 | 26 | 16 | 0.2153 | 0.14221 | 0.14152
[5 empty] | 2778 | 2017-04-26 | TRUE | 4 | 26 | 17 | 0.10416 | 0.059825 | 0.042933
[5 empty] | 2779 | 2017-04-26 | TRUE | 4 | 26 | 18 | 0.018609 | 0.0073633 | 0.0057892
[5 empty] | 2780 | 2017-04-26 | TRUE | 4 | 26 | 19 | 0 | 0 | 0
[5 empty] | 2781 | 2017-04-26 | TRUE | 4 | 26 | 20 | 0 | 0 | 0
[5 empty] | 2782 | 2017-04-26 | TRUE | 4 | 26 | 21 | 0 | 0 | 0
[5 empty] | 2783 | 2017-04-26 | TRUE | 4 | 26 | 22 | 0 | 0 | 0
[5 empty] | 2784 | 2017-04-26 | TRUE | 4 | 26 | 23 | 0 | 0 | 0
[5 empty] | 2785 | 2017-04-27 | TRUE | 4 | 27 | 0 | 0 | 0 | 0
[5 empty] | 2786 | 2017-04-27 | TRUE | 4 | 27 | 1 | 0 | 0 | 0
[5 empty] | 2787 | 2017-04-27 | TRUE | 4 | 27 | 2 | 0 | 0 | 0
[5 empty] | 2788 | 2017-04-27 | TRUE | 4 | 27 | 3 | 0 | 0 | 0
[5 empty] | 2789 | 2017-04-27 | TRUE | 4 | 27 | 4 | 0 | 0 | 0
[5 empty] | 2790 | 2017-04-27 | TRUE | 4 | 27 | 5 | 0.017169 | 0.028164 | 0.023039
[5 empty] | 2791 | 2017-04-27 | TRUE | 4 | 27 | 6 | 0.10587 | 0.12877 | 0.13876
[5 empty] | 2792 | 2017-04-27 | TRUE | 4 | 27 | 7 | 0.2178 | 0.24887 | 0.2302
[5 empty] | 2793 | 2017-04-27 | TRUE | 4 | 27 | 8 | 0.32939 | 0.35001 | 0.35441
[5 empty] | 2794 | 2017-04-27 | TRUE | 4 | 27 | 9 | 0.43101 | 0.45194 | 0.5152
[5 empty] | 2795 | 2017-04-27 | TRUE | 4 | 27 | 10 | 0.45925 | 0.45732 | 0.52405
[5 empty] | 2796 | 2017-04-27 | TRUE | 4 | 27 | 11 | 0.47151 | 0.45121 | 0.46174
[5 empty] | 2797 | 2017-04-27 | TRUE | 4 | 27 | 12 | 0.45238 | 0.46989 | 0.49199
[5 empty] | 2798 | 2017-04-27 | TRUE | 4 | 27 | 13 | 0.44824 | 0.52563 | 0.52218
[5 empty] | 2799 | 2017-04-27 | TRUE | 4 | 27 | 14 | 0.37592 | 0.40462 | 0.41528
[5 empty] | 2800 | 2017-04-27 | TRUE | 4 | 27 | 15 | 0.26996 | 0.27126 | 0.23707
[5 empty] | 2801 | 2017-04-27 | TRUE | 4 | 27 | 16 | 0.16747 | 0.12729 | 0.086054
[5 empty] | 2802 | 2017-04-27 | TRUE | 4 | 27 | 17 | 0.076928 | 0.057076 | 0.0306
[5 empty] | 2803 | 2017-04-27 | TRUE | 4 | 27 | 18 | 0.010856 | 0.0042098 | 0.0027003
[5 empty] | 2804 | 2017-04-27 | TRUE | 4 | 27 | 19 | 0 | 0 | 0
[5 empty] | 2805 | 2017-04-27 | TRUE | 4 | 27 | 20 | 0 | 0 | 0
[5 empty] | 2806 | 2017-04-27 | TRUE | 4 | 27 | 21 | 0 | 0 | 0
[5 empty] | 2807 | 2017-04-27 | TRUE | 4 | 27 | 22 | 0 | 0 | 0
[5 empty] | 2808 | 2017-04-27 | TRUE | 4 | 27 | 23 | 0 | 0 | 0
[5 empty] | 2809 | 2017-04-28 | TRUE | 4 | 28 | 0 | 0 | 0 | 0
[5 empty] | 2810 | 2017-04-28 | TRUE | 4 | 28 | 1 | 0 | 0 | 0
[5 empty] | 2811 | 2017-04-28 | TRUE | 4 | 28 | 2 | 0 | 0 | 0
[5 empty] | 2812 | 2017-04-28 | TRUE | 4 | 28 | 3 | 0 | 0 | 0
[5 empty] | 2813 | 2017-04-28 | TRUE | 4 | 28 | 4 | 0 | 0 | 0
[5 empty] | 2814 | 2017-04-28 | TRUE | 4 | 28 | 5 | 0.01262 | 0.011961 | 0.011299
[5 empty] | 2815 | 2017-04-28 | TRUE | 4 | 28 | 6 | 0.094445 | 0.075949 | 0.070149
[5 empty] | 2816 | 2017-04-28 | TRUE | 4 | 28 | 7 | 0.21608 | 0.23204 | 0.21958
[5 empty] | 2817 | 2017-04-28 | TRUE | 4 | 28 | 8 | 0.32683 | 0.35117 | 0.35155
[5 empty] | 2818 | 2017-04-28 | TRUE | 4 | 28 | 9 | 0.38251 | 0.4114 | 0.38558
[5 empty] | 2819 | 2017-04-28 | TRUE | 4 | 28 | 10 | 0.4601 | 0.52564 | 0.48876
[5 empty] | 2820 | 2017-04-28 | TRUE | 4 | 28 | 11 | 0.41924 | 0.46302 | 0.52154
[5 empty] | 2821 | 2017-04-28 | TRUE | 4 | 28 | 12 | 0.41388 | 0.52983 | 0.53797
[5 empty] | 2822 | 2017-04-28 | TRUE | 4 | 28 | 13 | 0.41674 | 0.46749 | 0.49959
[5 empty] | 2823 | 2017-04-28 | TRUE | 4 | 28 | 14 | 0.32599 | 0.40469 | 0.45332
[5 empty] | 2824 | 2017-04-28 | TRUE | 4 | 28 | 15 | 0.25571 | 0.29102 | 0.334
[5 empty] | 2825 | 2017-04-28 | TRUE | 4 | 28 | 16 | 0.16464 | 0.16349 | 0.20476
[5 empty] | 2826 | 2017-04-28 | TRUE | 4 | 28 | 17 | 0.084562 | 0.065226 | 0.082563
[5 empty] | 2827 | 2017-04-28 | TRUE | 4 | 28 | 18 | 0.017443 | 0.0056207 | 0.0067891
[5 empty] | 2828 | 2017-04-28 | TRUE | 4 | 28 | 19 | 0 | 0 | 0
[5 empty] | 2829 | 2017-04-28 | TRUE | 4 | 28 | 20 | 0 | 0 | 0
[5 empty] | 2830 | 2017-04-28 | TRUE | 4 | 28 | 21 | 0 | 0 | 0
[5 empty] | 2831 | 2017-04-28 | TRUE | 4 | 28 | 22 | 0 | 0 | 0
[5 empty] | 2832 | 2017-04-28 | TRUE | 4 | 28 | 23 | 0 | 0 | 0
[5 empty] | 2833 | 2017-04-29 | FALSE | 4 | 29 | 0 | 0 | 0 | 0
[5 empty] | 2834 | 2017-04-29 | FALSE | 4 | 29 | 1 | 0 | 0 | 0
[5 empty] | 2835 | 2017-04-29 | FALSE | 4 | 29 | 2 | 0 | 0 | 0
[5 empty] | 2836 | 2017-04-29 | FALSE | 4 | 29 | 3 | 0 | 0 | 0
[5 empty] | 2837 | 2017-04-29 | FALSE | 4 | 29 | 4 | 0 | 0 | 0
[5 empty] | 2838 | 2017-04-29 | FALSE | 4 | 29 | 5 | 0.015573 | 0.022245 | 0.021344
[5 empty] | 2839 | 2017-04-29 | FALSE | 4 | 29 | 6 | 0.10287 | 0.12332 | 0.1301
[5 empty] | 2840 | 2017-04-29 | FALSE | 4 | 29 | 7 | 0.23626 | 0.29729 | 0.28212
[5 empty] | 2841 | 2017-04-29 | FALSE | 4 | 29 | 8 | 0.36562 | 0.42817 | 0.44536
[5 empty] | 2842 | 2017-04-29 | FALSE | 4 | 29 | 9 | 0.44711 | 0.54576 | 0.58511
[5 empty] | 2843 | 2017-04-29 | FALSE | 4 | 29 | 10 | 0.50636 | 0.59313 | 0.6369
[5 empty] | 2844 | 2017-04-29 | FALSE | 4 | 29 | 11 | 0.54355 | 0.65279 | 0.72576
[5 empty] | 2845 | 2017-04-29 | FALSE | 4 | 29 | 12 | 0.52753 | 0.6388 | 0.66324
[5 empty] | 2846 | 2017-04-29 | FALSE | 4 | 29 | 13 | 0.46771 | 0.59872 | 0.61851
[5 empty] | 2847 | 2017-04-29 | FALSE | 4 | 29 | 14 | 0.4169 | 0.46359 | 0.48426
[5 empty] | 2848 | 2017-04-29 | FALSE | 4 | 29 | 15 | 0.34225 | 0.35244 | 0.38895
[5 empty] | 2849 | 2017-04-29 | FALSE | 4 | 29 | 16 | 0.23345 | 0.20465 | 0.23833
[5 empty] | 2850 | 2017-04-29 | FALSE | 4 | 29 | 17 | 0.11576 | 0.098967 | 0.11536
[5 empty] | 2851 | 2017-04-29 | FALSE | 4 | 29 | 18 | 0.022452 | 0.0093382 | 0.010528
[5 empty] | 2852 | 2017-04-29 | FALSE | 4 | 29 | 19 | 0 | 0 | 0
[5 empty] | 2853 | 2017-04-29 | FALSE | 4 | 29 | 20 | 0 | 0 | 0
[5 empty] | 2854 | 2017-04-29 | FALSE | 4 | 29 | 21 | 0 | 0 | 0
[5 empty] | 2855 | 2017-04-29 | FALSE | 4 | 29 | 22 | 0 | 0 | 0
[5 empty] | 2856 | 2017-04-29 | FALSE | 4 | 29 | 23 | 0 | 0 | 0
[5 empty] | 2857 | 2017-04-30 | FALSE | 4 | 30 | 0 | 0 | 0 | 0
[5 empty] | 2858 | 2017-04-30 | FALSE | 4 | 30 | 1 | 0 | 0 | 0
[5 empty] | 2859 | 2017-04-30 | FALSE | 4 | 30 | 2 | 0 | 0 | 0
[5 empty] | 2860 | 2017-04-30 | FALSE | 4 | 30 | 3 | 0 | 0 | 0
[5 empty] | 2861 | 2017-04-30 | FALSE | 4 | 30 | 4 | 0 | 0 | 0
[5 empty] | 2862 | 2017-04-30 | FALSE | 4 | 30 | 5 | 0.011927 | 0.015047 | 0.014476
[5 empty] | 2863 | 2017-04-30 | FALSE | 4 | 30 | 6 | 0.076211 | 0.08462 | 0.088878
[5 empty] | 2864 | 2017-04-30 | FALSE | 4 | 30 | 7 | 0.17007 | 0.18374 | 0.17215
[5 empty] | 2865 | 2017-04-30 | FALSE | 4 | 30 | 8 | 0.21827 | 0.27964 | 0.2518
[5 empty] | 2866 | 2017-04-30 | FALSE | 4 | 30 | 9 | 0.25965 | 0.32917 | 0.37339
[5 empty] | 2867 | 2017-04-30 | FALSE | 4 | 30 | 10 | 0.30822 | 0.29813 | 0.39222
[5 empty] | 2868 | 2017-04-30 | FALSE | 4 | 30 | 11 | 0.32075 | 0.31377 | 0.37265
[5 empty] | 2869 | 2017-04-30 | FALSE | 4 | 30 | 12 | 0.30969 | 0.26701 | 0.30802
[5 empty] | 2870 | 2017-04-30 | FALSE | 4 | 30 | 13 | 0.32744 | 0.23484 | 0.26088
[5 empty] | 2871 | 2017-04-30 | FALSE | 4 | 30 | 14 | 0.23172 | 0.19383 | 0.21857
[5 empty] | 2872 | 2017-04-30 | FALSE | 4 | 30 | 15 | 0.18551 | 0.090566 | 0.082586
[5 empty] | 2873 | 2017-04-30 | FALSE | 4 | 30 | 16 | 0.1262 | 0.041976 | 0.050143
[5 empty] | 2874 | 2017-04-30 | FALSE | 4 | 30 | 17 | 0.092803 | 0.041986 | 0.071707
[5 empty] | 2875 | 2017-04-30 | FALSE | 4 | 30 | 18 | 0.019992 | 0.0042881 | 0.0053873
[5 empty] | 2876 | 2017-04-30 | FALSE | 4 | 30 | 19 | 0 | 0 | 0
[5 empty] | 2877 | 2017-04-30 | FALSE | 4 | 30 | 20 | 0 | 0 | 0
[5 empty] | 2878 | 2017-04-30 | FALSE | 4 | 30 | 21 | 0 | 0 | 0
[5 empty] | 2879 | 2017-04-30 | FALSE | 4 | 30 | 22 | 0 | 0 | 0
[5 empty] | 2880 | 2017-04-30 | FALSE | 4 | 30 | 23 | 0 | 0 | 0
[5 empty] | 2881 | 2017-05-01 | TRUE | 5 | 1 | 0 | 0 | 0 | 0
[5 empty] | 2882 | 2017-05-01 | TRUE | 5 | 1 | 1 | 0 | 0 | 0
[5 empty] | 2883 | 2017-05-01 | TRUE | 5 | 1 | 2 | 0 | 0 | 0
[5 empty] | 2884 | 2017-05-01 | TRUE | 5 | 1 | 3 | 0 | 0 | 0
[5 empty] | 2885 | 2017-05-01 | TRUE | 5 | 1 | 4 | 0 | 0 | 0
[5 empty] | 2886 | 2017-05-01 | TRUE | 5 | 1 | 5 | 0.004902 | 0.012957 | 0.015659
[5 empty] | 2887 | 2017-05-01 | TRUE | 5 | 1 | 6 | 0.040743 | 0.075462 | 0.093884
[5 empty] | 2888 | 2017-05-01 | TRUE | 5 | 1 | 7 | 0.097192 | 0.12237 | 0.14026
[5 empty] | 2889 | 2017-05-01 | TRUE | 5 | 1 | 8 | 0.17938 | 0.24006 | 0.22919
[5 empty] | 2890 | 2017-05-01 | TRUE | 5 | 1 | 9 | 0.21842 | 0.32035 | 0.34768
[5 empty] | 2891 | 2017-05-01 | TRUE | 5 | 1 | 10 | 0.30783 | 0.26908 | 0.18734
[5 empty] | 2892 | 2017-05-01 | TRUE | 5 | 1 | 11 | 0.28593 | 0.36683 | 0.34559
[5 empty] | 2893 | 2017-05-01 | TRUE | 5 | 1 | 12 | 0.29048 | 0.35194 | 0.34692
[5 empty] | 2894 | 2017-05-01 | TRUE | 5 | 1 | 13 | 0.28609 | 0.37035 | 0.43586
[5 empty] | 2895 | 2017-05-01 | TRUE | 5 | 1 | 14 | 0.25067 | 0.34671 | 0.42056
[5 empty] | 2896 | 2017-05-01 | TRUE | 5 | 1 | 15 | 0.19976 | 0.29576 | 0.32328
[5 empty] | 2897 | 2017-05-01 | TRUE | 5 | 1 | 16 | 0.1154 | 0.17052 | 0.24633
[5 empty] | 2898 | 2017-05-01 | TRUE | 5 | 1 | 17 | 0.054384 | 0.075056 | 0.10866
[5 empty] | 2899 | 2017-05-01 | TRUE | 5 | 1 | 18 | 0.012814 | 0.0085313 | 0.010134
[5 empty] | 2900 | 2017-05-01 | TRUE | 5 | 1 | 19 | 0 | 0 | 0
[5 empty] | 2901 | 2017-05-01 | TRUE | 5 | 1 | 20 | 0 | 0 | 0
[5 empty] | 2902 | 2017-05-01 | TRUE | 5 | 1 | 21 | 0 | 0 | 0
[5 empty] | 2903 | 2017-05-01 | TRUE | 5 | 1 | 22 | 0 | 0 | 0
[5 empty] | 2904 | 2017-05-01 | TRUE | 5 | 1 | 23 | 0 | 0 | 0
[5 empty] | 2905 | 2017-05-02 | TRUE | 5 | 2 | 0 | 0 | 0 | 0
[5 empty] | 2906 | 2017-05-02 | TRUE | 5 | 2 | 1 | 0 | 0 | 0
[5 empty] | 2907 | 2017-05-02 | TRUE | 5 | 2 | 2 | 0 | 0 | 0
[5 empty] | 2908 | 2017-05-02 | TRUE | 5 | 2 | 3 | 0 | 0 | 0
[5 empty] | 2909 | 2017-05-02 | TRUE | 5 | 2 | 4 | 0 | 0 | 0
[5 empty] | 2910 | 2017-05-02 | TRUE | 5 | 2 | 5 | 0.019929 | 0.021707 | 0.019966
[5 empty] | 2911 | 2017-05-02 | TRUE | 5 | 2 | 6 | 0.10116 | 0.1036 | 0.10669
[5 empty] | 2912 | 2017-05-02 | TRUE | 5 | 2 | 7 | 0.20216 | 0.19663 | 0.2183
[5 empty] | 2913 | 2017-05-02 | TRUE | 5 | 2 | 8 | 0.30101 | 0.35564 | 0.37982
[5 empty] | 2914 | 2017-05-02 | TRUE | 5 | 2 | 9 | 0.35107 | 0.39019 | 0.40578
[5 empty] | 2915 | 2017-05-02 | TRUE | 5 | 2 | 10 | 0.3978 | 0.44369 | 0.47632
[5 empty] | 2916 | 2017-05-02 | TRUE | 5 | 2 | 11 | 0.42035 | 0.38608 | 0.39041
[5 empty] | 2917 | 2017-05-02 | TRUE | 5 | 2 | 12 | 0.42192 | 0.41983 | 0.48026
[5 empty] | 2918 | 2017-05-02 | TRUE | 5 | 2 | 13 | 0.45445 | 0.44882 | 0.52873
[5 empty] | 2919 | 2017-05-02 | TRUE | 5 | 2 | 14 | 0.38637 | 0.42254 | 0.49225
[5 empty] | 2920 | 2017-05-02 | TRUE | 5 | 2 | 15 | 0.28451 | 0.27967 | 0.3128
[5 empty] | 2921 | 2017-05-02 | TRUE | 5 | 2 | 16 | 0.19611 | 0.19917 | 0.21305
[5 empty] | 2922 | 2017-05-02 | TRUE | 5 | 2 | 17 | 0.10739 | 0.080154 | 0.078009
[5 empty] | 2923 | 2017-05-02 | TRUE | 5 | 2 | 18 | 0.022625 | 0.0094985 | 0.0095084
[5 empty] | 2924 | 2017-05-02 | TRUE | 5 | 2 | 19 | 0 | 0 | 0
[5 empty] | 2925 | 2017-05-02 | TRUE | 5 | 2 | 20 | 0 | 0 | 0
[5 empty] | 2926 | 2017-05-02 | TRUE | 5 | 2 | 21 | 0 | 0 | 0
[5 empty] | 2927 | 2017-05-02 | TRUE | 5 | 2 | 22 | 0 | 0 | 0
[5 empty] | 2928 | 2017-05-02 | TRUE | 5 | 2 | 23 | 0 | 0 | 0
[5 empty] | 2929 | 2017-05-03 | TRUE | 5 | 3 | 0 | 0 | 0 | 0
[5 empty] | 2930 | 2017-05-03 | TRUE | 5 | 3 | 1 | 0 | 0 | 0
[5 empty] | 2931 | 2017-05-03 | TRUE | 5 | 3 | 2 | 0 | 0 | 0
[5 empty] | 2932 | 2017-05-03 | TRUE | 5 | 3 | 3 | 0 | 0 | 0
[5 empty] | 2933 | 2017-05-03 | TRUE | 5 | 3 | 4 | 0 | 0 | 0
[5 empty] | 2934 | 2017-05-03 | TRUE | 5 | 3 | 5 | 0.017489 | 0.021693 | 0.023089
[5 empty] | 2935 | 2017-05-03 | TRUE | 5 | 3 | 6 | 0.098665 | 0.10473 | 0.11627
[5 empty] | 2936 | 2017-05-03 | TRUE | 5 | 3 | 7 | 0.22365 | 0.23728 | 0.2741
[5 empty] | 2937 | 2017-05-03 | TRUE | 5 | 3 | 8 | 0.34984 | 0.33284 | 0.33985
[5 empty] | 2938 | 2017-05-03 | TRUE | 5 | 3 | 9 | 0.44799 | 0.38292 | 0.36168
[5 empty] | 2939 | 2017-05-03 | TRUE | 5 | 3 | 10 | 0.52132 | 0.40534 | 0.40307
[5 empty] | 2940 | 2017-05-03 | TRUE | 5 | 3 | 11 | 0.53576 | 0.41091 | 0.33971
[5 empty] | 2941 | 2017-05-03 | TRUE | 5 | 3 | 12 | 0.56919 | 0.49537 | 0.50943
[5 empty] | 2942 | 2017-05-03 | TRUE | 5 | 3 | 13 | 0.50886 | 0.43718 | 0.49131
[5 empty] | 2943 | 2017-05-03 | TRUE | 5 | 3 | 14 | 0.47914 | 0.41291 | 0.42693
[5 empty] | 2944 | 2017-05-03 | TRUE | 5 | 3 | 15 | 0.36254 | 0.27848 | 0.36284
[5 empty] | 2945 | 2017-05-03 | TRUE | 5 | 3 | 16 | 0.26919 | 0.18334 | 0.20008
[5 empty] | 2946 | 2017-05-03 | TRUE | 5 | 3 | 17 | 0.13821 | 0.079924 | 0.058354
[5 empty] | 2947 | 2017-05-03 | TRUE | 5 | 3 | 18 | 0.029964 | 0.015215 | 0.016302
[5 empty] | 2948 | 2017-05-03 | TRUE | 5 | 3 | 19 | 0 | 0 | 0
[5 empty] | 2949 | 2017-05-03 | TRUE | 5 | 3 | 20 | 0 | 0 | 0
[5 empty] | 2950 | 2017-05-03 | TRUE | 5 | 3 | 21 | 0 | 0 | 0
[5 empty] | 2951 | 2017-05-03 | TRUE | 5 | 3 | 22 | 0 | 0 | 0
[5 empty] | 2952 | 2017-05-03 | TRUE | 5 | 3 | 23 | 0 | 0 | 0
[5 empty] | 2953 | 2017-05-04 | TRUE | 5 | 4 | 0 | 0 | 0 | 0
[5 empty] | 2954 | 2017-05-04 | TRUE | 5 | 4 | 1 | 0 | 0 | 0
[5 empty] | 2955 | 2017-05-04 | TRUE | 5 | 4 | 2 | 0 | 0 | 0
[5 empty] | 2956 | 2017-05-04 | TRUE | 5 | 4 | 3 | 0 | 0 | 0
[5 empty] | 2957 | 2017-05-04 | TRUE | 5 | 4 | 4 | 0 | 0 | 0
[5 empty] | 2958 | 2017-05-04 | TRUE | 5 | 4 | 5 | 0.029185 | 0.036842 | 0.03315
[5 empty] | 2959 | 2017-05-04 | TRUE | 5 | 4 | 6 | 0.13193 | 0.15273 | 0.14647
[5 empty] | 2960 | 2017-05-04 | TRUE | 5 | 4 | 7 | 0.2658 | 0.32416 | 0.32064
[5 empty] | 2961 | 2017-05-04 | TRUE | 5 | 4 | 8 | 0.37252 | 0.41298 | 0.40234
[5 empty] | 2962 | 2017-05-04 | TRUE | 5 | 4 | 9 | 0.4415 | 0.47689 | 0.48493
[5 empty] | 2963 | 2017-05-04 | TRUE | 5 | 4 | 10 | 0.46472 | 0.47068 | 0.53194
[5 empty] | 2964 | 2017-05-04 | TRUE | 5 | 4 | 11 | 0.43898 | 0.52437 | 0.59553
[5 empty] | 2965 | 2017-05-04 | TRUE | 5 | 4 | 12 | 0.43762 | 0.5809 | 0.66956
[5 empty] | 2966 | 2017-05-04 | TRUE | 5 | 4 | 13 | 0.41365 | 0.51503 | 0.55324
[5 empty] | 2967 | 2017-05-04 | TRUE | 5 | 4 | 14 | 0.30746 | 0.41785 | 0.46076
[5 empty] | 2968 | 2017-05-04 | TRUE | 5 | 4 | 15 | 0.26699 | 0.29506 | 0.32212
[5 empty] | 2969 | 2017-05-04 | TRUE | 5 | 4 | 16 | 0.16811 | 0.18079 | 0.1812
[5 empty] | 2970 | 2017-05-04 | TRUE | 5 | 4 | 17 | 0.085144 | 0.078786 | 0.074306
[5 empty] | 2971 | 2017-05-04 | TRUE | 5 | 4 | 18 | 0.017001 | 0.010245 | 0.0096414
[5 empty] | 2972 | 2017-05-04 | TRUE | 5 | 4 | 19 | 0 | 0 | 0
[5 empty] | 2973 | 2017-05-04 | TRUE | 5 | 4 | 20 | 0 | 0 | 0
[5 empty] | 2974 | 2017-05-04 | TRUE | 5 | 4 | 21 | 0 | 0 | 0
[5 empty] | 2975 | 2017-05-04 | TRUE | 5 | 4 | 22 | 0 | 0 | 0
[5 empty] | 2976 | 2017-05-04 | TRUE | 5 | 4 | 23 | 0 | 0 | 0
[5 empty] | 2977 | 2017-05-05 | TRUE | 5 | 5 | 0 | 0 | 0 | 0
[5 empty] | 2978 | 2017-05-05 | TRUE | 5 | 5 | 1 | 0 | 0 | 0
[5 empty] | 2979 | 2017-05-05 | TRUE | 5 | 5 | 2 | 0 | 0 | 0
[5 empty] | 2980 | 2017-05-05 | TRUE | 5 | 5 | 3 | 0 | 0 | 0
[5 empty] | 2981 | 2017-05-05 | TRUE | 5 | 5 | 4 | 0 | 0 | 0
[5 empty] | 2982 | 2017-05-05 | TRUE | 5 | 5 | 5 | 0.017606 | 0.017446 | 0.010763
[5 empty] | 2983 | 2017-05-05 | TRUE | 5 | 5 | 6 | 0.092418 | 0.061538 | 0.044633
[5 empty] | 2984 | 2017-05-05 | TRUE | 5 | 5 | 7 | 0.1936 | 0.094669 | 0.084872
[5 empty] | 2985 | 2017-05-05 | TRUE | 5 | 5 | 8 | 0.2701 | 0.13593 | 0.10819
[5 empty] | 2986 | 2017-05-05 | TRUE | 5 | 5 | 9 | 0.33818 | 0.22599 | 0.15716
[5 empty] | 2987 | 2017-05-05 | TRUE | 5 | 5 | 10 | 0.38972 | 0.25769 | 0.20075
[5 empty] | 2988 | 2017-05-05 | TRUE | 5 | 5 | 11 | 0.42775 | 0.30628 | 0.26031
[5 empty] | 2989 | 2017-05-05 | TRUE | 5 | 5 | 12 | 0.35025 | 0.19713 | 0.15494
[5 empty] | 2990 | 2017-05-05 | TRUE | 5 | 5 | 13 | 0.2872 | 0.26898 | 0.33661
[5 empty] | 2991 | 2017-05-05 | TRUE | 5 | 5 | 14 | 0.29621 | 0.26075 | 0.33889
[5 empty] | 2992 | 2017-05-05 | TRUE | 5 | 5 | 15 | 0.19502 | 0.1598 | 0.21729
[5 empty] | 2993 | 2017-05-05 | TRUE | 5 | 5 | 16 | 0.12929 | 0.12803 | 0.19178
[5 empty] | 2994 | 2017-05-05 | TRUE | 5 | 5 | 17 | 0.077822 | 0.063916 | 0.078778
[5 empty] | 2995 | 2017-05-05 | TRUE | 5 | 5 | 18 | 0.01651 | 0.0077575 | 0.0095432
[5 empty] | 2996 | 2017-05-05 | TRUE | 5 | 5 | 19 | 0 | 0 | 0
[5 empty] | 2997 | 2017-05-05 | TRUE | 5 | 5 | 20 | 0 | 0 | 0
[5 empty] | 2998 | 2017-05-05 | TRUE | 5 | 5 | 21 | 0 | 0 | 0
[5 empty] | 2999 | 2017-05-05 | TRUE | 5 | 5 | 22 | 0 | 0 | 0
[5 empty] | 3000 | 2017-05-05 | TRUE | 5 | 5 | 23 | 0 | 0 | 0
[5 empty] | 3001 | 2017-05-06 | FALSE | 5 | 6 | 0 | 0 | 0 | 0
[5 empty] | 3002 | 2017-05-06 | FALSE | 5 | 6 | 1 | 0 | 0 | 0
[5 empty] | 3003 | 2017-05-06 | FALSE | 5 | 6 | 2 | 0 | 0 | 0
[5 empty] | 3004 | 2017-05-06 | FALSE | 5 | 6 | 3 | 0 | 0 | 0
[5 empty] | 3005 | 2017-05-06 | FALSE | 5 | 6 | 4 | 0 | 0 | 0
[5 empty] | 3006 | 2017-05-06 | FALSE | 5 | 6 | 5 | 0.02623 | 0.027963 | 0.020793
[5 empty] | 3007 | 2017-05-06 | FALSE | 5 | 6 | 6 | 0.11767 | 0.10773 | 0.09555
[5 empty] | 3008 | 2017-05-06 | FALSE | 5 | 6 | 7 | 0.22943 | 0.22685 | 0.16532
[5 empty] | 3009 | 2017-05-06 | FALSE | 5 | 6 | 8 | 0.31394 | 0.32489 | 0.32301
[5 empty] | 3010 | 2017-05-06 | FALSE | 5 | 6 | 9 | 0.41264 | 0.40161 | 0.32827
[5 empty] | 3011 | 2017-05-06 | FALSE | 5 | 6 | 10 | 0.50787 | 0.52554 | 0.46051
[5 empty] | 3012 | 2017-05-06 | FALSE | 5 | 6 | 11 | 0.51825 | 0.4417 | 0.46417
[5 empty] | 3013 | 2017-05-06 | FALSE | 5 | 6 | 12 | 0.43873 | 0.40362 | 0.37364
[5 empty] | 3014 | 2017-05-06 | FALSE | 5 | 6 | 13 | 0.44745 | 0.41508 | 0.323
[5 empty] | 3015 | 2017-05-06 | FALSE | 5 | 6 | 14 | 0.38809 | 0.32601 | 0.24939
[5 empty] | 3016 | 2017-05-06 | FALSE | 5 | 6 | 15 | 0.32866 | 0.27314 | 0.30663
[5 empty] | 3017 | 2017-05-06 | FALSE | 5 | 6 | 16 | 0.21228 | 0.24221 | 0.25818
[5 empty] | 3018 | 2017-05-06 | FALSE | 5 | 6 | 17 | 0.11493 | 0.12418 | 0.13337
[5 empty] | 3019 | 2017-05-06 | FALSE | 5 | 6 | 18 | 0.02565 | 0.019559 | 0.019032
[5 empty] | 3020 | 2017-05-06 | FALSE | 5 | 6 | 19 | 0 | 0 | 0
[5 empty] | 3021 | 2017-05-06 | FALSE | 5 | 6 | 20 | 0 | 0 | 0
[5 empty] | 3022 | 2017-05-06 | FALSE | 5 | 6 | 21 | 0 | 0 | 0
[5 empty] | 3023 | 2017-05-06 | FALSE | 5 | 6 | 22 | 0 | 0 | 0
[5 empty] | 3024 | 2017-05-06 | FALSE | 5 | 6 | 23 | 0 | 0 | 0
[5 empty] | 3025 | 2017-05-07 | FALSE | 5 | 7 | 0 | 0 | 0 | 0
[5 empty] | 3026 | 2017-05-07 | FALSE | 5 | 7 | 1 | 0 | 0 | 0
[5 empty] | 3027 | 2017-05-07 | FALSE | 5 | 7 | 2 | 0 | 0 | 0
[5 empty] | 3028 | 2017-05-07 | FALSE | 5 | 7 | 3 | 0 | 0 | 0
[5 empty] | 3029 | 2017-05-07 | FALSE | 5 | 7 | 4 | 0 | 0 | 0
[5 empty] | 3030 | 2017-05-07 | FALSE | 5 | 7 | 5 | 0.019514 | 0.033476 | 0.038471
[5 empty] | 3031 | 2017-05-07 | FALSE | 5 | 7 | 6 | 0.098593 | 0.13618 | 0.16208
[5 empty] | 3032 | 2017-05-07 | FALSE | 5 | 7 | 7 | 0.21783 | 0.24276 | 0.21422
[5 empty] | 3033 | 2017-05-07 | FALSE | 5 | 7 | 8 | 0.32014 | 0.24901 | 0.29802
[5 empty] | 3034 | 2017-05-07 | FALSE | 5 | 7 | 9 | 0.46178 | 0.39305 | 0.36536
[5 empty] | 3035 | 2017-05-07 | FALSE | 5 | 7 | 10 | 0.50839 | 0.46893 | 0.43136
[5 empty] | 3036 | 2017-05-07 | FALSE | 5 | 7 | 11 | 0.48295 | 0.49825 | 0.47904
[5 empty] | 3037 | 2017-05-07 | FALSE | 5 | 7 | 12 | 0.4569 | 0.48649 | 0.5793
[5 empty] | 3038 | 2017-05-07 | FALSE | 5 | 7 | 13 | 0.45122 | 0.48552 | 0.5474
[5 empty] | 3039 | 2017-05-07 | FALSE | 5 | 7 | 14 | 0.37352 | 0.42288 | 0.46596
[5 empty] | 3040 | 2017-05-07 | FALSE | 5 | 7 | 15 | 0.30861 | 0.36456 | 0.40278
[5 empty] | 3041 | 2017-05-07 | FALSE | 5 | 7 | 16 | 0.19809 | 0.2173 | 0.27769
[5 empty] | 3042 | 2017-05-07 | FALSE | 5 | 7 | 17 | 0.11059 | 0.114 | 0.12495
[5 empty] | 3043 | 2017-05-07 | FALSE | 5 | 7 | 18 | 0.029009 | 0.019217 | 0.019089
[5 empty] | 3044 | 2017-05-07 | FALSE | 5 | 7 | 19 | 0 | 0 | 0
[5 empty] | 3045 | 2017-05-07 | FALSE | 5 | 7 | 20 | 0 | 0 | 0
[5 empty] | 3046 | 2017-05-07 | FALSE | 5 | 7 | 21 | 0 | 0 | 0
[5 empty] | 3047 | 2017-05-07 | FALSE | 5 | 7 | 22 | 0 | 0 | 0
[5 empty] | 3048 | 2017-05-07 | FALSE | 5 | 7 | 23 | 0 | 0 | 0
[5 empty] | 3049 | 2017-05-08 | TRUE | 5 | 8 | 0 | 0 | 0 | 0
[5 empty] | 3050 | 2017-05-08 | TRUE | 5 | 8 | 1 | 0 | 0 | 0
[5 empty] | 3051 | 2017-05-08 | TRUE | 5 | 8 | 2 | 0 | 0 | 0
[5 empty] | 3052 | 2017-05-08 | TRUE | 5 | 8 | 3 | 0 | 0 | 0
[5 empty] | 3053 | 2017-05-08 | TRUE | 5 | 8 | 4 | 0 | 0 | 0
[5 empty] | 3054 | 2017-05-08 | TRUE | 5 | 8 | 5 | 0.036485 | 0.043722 | 0.035575
[5 empty] | 3055 | 2017-05-08 | TRUE | 5 | 8 | 6 | 0.15349 | 0.16303 | 0.14901
[5 empty] | 3056 | 2017-05-08 | TRUE | 5 | 8 | 7 | 0.30617 | 0.34822 | 0.36487
[5 empty] | 3057 | 2017-05-08 | TRUE | 5 | 8 | 8 | 0.43857 | 0.48522 | 0.52418
[5 empty] | 3058 | 2017-05-08 | TRUE | 5 | 8 | 9 | 0.52926 | 0.57412 | 0.62644
[5 empty] | 3059 | 2017-05-08 | TRUE | 5 | 8 | 10 | 0.54057 | 0.59566 | 0.66454
[5 empty] | 3060 | 2017-05-08 | TRUE | 5 | 8 | 11 | 0.59196 | 0.64353 | 0.6865
[5 empty] | 3061 | 2017-05-08 | TRUE | 5 | 8 | 12 | 0.57646 | 0.61612 | 0.67273
[5 empty] | 3062 | 2017-05-08 | TRUE | 5 | 8 | 13 | 0.52002 | 0.57139 | 0.56089
[5 empty] | 3063 | 2017-05-08 | TRUE | 5 | 8 | 14 | 0.45617 | 0.40275 | 0.40518
[5 empty] | 3064 | 2017-05-08 | TRUE | 5 | 8 | 15 | 0.34451 | 0.28877 | 0.28521
[5 empty] | 3065 | 2017-05-08 | TRUE | 5 | 8 | 16 | 0.22175 | 0.27674 | 0.2906
[5 empty] | 3066 | 2017-05-08 | TRUE | 5 | 8 | 17 | 0.11962 | 0.1277 | 0.13014
[5 empty] | 3067 | 2017-05-08 | TRUE | 5 | 8 | 18 | 0.030028 | 0.021994 | 0.020644
[5 empty] | 3068 | 2017-05-08 | TRUE | 5 | 8 | 19 | 0 | 0 | 0
[5 empty] | 3069 | 2017-05-08 | TRUE | 5 | 8 | 20 | 0 | 0 | 0
[5 empty] | 3070 | 2017-05-08 | TRUE | 5 | 8 | 21 | 0 | 0 | 0
[5 empty] | 3071 | 2017-05-08 | TRUE | 5 | 8 | 22 | 0 | 0 | 0
[5 empty] | 3072 | 2017-05-08 | TRUE | 5 | 8 | 23 | 0 | 0 | 0
[5 empty] | 3073 | 2017-05-09 | TRUE | 5 | 9 | 0 | 0 | 0 | 0
[5 empty] | 3074 | 2017-05-09 | TRUE | 5 | 9 | 1 | 0 | 0 | 0
[5 empty] | 3075 | 2017-05-09 | TRUE | 5 | 9 | 2 | 0 | 0 | 0
[5 empty] | 3076 | 2017-05-09 | TRUE | 5 | 9 | 3 | 0 | 0 | 0
[5 empty] | 3077 | 2017-05-09 | TRUE | 5 | 9 | 4 | 0 | 0 | 0
[5 empty] | 3078 | 2017-05-09 | TRUE | 5 | 9 | 5 | 0.034933 | 0.042231 | 0.037288
[5 empty] | 3079 | 2017-05-09 | TRUE | 5 | 9 | 6 | 0.13547 | 0.15393 | 0.14672
[5 empty] | 3080 | 2017-05-09 | TRUE | 5 | 9 | 7 | 0.27577 | 0.30632 | 0.29955
[5 empty] | 3081 | 2017-05-09 | TRUE | 5 | 9 | 8 | 0.4103 | 0.40341 | 0.38272
[5 empty] | 3082 | 2017-05-09 | TRUE | 5 | 9 | 9 | 0.48858 | 0.50774 | 0.54791
[5 empty] | 3083 | 2017-05-09 | TRUE | 5 | 9 | 10 | 0.55387 | 0.49336 | 0.50316
[5 empty] | 3084 | 2017-05-09 | TRUE | 5 | 9 | 11 | 0.55418 | 0.52125 | 0.58955
[5 empty] | 3085 | 2017-05-09 | TRUE | 5 | 9 | 12 | 0.54271 | 0.56596 | 0.53742
[5 empty] | 3086 | 2017-05-09 | TRUE | 5 | 9 | 13 | 0.54368 | 0.41933 | 0.31336
[5 empty] | 3087 | 2017-05-09 | TRUE | 5 | 9 | 14 | 0.44644 | 0.43858 | 0.47485
[5 empty] | 3088 | 2017-05-09 | TRUE | 5 | 9 | 15 | 0.36169 | 0.24427 | 0.1548
[5 empty] | 3089 | 2017-05-09 | TRUE | 5 | 9 | 16 | 0.2303 | 0.15225 | 0.11613
[5 empty] | 3090 | 2017-05-09 | TRUE | 5 | 9 | 17 | 0.11523 | 0.073543 | 0.050514
[5 empty] | 3091 | 2017-05-09 | TRUE | 5 | 9 | 18 | 0.028673 | 0.0114 | 0.0054856
[5 empty] | 3092 | 2017-05-09 | TRUE | 5 | 9 | 19 | 0 | 0 | 0
[5 empty] | 3093 | 2017-05-09 | TRUE | 5 | 9 | 20 | 0 | 0 | 0
[5 empty] | 3094 | 2017-05-09 | TRUE | 5 | 9 | 21 | 0 | 0 | 0
[5 empty] | 3095 | 2017-05-09 | TRUE | 5 | 9 | 22 | 0 | 0 | 0
[5 empty] | 3096 | 2017-05-09 | TRUE | 5 | 9 | 23 | 0 | 0 | 0
[5 empty] | 3097 | 2017-05-10 | TRUE | 5 | 10 | 0 | 0 | 0 | 0
[5 empty] | 3098 | 2017-05-10 | TRUE | 5 | 10 | 1 | 0 | 0 | 0
[5 empty] | 3099 | 2017-05-10 | TRUE | 5 | 10 | 2 | 0 | 0 | 0
[5 empty] | 3100 | 2017-05-10 | TRUE | 5 | 10 | 3 | 0 | 0 | 0
[5 empty] | 3101 | 2017-05-10 | TRUE | 5 | 10 | 4 | 0 | 0 | 0
[5 empty] | 3102 | 2017-05-10 | TRUE | 5 | 10 | 5 | 0.035104 | 0.038118 | 0.033443
[5 empty] | 3103 | 2017-05-10 | TRUE | 5 | 10 | 6 | 0.14973 | 0.14452 | 0.10246
[5 empty] | 3104 | 2017-05-10 | TRUE | 5 | 10 | 7 | 0.29357 | 0.29398 | 0.26652
[5 empty] | 3105 | 2017-05-10 | TRUE | 5 | 10 | 8 | 0.42773 | 0.41042 | 0.39943
[5 empty] | 3106 | 2017-05-10 | TRUE | 5 | 10 | 9 | 0.50344 | 0.46924 | 0.4797
[5 empty] | 3107 | 2017-05-10 | TRUE | 5 | 10 | 10 | 0.57758 | 0.55765 | 0.52883
[5 empty] | 3108 | 2017-05-10 | TRUE | 5 | 10 | 11 | 0.58119 | 0.4715 | 0.4056
[5 empty] | 3109 | 2017-05-10 | TRUE | 5 | 10 | 12 | 0.62397 | 0.54403 | 0.45477
[5 empty] | 3110 | 2017-05-10 | TRUE | 5 | 10 | 13 | 0.56989 | 0.44835 | 0.42884
[5 empty] | 3111 | 2017-05-10 | TRUE | 5 | 10 | 14 | 0.51716 | 0.47071 | 0.44954
[5 empty] | 3112 | 2017-05-10 | TRUE | 5 | 10 | 15 | 0.41762 | 0.39969 | 0.40326
[5 empty] | 3113 | 2017-05-10 | TRUE | 5 | 10 | 16 | 0.30064 | 0.25237 | 0.25571
[5 empty] | 3114 | 2017-05-10 | TRUE | 5 | 10 | 17 | 0.15743 | 0.14034 | 0.13778
[5 empty] | 3115 | 2017-05-10 | TRUE | 5 | 10 | 18 | 0.039694 | 0.025863 | 0.023502
[5 empty] | 3116 | 2017-05-10 | TRUE | 5 | 10 | 19 | 0 | 0 | 0
[5 empty] | 3117 | 2017-05-10 | TRUE | 5 | 10 | 20 | 0 | 0 | 0
[5 empty] | 3118 | 2017-05-10 | TRUE | 5 | 10 | 21 | 0 | 0 | 0
[5 empty] | 3119 | 2017-05-10 | TRUE | 5 | 10 | 22 | 0 | 0 | 0
[5 empty] | 3120 | 2017-05-10 | TRUE | 5 | 10 | 23 | 0 | 0 | 0
[5 empty] | 3121 | 2017-05-11 | TRUE | 5 | 11 | 0 | 0 | 0 | 0
[5 empty] | 3122 | 2017-05-11 | TRUE | 5 | 11 | 1 | 0 | 0 | 0
[5 empty] | 3123 | 2017-05-11 | TRUE | 5 | 11 | 2 | 0 | 0 | 0
[5 empty] | 3124 | 2017-05-11 | TRUE | 5 | 11 | 3 | 0 | 0 | 0
[5 empty] | 3125 | 2017-05-11 | TRUE | 5 | 11 | 4 | 0 | 0 | 0
[5 empty] | 3126 | 2017-05-11 | TRUE | 5 | 11 | 5 | 0.034888 | 0.049404 | 0.043173
[5 empty] | 3127 | 2017-05-11 | TRUE | 5 | 11 | 6 | 0.14406 | 0.1824 | 0.16727
[5 empty] | 3128 | 2017-05-11 | TRUE | 5 | 11 | 7 | 0.28748 | 0.3483 | 0.33457
[5 empty] | 3129 | 2017-05-11 | TRUE | 5 | 11 | 8 | 0.4269 | 0.47554 | 0.46842
[5 empty] | 3130 | 2017-05-11 | TRUE | 5 | 11 | 9 | 0.52185 | 0.57187 | 0.56827
[5 empty] | 3131 | 2017-05-11 | TRUE | 5 | 11 | 10 | 0.58544 | 0.62098 | 0.60312
[5 empty] | 3132 | 2017-05-11 | TRUE | 5 | 11 | 11 | 0.58841 | 0.6597 | 0.67071
[5 empty] | 3133 | 2017-05-11 | TRUE | 5 | 11 | 12 | 0.58585 | 0.65143 | 0.66041
[5 empty] | 3134 | 2017-05-11 | TRUE | 5 | 11 | 13 | 0.56389 | 0.58362 | 0.54799
[5 empty] | 3135 | 2017-05-11 | TRUE | 5 | 11 | 14 | 0.47609 | 0.52508 | 0.49669
[5 empty] | 3136 | 2017-05-11 | TRUE | 5 | 11 | 15 | 0.39791 | 0.41439 | 0.38884
[5 empty] | 3137 | 2017-05-11 | TRUE | 5 | 11 | 16 | 0.28349 | 0.2959 | 0.29625
[5 empty] | 3138 | 2017-05-11 | TRUE | 5 | 11 | 17 | 0.14175 | 0.13828 | 0.13704
[5 empty] | 3139 | 2017-05-11 | TRUE | 5 | 11 | 18 | 0.036217 | 0.026081 | 0.024202
[5 empty] | 3140 | 2017-05-11 | TRUE | 5 | 11 | 19 | 0 | 0 | 0
[5 empty] | 3141 | 2017-05-11 | TRUE | 5 | 11 | 20 | 0 | 0 | 0
[5 empty] | 3142 | 2017-05-11 | TRUE | 5 | 11 | 21 | 0 | 0 | 0
[5 empty] | 3143 | 2017-05-11 | TRUE | 5 | 11 | 22 | 0 | 0 | 0
[5 empty] | 3144 | 2017-05-11 | TRUE | 5 | 11 | 23 | 0 | 0 | 0
[5 empty] | 3145 | 2017-05-12 | TRUE | 5 | 12 | 0 | 0 | 0 | 0
[5 empty] | 3146 | 2017-05-12 | TRUE | 5 | 12 | 1 | 0 | 0 | 0
[5 empty] | 3147 | 2017-05-12 | TRUE | 5 | 12 | 2 | 0 | 0 | 0
[5 empty] | 3148 | 2017-05-12 | TRUE | 5 | 12 | 3 | 0 | 0 | 0
[5 empty] | 3149 | 2017-05-12 | TRUE | 5 | 12 | 4 | 0 | 0 | 0
[5 empty] | 3150 | 2017-05-12 | TRUE | 5 | 12 | 5 | 0.034363 | 0.046241 | 0.04472
[5 empty] | 3151 | 2017-05-12 | TRUE | 5 | 12 | 6 | 0.129 | 0.15243 | 0.14259
[5 empty] | 3152 | 2017-05-12 | TRUE | 5 | 12 | 7 | 0.23702 | 0.28686 | 0.30947
[5 empty] | 3153 | 2017-05-12 | TRUE | 5 | 12 | 8 | 0.34839 | 0.38211 | 0.36847
[5 empty] | 3154 | 2017-05-12 | TRUE | 5 | 12 | 9 | 0.42207 | 0.43022 | 0.46152
[5 empty] | 3155 | 2017-05-12 | TRUE | 5 | 12 | 10 | 0.48822 | 0.51549 | 0.56806
[5 empty] | 3156 | 2017-05-12 | TRUE | 5 | 12 | 11 | 0.50623 | 0.49559 | 0.51417
[5 empty] | 3157 | 2017-05-12 | TRUE | 5 | 12 | 12 | 0.51637 | 0.48847 | 0.47902
[5 empty] | 3158 | 2017-05-12 | TRUE | 5 | 12 | 13 | 0.47328 | 0.45753 | 0.47018
[5 empty] | 3159 | 2017-05-12 | TRUE | 5 | 12 | 14 | 0.47078 | 0.4188 | 0.41171
[5 empty] | 3160 | 2017-05-12 | TRUE | 5 | 12 | 15 | 0.33167 | 0.30809 | 0.31139
[5 empty] | 3161 | 2017-05-12 | TRUE | 5 | 12 | 16 | 0.24315 | 0.20838 | 0.20249
[5 empty] | 3162 | 2017-05-12 | TRUE | 5 | 12 | 17 | 0.13154 | 0.095468 | 0.093268
[5 empty] | 3163 | 2017-05-12 | TRUE | 5 | 12 | 18 | 0.034748 | 0.018003 | 0.016082
[5 empty] | 3164 | 2017-05-12 | TRUE | 5 | 12 | 19 | 0 | 0 | 0
[5 empty] | 3165 | 2017-05-12 | TRUE | 5 | 12 | 20 | 0 | 0 | 0
[5 empty] | 3166 | 2017-05-12 | TRUE | 5 | 12 | 21 | 0 | 0 | 0
[5 empty] | 3167 | 2017-05-12 | TRUE | 5 | 12 | 22 | 0 | 0 | 0
[5 empty] | 3168 | 2017-05-12 | TRUE | 5 | 12 | 23 | 0 | 0 | 0
[5 empty] | 3169 | 2017-05-13 | FALSE | 5 | 13 | 0 | 0 | 0 | 0
[5 empty] | 3170 | 2017-05-13 | FALSE | 5 | 13 | 1 | 0 | 0 | 0
[5 empty] | 3171 | 2017-05-13 | FALSE | 5 | 13 | 2 | 0 | 0 | 0
[5 empty] | 3172 | 2017-05-13 | FALSE | 5 | 13 | 3 | 0 | 0 | 0
[5 empty] | 3173 | 2017-05-13 | FALSE | 5 | 13 | 4 | 0 | 0 | 0
[5 empty] | 3174 | 2017-05-13 | FALSE | 5 | 13 | 5 | 0.027665 | 0.040656 | 0.035428
[5 empty] | 3175 | 2017-05-13 | FALSE | 5 | 13 | 6 | 0.10666 | 0.12358 | 0.090096
[5 empty] | 3176 | 2017-05-13 | FALSE | 5 | 13 | 7 | 0.21601 | 0.20828 | 0.17865
[5 empty] | 3177 | 2017-05-13 | FALSE | 5 | 13 | 8 | 0.31475 | 0.30341 | 0.25097
[5 empty] | 3178 | 2017-05-13 | FALSE | 5 | 13 | 9 | 0.32673 | 0.35821 | 0.33045
[5 empty] | 3179 | 2017-05-13 | FALSE | 5 | 13 | 10 | 0.42658 | 0.42367 | 0.3679
[5 empty] | 3180 | 2017-05-13 | FALSE | 5 | 13 | 11 | 0.42471 | 0.39978 | 0.4033
[5 empty] | 3181 | 2017-05-13 | FALSE | 5 | 13 | 12 | 0.4071 | 0.35212 | 0.29416
[5 empty] | 3182 | 2017-05-13 | FALSE | 5 | 13 | 13 | 0.3946 | 0.40986 | 0.38438
[5 empty] | 3183 | 2017-05-13 | FALSE | 5 | 13 | 14 | 0.31064 | 0.27526 | 0.22786
[5 empty] | 3184 | 2017-05-13 | FALSE | 5 | 13 | 15 | 0.24369 | 0.30683 | 0.38104
[5 empty] | 3185 | 2017-05-13 | FALSE | 5 | 13 | 16 | 0.16462 | 0.11373 | 0.1197
[5 empty] | 3186 | 2017-05-13 | FALSE | 5 | 13 | 17 | 0.088282 | 0.056887 | 0.066162
[5 empty] | 3187 | 2017-05-13 | FALSE | 5 | 13 | 18 | 0.023033 | 0.011261 | 0.012526
[5 empty] | 3188 | 2017-05-13 | FALSE | 5 | 13 | 19 | 0 | 0 | 0
[5 empty] | 3189 | 2017-05-13 | FALSE | 5 | 13 | 20 | 0 | 0 | 0
[5 empty] | 3190 | 2017-05-13 | FALSE | 5 | 13 | 21 | 0 | 0 | 0
[5 empty] | 3191 | 2017-05-13 | FALSE | 5 | 13 | 22 | 0 | 0 | 0
[5 empty] | 3192 | 2017-05-13 | FALSE | 5 | 13 | 23 | 0 | 0 | 0
[5 empty] | 3193 | 2017-05-14 | FALSE | 5 | 14 | 0 | 0 | 0 | 0
[5 empty] | 3194 | 2017-05-14 | FALSE | 5 | 14 | 1 | 0 | 0 | 0
[5 empty] | 3195 | 2017-05-14 | FALSE | 5 | 14 | 2 | 0 | 0 | 0
[5 empty] | 3196 | 2017-05-14 | FALSE | 5 | 14 | 3 | 0 | 0 | 0
[5 empty] | 3197 | 2017-05-14 | FALSE | 5 | 14 | 4 | 0 | 0 | 0
[5 empty] | 3198 | 2017-05-14 | FALSE | 5 | 14 | 5 | 0.033719 | 0.054285 | 0.051168
[5 empty] | 3199 | 2017-05-14 | FALSE | 5 | 14 | 6 | 0.11759 | 0.17016 | 0.19534
[5 empty] | 3200 | 2017-05-14 | FALSE | 5 | 14 | 7 | 0.22009 | 0.2939 | 0.37587
[5 empty] | 3201 | 2017-05-14 | FALSE | 5 | 14 | 8 | 0.29095 | 0.3091 | 0.3897
[5 empty] | 3202 | 2017-05-14 | FALSE | 5 | 14 | 9 | 0.40465 | 0.45287 | 0.45888
[5 empty] | 3203 | 2017-05-14 | FALSE | 5 | 14 | 10 | 0.35746 | 0.51012 | 0.49011
[5 empty] | 3204 | 2017-05-14 | FALSE | 5 | 14 | 11 | 0.38996 | 0.43449 | 0.51663
[5 empty] | 3205 | 2017-05-14 | FALSE | 5 | 14 | 12 | 0.47582 | 0.47825 | 0.50599
[5 empty] | 3206 | 2017-05-14 | FALSE | 5 | 14 | 13 | 0.40302 | 0.2921 | 0.30758
[5 empty] | 3207 | 2017-05-14 | FALSE | 5 | 14 | 14 | 0.31134 | 0.38569 | 0.57633
[5 empty] | 3208 | 2017-05-14 | FALSE | 5 | 14 | 15 | 0.21929 | 0.27538 | 0.42947
[5 empty] | 3209 | 2017-05-14 | FALSE | 5 | 14 | 16 | 0.15437 | 0.24016 | 0.29727
[5 empty] | 3210 | 2017-05-14 | FALSE | 5 | 14 | 17 | 0.09442 | 0.13608 | 0.14631
[5 empty] | 3211 | 2017-05-14 | FALSE | 5 | 14 | 18 | 0.027177 | 0.028895 | 0.028209
[5 empty] | 3212 | 2017-05-14 | FALSE | 5 | 14 | 19 | 0 | 0 | 0
[5 empty] | 3213 | 2017-05-14 | FALSE | 5 | 14 | 20 | 0 | 0 | 0
[5 empty] | 3214 | 2017-05-14 | FALSE | 5 | 14 | 21 | 0 | 0 | 0
[5 empty] | 3215 | 2017-05-14 | FALSE | 5 | 14 | 22 | 0 | 0 | 0
[5 empty] | 3216 | 2017-05-14 | FALSE | 5 | 14 | 23 | 0 | 0 | 0
[5 empty] | 3217 | 2017-05-15 | TRUE | 5 | 15 | 0 | 0 | 0 | 0
[5 empty] | 3218 | 2017-05-15 | TRUE | 5 | 15 | 1 | 0 | 0 | 0
[5 empty] | 3219 | 2017-05-15 | TRUE | 5 | 15 | 2 | 0 | 0 | 0
[5 empty] | 3220 | 2017-05-15 | TRUE | 5 | 15 | 3 | 0 | 0 | 0
[5 empty] | 3221 | 2017-05-15 | TRUE | 5 | 15 | 4 | 0 | 0 | 0
[5 empty] | 3222 | 2017-05-15 | TRUE | 5 | 15 | 5 | 0.029679 | 0.045345 | 0.045619
[5 empty] | 3223 | 2017-05-15 | TRUE | 5 | 15 | 6 | 0.12074 | 0.1262 | 0.12946
[5 empty] | 3224 | 2017-05-15 | TRUE | 5 | 15 | 7 | 0.25702 | 0.25923 | 0.2157
[5 empty] | 3225 | 2017-05-15 | TRUE | 5 | 15 | 8 | 0.38876 | 0.41892 | 0.46516
[5 empty] | 3226 | 2017-05-15 | TRUE | 5 | 15 | 9 | 0.47894 | 0.494 | 0.52042
[5 empty] | 3227 | 2017-05-15 | TRUE | 5 | 15 | 10 | 0.53124 | 0.6099 | 0.67114
[5 empty] | 3228 | 2017-05-15 | TRUE | 5 | 15 | 11 | 0.55761 | 0.66116 | 0.66365
[5 empty] | 3229 | 2017-05-15 | TRUE | 5 | 15 | 12 | 0.58836 | 0.61746 | 0.71074
[5 empty] | 3230 | 2017-05-15 | TRUE | 5 | 15 | 13 | 0.4845 | 0.58328 | 0.61049
[5 empty] | 3231 | 2017-05-15 | TRUE | 5 | 15 | 14 | 0.44541 | 0.51481 | 0.48489
[5 empty] | 3232 | 2017-05-15 | TRUE | 5 | 15 | 15 | 0.36218 | 0.39554 | 0.36029
[5 empty] | 3233 | 2017-05-15 | TRUE | 5 | 15 | 16 | 0.23469 | 0.23123 | 0.31841
[5 empty] | 3234 | 2017-05-15 | TRUE | 5 | 15 | 17 | 0.13336 | 0.10865 | 0.14617
[5 empty] | 3235 | 2017-05-15 | TRUE | 5 | 15 | 18 | 0.0391 | 0.02551 | 0.02822
[5 empty] | 3236 | 2017-05-15 | TRUE | 5 | 15 | 19 | 0 | 0 | 0
[5 empty] | 3237 | 2017-05-15 | TRUE | 5 | 15 | 20 | 0 | 0 | 0
[5 empty] | 3238 | 2017-05-15 | TRUE | 5 | 15 | 21 | 0 | 0 | 0
[5 empty] | 3239 | 2017-05-15 | TRUE | 5 | 15 | 22 | 0 | 0 | 0
[5 empty] | 3240 | 2017-05-15 | TRUE | 5 | 15 | 23 | 0 | 0 | 0
[5 empty] | 3241 | 2017-05-16 | TRUE | 5 | 16 | 0 | 0 | 0 | 0
[5 empty] | 3242 | 2017-05-16 | TRUE | 5 | 16 | 1 | 0 | 0 | 0
[5 empty] | 3243 | 2017-05-16 | TRUE | 5 | 16 | 2 | 0 | 0 | 0
[5 empty] | 3244 | 2017-05-16 | TRUE | 5 | 16 | 3 | 0 | 0 | 0
[5 empty] | 3245 | 2017-05-16 | TRUE | 5 | 16 | 4 | 0 | 0 | 0
[5 empty] | 3246 | 2017-05-16 | TRUE | 5 | 16 | 5 | 0.02989 | 0.037881 | 0.039876
[5 empty] | 3247 | 2017-05-16 | TRUE | 5 | 16 | 6 | 0.12195 | 0.12776 | 0.12153
[5 empty] | 3248 | 2017-05-16 | TRUE | 5 | 16 | 7 | 0.228 | 0.24138 | 0.25529
[5 empty] | 3249 | 2017-05-16 | TRUE | 5 | 16 | 8 | 0.34026 | 0.36057 | 0.36147
[5 empty] | 3250 | 2017-05-16 | TRUE | 5 | 16 | 9 | 0.41085 | 0.46402 | 0.41537
[5 empty] | 3251 | 2017-05-16 | TRUE | 5 | 16 | 10 | 0.43869 | 0.48877 | 0.45271
[5 empty] | 3252 | 2017-05-16 | TRUE | 5 | 16 | 11 | 0.45575 | 0.55017 | 0.56917
[5 empty] | 3253 | 2017-05-16 | TRUE | 5 | 16 | 12 | 0.42543 | 0.47906 | 0.51678
[5 empty] | 3254 | 2017-05-16 | TRUE | 5 | 16 | 13 | 0.3502 | 0.4229 | 0.52521
[5 empty] | 3255 | 2017-05-16 | TRUE | 5 | 16 | 14 | 0.3891 | 0.31209 | 0.3558
[5 empty] | 3256 | 2017-05-16 | TRUE | 5 | 16 | 15 | 0.30911 | 0.21869 | 0.17996
[5 empty] | 3257 | 2017-05-16 | TRUE | 5 | 16 | 16 | 0.22964 | 0.11512 | 0.093373
[5 empty] | 3258 | 2017-05-16 | TRUE | 5 | 16 | 17 | 0.13766 | 0.10757 | 0.10624
[5 empty] | 3259 | 2017-05-16 | TRUE | 5 | 16 | 18 | 0.044548 | 0.022799 | 0.020088
[5 empty] | 3260 | 2017-05-16 | TRUE | 5 | 16 | 19 | 0 | 0 | 0
[5 empty] | 3261 | 2017-05-16 | TRUE | 5 | 16 | 20 | 0 | 0 | 0
[5 empty] | 3262 | 2017-05-16 | TRUE | 5 | 16 | 21 | 0 | 0 | 0
[5 empty] | 3263 | 2017-05-16 | TRUE | 5 | 16 | 22 | 0 | 0 | 0
[5 empty] | 3264 | 2017-05-16 | TRUE | 5 | 16 | 23 | 0 | 0 | 0
[5 empty] | 3265 | 2017-05-17 | TRUE | 5 | 17 | 0 | 0 | 0 | 0
[5 empty] | 3266 | 2017-05-17 | TRUE | 5 | 17 | 1 | 0 | 0 | 0
[5 empty] | 3267 | 2017-05-17 | TRUE | 5 | 17 | 2 | 0 | 0 | 0
[5 empty] | 3268 | 2017-05-17 | TRUE | 5 | 17 | 3 | 0 | 0 | 0
[5 empty] | 3269 | 2017-05-17 | TRUE | 5 | 17 | 4 | 0 | 0 | 0
[5 empty] | 3270 | 2017-05-17 | TRUE | 5 | 17 | 5 | 0.040676 | 0.048495 | 0.035553
[5 empty] | 3271 | 2017-05-17 | TRUE | 5 | 17 | 6 | 0.1238 | 0.13674 | 0.14272
[5 empty] | 3272 | 2017-05-17 | TRUE | 5 | 17 | 7 | 0.25066 | 0.3252 | 0.30592
[5 empty] | 3273 | 2017-05-17 | TRUE | 5 | 17 | 8 | 0.37339 | 0.4457 | 0.47841
[5 empty] | 3274 | 2017-05-17 | TRUE | 5 | 17 | 9 | 0.45744 | 0.50084 | 0.39786
[5 empty] | 3275 | 2017-05-17 | TRUE | 5 | 17 | 10 | 0.50218 | 0.57117 | 0.58753
[5 empty] | 3276 | 2017-05-17 | TRUE | 5 | 17 | 11 | 0.52079 | 0.62294 | 0.66364
[5 empty] | 3277 | 2017-05-17 | TRUE | 5 | 17 | 12 | 0.5056 | 0.57201 | 0.58971
[5 empty] | 3278 | 2017-05-17 | TRUE | 5 | 17 | 13 | 0.53233 | 0.59784 | 0.68401
[5 empty] | 3279 | 2017-05-17 | TRUE | 5 | 17 | 14 | 0.47319 | 0.44301 | 0.48695
[5 empty] | 3280 | 2017-05-17 | TRUE | 5 | 17 | 15 | 0.38818 | 0.37294 | 0.39628
[5 empty] | 3281 | 2017-05-17 | TRUE | 5 | 17 | 16 | 0.28618 | 0.25128 | 0.28936
[5 empty] | 3282 | 2017-05-17 | TRUE | 5 | 17 | 17 | 0.16211 | 0.12449 | 0.12693
[5 empty] | 3283 | 2017-05-17 | TRUE | 5 | 17 | 18 | 0.048112 | 0.028422 | 0.028881
[5 empty] | 3284 | 2017-05-17 | TRUE | 5 | 17 | 19 | 0 | 0 | 0
[5 empty] | 3285 | 2017-05-17 | TRUE | 5 | 17 | 20 | 0 | 0 | 0
[5 empty] | 3286 | 2017-05-17 | TRUE | 5 | 17 | 21 | 0 | 0 | 0
[5 empty] | 3287 | 2017-05-17 | TRUE | 5 | 17 | 22 | 0 | 0 | 0
[5 empty] | 3288 | 2017-05-17 | TRUE | 5 | 17 | 23 | 0 | 0 | 0
[5 empty] | 3289 | 2017-05-18 | TRUE | 5 | 18 | 0 | 0 | 0 | 0
[5 empty] | 3290 | 2017-05-18 | TRUE | 5 | 18 | 1 | 0 | 0 | 0
[5 empty] | 3291 | 2017-05-18 | TRUE | 5 | 18 | 2 | 0 | 0 | 0
[5 empty] | 3292 | 2017-05-18 | TRUE | 5 | 18 | 3 | 0 | 0 | 0
[5 empty] | 3293 | 2017-05-18 | TRUE | 5 | 18 | 4 | 0 | 0 | 0
[5 empty] | 3294 | 2017-05-18 | TRUE | 5 | 18 | 5 | 0.045289 | 0.049545 | 0.047355
[5 empty] | 3295 | 2017-05-18 | TRUE | 5 | 18 | 6 | 0.15972 | 0.16517 | 0.16587
[5 empty] | 3296 | 2017-05-18 | TRUE | 5 | 18 | 7 | 0.30767 | 0.31809 | 0.31961
[5 empty] | 3297 | 2017-05-18 | TRUE | 5 | 18 | 8 | 0.44617 | 0.46789 | 0.47074
[5 empty] | 3298 | 2017-05-18 | TRUE | 5 | 18 | 9 | 0.54919 | 0.52781 | 0.58768
[5 empty] | 3299 | 2017-05-18 | TRUE | 5 | 18 | 10 | 0.62766 | 0.64675 | 0.67422
[5 empty] | 3300 | 2017-05-18 | TRUE | 5 | 18 | 11 | 0.63847 | 0.69328 | 0.70164
[5 empty] | 3301 | 2017-05-18 | TRUE | 5 | 18 | 12 | 0.58046 | 0.52844 | 0.53369
[5 empty] | 3302 | 2017-05-18 | TRUE | 5 | 18 | 13 | 0.57455 | 0.46734 | 0.43678
[5 empty] | 3303 | 2017-05-18 | TRUE | 5 | 18 | 14 | 0.50804 | 0.55653 | 0.57919
[5 empty] | 3304 | 2017-05-18 | TRUE | 5 | 18 | 15 | 0.39076 | 0.38722 | 0.45879
[5 empty] | 3305 | 2017-05-18 | TRUE | 5 | 18 | 16 | 0.26217 | 0.26184 | 0.30776
[5 empty] | 3306 | 2017-05-18 | TRUE | 5 | 18 | 17 | 0.16187 | 0.14947 | 0.1474
[5 empty] | 3307 | 2017-05-18 | TRUE | 5 | 18 | 18 | 0.046893 | 0.033427 | 0.031155
[5 empty] | 3308 | 2017-05-18 | TRUE | 5 | 18 | 19 | 0 | 0 | 0
[5 empty] | 3309 | 2017-05-18 | TRUE | 5 | 18 | 20 | 0 | 0 | 0
[5 empty] | 3310 | 2017-05-18 | TRUE | 5 | 18 | 21 | 0 | 0 | 0
[5 empty] | 3311 | 2017-05-18 | TRUE | 5 | 18 | 22 | 0 | 0 | 0
[5 empty] | 3312 | 2017-05-18 | TRUE | 5 | 18 | 23 | 0 | 0 | 0
[5 empty] | 3313 | 2017-05-19 | TRUE | 5 | 19 | 0 | 0 | 0 | 0
[5 empty] | 3314 | 2017-05-19 | TRUE | 5 | 19 | 1 | 0 | 0 | 0
[5 empty] | 3315 | 2017-05-19 | TRUE | 5 | 19 | 2 | 0 | 0 | 0
[5 empty] | 3316 | 2017-05-19 | TRUE | 5 | 19 | 3 | 0 | 0 | 0
[5 empty] | 3317 | 2017-05-19 | TRUE | 5 | 19 | 4 | 0 | 0 | 0
[5 empty] | 3318 | 2017-05-19 | TRUE | 5 | 19 | 5 | 0.043026 | 0.054794 | 0.050617
[5 empty] | 3319 | 2017-05-19 | TRUE | 5 | 19 | 6 | 0.13952 | 0.18239 | 0.17813
[5 empty] | 3320 | 2017-05-19 | TRUE | 5 | 19 | 7 | 0.27818 | 0.32348 | 0.3421
[5 empty] | 3321 | 2017-05-19 | TRUE | 5 | 19 | 8 | 0.39062 | 0.45769 | 0.45566
[5 empty] | 3322 | 2017-05-19 | TRUE | 5 | 19 | 9 | 0.46703 | 0.54964 | 0.52736
[5 empty] | 3323 | 2017-05-19 | TRUE | 5 | 19 | 10 | 0.52181 | 0.62722 | 0.62727
[5 empty] | 3324 | 2017-05-19 | TRUE | 5 | 19 | 11 | 0.56731 | 0.63778 | 0.62981
[5 empty] | 3325 | 2017-05-19 | TRUE | 5 | 19 | 12 | 0.5612 | 0.64391 | 0.66473
[5 empty] | 3326 | 2017-05-19 | TRUE | 5 | 19 | 13 | 0.49551 | 0.59828 | 0.65269
[5 empty] | 3327 | 2017-05-19 | TRUE | 5 | 19 | 14 | 0.44348 | 0.53186 | 0.57355
[5 empty] | 3328 | 2017-05-19 | TRUE | 5 | 19 | 15 | 0.33945 | 0.42056 | 0.45612
[5 empty] | 3329 | 2017-05-19 | TRUE | 5 | 19 | 16 | 0.24999 | 0.27384 | 0.28907
[5 empty] | 3330 | 2017-05-19 | TRUE | 5 | 19 | 17 | 0.13282 | 0.13162 | 0.13127
[5 empty] | 3331 | 2017-05-19 | TRUE | 5 | 19 | 18 | 0.0421 | 0.030653 | 0.029361
[5 empty] | 3332 | 2017-05-19 | TRUE | 5 | 19 | 19 | 0 | 0 | 0
[5 empty] | 3333 | 2017-05-19 | TRUE | 5 | 19 | 20 | 0 | 0 | 0
[5 empty] | 3334 | 2017-05-19 | TRUE | 5 | 19 | 21 | 0 | 0 | 0
[5 empty] | 3335 | 2017-05-19 | TRUE | 5 | 19 | 22 | 0 | 0 | 0
[5 empty] | 3336 | 2017-05-19 | TRUE | 5 | 19 | 23 | 0 | 0 | 0
[5 empty] | 3337 | 2017-05-20 | FALSE | 5 | 20 | 0 | 0 | 0 | 0
[5 empty] | 3338 | 2017-05-20 | FALSE | 5 | 20 | 1 | 0 | 0 | 0
[5 empty] | 3339 | 2017-05-20 | FALSE | 5 | 20 | 2 | 0 | 0 | 0
[5 empty] | 3340 | 2017-05-20 | FALSE | 5 | 20 | 3 | 0 | 0 | 0
[5 empty] | 3341 | 2017-05-20 | FALSE | 5 | 20 | 4 | 0 | 0 | 0
[5 empty] | 3342 | 2017-05-20 | FALSE | 5 | 20 | 5 | 0.03443 | 0.041172 | 0.036621
[5 empty] | 3343 | 2017-05-20 | FALSE | 5 | 20 | 6 | 0.11659 | 0.13586 | 0.12932
[5 empty] | 3344 | 2017-05-20 | FALSE | 5 | 20 | 7 | 0.20756 | 0.15263 | 0.052907
[5 empty] | 3345 | 2017-05-20 | FALSE | 5 | 20 | 8 | 0.29738 | 0.28371 | 0.18976
[5 empty] | 3346 | 2017-05-20 | FALSE | 5 | 20 | 9 | 0.42093 | 0.35056 | 0.25473
[5 empty] | 3347 | 2017-05-20 | FALSE | 5 | 20 | 10 | 0.47807 | 0.43339 | 0.3397
[5 empty] | 3348 | 2017-05-20 | FALSE | 5 | 20 | 11 | 0.51615 | 0.4568 | 0.34929
[5 empty] | 3349 | 2017-05-20 | FALSE | 5 | 20 | 12 | 0.50263 | 0.39324 | 0.25229
[5 empty] | 3350 | 2017-05-20 | FALSE | 5 | 20 | 13 | 0.436 | 0.39617 | 0.30017
[5 empty] | 3351 | 2017-05-20 | FALSE | 5 | 20 | 14 | 0.40486 | 0.36106 | 0.27027
[5 empty] | 3352 | 2017-05-20 | FALSE | 5 | 20 | 15 | 0.33243 | 0.26748 | 0.21774
[5 empty] | 3353 | 2017-05-20 | FALSE | 5 | 20 | 16 | 0.22831 | 0.18704 | 0.1606
[5 empty] | 3354 | 2017-05-20 | FALSE | 5 | 20 | 17 | 0.12686 | 0.091539 | 0.066674
[5 empty] | 3355 | 2017-05-20 | FALSE | 5 | 20 | 18 | 0.037946 | 0.019534 | 0.014846
[5 empty] | 3356 | 2017-05-20 | FALSE | 5 | 20 | 19 | 0 | 0 | 0
[5 empty] | 3357 | 2017-05-20 | FALSE | 5 | 20 | 20 | 0 | 0 | 0
[5 empty] | 3358 | 2017-05-20 | FALSE | 5 | 20 | 21 | 0 | 0 | 0
[5 empty] | 3359 | 2017-05-20 | FALSE | 5 | 20 | 22 | 0 | 0 | 0
[5 empty] | 3360 | 2017-05-20 | FALSE | 5 | 20 | 23 | 0 | 0 | 0
[5 empty] | 3361 | 2017-05-21 | FALSE | 5 | 21 | 0 | 0 | 0 | 0
[5 empty] | 3362 | 2017-05-21 | FALSE | 5 | 21 | 1 | 0 | 0 | 0
[5 empty] | 3363 | 2017-05-21 | FALSE | 5 | 21 | 2 | 0 | 0 | 0
[5 empty] | 3364 | 2017-05-21 | FALSE | 5 | 21 | 3 | 0 | 0 | 0
[5 empty] | 3365 | 2017-05-21 | FALSE | 5 | 21 | 4 | 0 | 0 | 0
[5 empty] | 3366 | 2017-05-21 | FALSE | 5 | 21 | 5 | 0.038813 | 0.049778 | 0.042736
[5 empty] | 3367 | 2017-05-21 | FALSE | 5 | 21 | 6 | 0.12986 | 0.15478 | 0.1425
[5 empty] | 3368 | 2017-05-21 | FALSE | 5 | 21 | 7 | 0.22604 | 0.25802 | 0.29724
[5 empty] | 3369 | 2017-05-21 | FALSE | 5 | 21 | 8 | 0.35006 | 0.33425 | 0.35619
[5 empty] | 3370 | 2017-05-21 | FALSE | 5 | 21 | 9 | 0.4144 | 0.42215 | 0.46057
[5 empty] | 3371 | 2017-05-21 | FALSE | 5 | 21 | 10 | 0.45251 | 0.50085 | 0.56151
[5 empty] | 3372 | 2017-05-21 | FALSE | 5 | 21 | 11 | 0.52401 | 0.5701 | 0.51904
[5 empty] | 3373 | 2017-05-21 | FALSE | 5 | 21 | 12 | 0.48656 | 0.534 | 0.47539
[5 empty] | 3374 | 2017-05-21 | FALSE | 5 | 21 | 13 | 0.49051 | 0.57721 | 0.55207
[5 empty] | 3375 | 2017-05-21 | FALSE | 5 | 21 | 14 | 0.4293 | 0.46897 | 0.43377
[5 empty] | 3376 | 2017-05-21 | FALSE | 5 | 21 | 15 | 0.32452 | 0.40818 | 0.42103
[5 empty] | 3377 | 2017-05-21 | FALSE | 5 | 21 | 16 | 0.23308 | 0.25678 | 0.27651
[5 empty] | 3378 | 2017-05-21 | FALSE | 5 | 21 | 17 | 0.11713 | 0.1139 | 0.10464
[5 empty] | 3379 | 2017-05-21 | FALSE | 5 | 21 | 18 | 0.035864 | 0.031076 | 0.030607
[5 empty] | 3380 | 2017-05-21 | FALSE | 5 | 21 | 19 | 0 | 0 | 0
[5 empty] | 3381 | 2017-05-21 | FALSE | 5 | 21 | 20 | 0 | 0 | 0
[5 empty] | 3382 | 2017-05-21 | FALSE | 5 | 21 | 21 | 0 | 0 | 0
[5 empty] | 3383 | 2017-05-21 | FALSE | 5 | 21 | 22 | 0 | 0 | 0
[5 empty] | 3384 | 2017-05-21 | FALSE | 5 | 21 | 23 | 0 | 0 | 0
[5 empty] | 3385 | 2017-05-22 | TRUE | 5 | 22 | 0 | 0 | 0 | 0
[5 empty] | 3386 | 2017-05-22 | TRUE | 5 | 22 | 1 | 0 | 0 | 0
[5 empty] | 3387 | 2017-05-22 | TRUE | 5 | 22 | 2 | 0 | 0 | 0
[5 empty] | 3388 | 2017-05-22 | TRUE | 5 | 22 | 3 | 0 | 0 | 0
[5 empty] | 3389 | 2017-05-22 | TRUE | 5 | 22 | 4 | 0.00016844 | 0 | 0
[5 empty] | 3390 | 2017-05-22 | TRUE | 5 | 22 | 5 | 0.039 | 0.035811 | 0.02244
[5 empty] | 3391 | 2017-05-22 | TRUE | 5 | 22 | 6 | 0.13691 | 0.12561 | 0.099171
[5 empty] | 3392 | 2017-05-22 | TRUE | 5 | 22 | 7 | 0.2392 | 0.22804 | 0.14376
[5 empty] | 3393 | 2017-05-22 | TRUE | 5 | 22 | 8 | 0.36924 | 0.33199 | 0.25095
[5 empty] | 3394 | 2017-05-22 | TRUE | 5 | 22 | 9 | 0.42317 | 0.36985 | 0.25173
[5 empty] | 3395 | 2017-05-22 | TRUE | 5 | 22 | 10 | 0.4541 | 0.42221 | 0.32625
[5 empty] | 3396 | 2017-05-22 | TRUE | 5 | 22 | 11 | 0.5117 | 0.47004 | 0.33477
[5 empty] | 3397 | 2017-05-22 | TRUE | 5 | 22 | 12 | 0.49284 | 0.37079 | 0.28034
[5 empty] | 3398 | 2017-05-22 | TRUE | 5 | 22 | 13 | 0.51395 | 0.363 | 0.34512
[5 empty] | 3399 | 2017-05-22 | TRUE | 5 | 22 | 14 | 0.45761 | 0.3116 | 0.22745
[5 empty] | 3400 | 2017-05-22 | TRUE | 5 | 22 | 15 | 0.37393 | 0.25423 | 0.21814
[5 empty] | 3401 | 2017-05-22 | TRUE | 5 | 22 | 16 | 0.24471 | 0.16067 | 0.13665
[5 empty] | 3402 | 2017-05-22 | TRUE | 5 | 22 | 17 | 0.13628 | 0.086491 | 0.074142
[5 empty] | 3403 | 2017-05-22 | TRUE | 5 | 22 | 18 | 0.04135 | 0.017941 | 0.015528
[5 empty] | 3404 | 2017-05-22 | TRUE | 5 | 22 | 19 | 0 | 0 | 0
[5 empty] | 3405 | 2017-05-22 | TRUE | 5 | 22 | 20 | 0 | 0 | 0
[5 empty] | 3406 | 2017-05-22 | TRUE | 5 | 22 | 21 | 0 | 0 | 0
[5 empty] | 3407 | 2017-05-22 | TRUE | 5 | 22 | 22 | 0 | 0 | 0
[5 empty] | 3408 | 2017-05-22 | TRUE | 5 | 22 | 23 | 0 | 0 | 0
[5 empty] | 3409 | 2017-05-23 | TRUE | 5 | 23 | 0 | 0 | 0 | 0
[5 empty] | 3410 | 2017-05-23 | TRUE | 5 | 23 | 1 | 0 | 0 | 0
[5 empty] | 3411 | 2017-05-23 | TRUE | 5 | 23 | 2 | 0 | 0 | 0
[5 empty] | 3412 | 2017-05-23 | TRUE | 5 | 23 | 3 | 0 | 0 | 0
[5 empty] | 3413 | 2017-05-23 | TRUE | 5 | 23 | 4 | 0.00038101 | 0 | 0
[5 empty] | 3414 | 2017-05-23 | TRUE | 5 | 23 | 5 | 0.042269 | 0.037725 | 0.042087
[5 empty] | 3415 | 2017-05-23 | TRUE | 5 | 23 | 6 | 0.14627 | 0.09471 | 0.093203
[5 empty] | 3416 | 2017-05-23 | TRUE | 5 | 23 | 7 | 0.26944 | 0.18123 | 0.14595
[5 empty] | 3417 | 2017-05-23 | TRUE | 5 | 23 | 8 | 0.39242 | 0.26596 | 0.25084
[5 empty] | 3418 | 2017-05-23 | TRUE | 5 | 23 | 9 | 0.45201 | 0.34952 | 0.36533
[5 empty] | 3419 | 2017-05-23 | TRUE | 5 | 23 | 10 | 0.56789 | 0.39061 | 0.34619
[5 empty] | 3420 | 2017-05-23 | TRUE | 5 | 23 | 11 | 0.60536 | 0.34932 | 0.27738
[5 empty] | 3421 | 2017-05-23 | TRUE | 5 | 23 | 12 | 0.58252 | 0.49172 | 0.5008
[5 empty] | 3422 | 2017-05-23 | TRUE | 5 | 23 | 13 | 0.54281 | 0.45132 | 0.47735
[5 empty] | 3423 | 2017-05-23 | TRUE | 5 | 23 | 14 | 0.49056 | 0.34477 | 0.3329
[5 empty] | 3424 | 2017-05-23 | TRUE | 5 | 23 | 15 | 0.38514 | 0.29685 | 0.25241
[5 empty] | 3425 | 2017-05-23 | TRUE | 5 | 23 | 16 | 0.27756 | 0.18024 | 0.18415
[5 empty] | 3426 | 2017-05-23 | TRUE | 5 | 23 | 17 | 0.14993 | 0.091804 | 0.092221
[5 empty] | 3427 | 2017-05-23 | TRUE | 5 | 23 | 18 | 0.048559 | 0.021157 | 0.020943
[5 empty] | 3428 | 2017-05-23 | TRUE | 5 | 23 | 19 | 0 | 0 | 0
[5 empty] | 3429 | 2017-05-23 | TRUE | 5 | 23 | 20 | 0 | 0 | 0
[5 empty] | 3430 | 2017-05-23 | TRUE | 5 | 23 | 21 | 0 | 0 | 0
[5 empty] | 3431 | 2017-05-23 | TRUE | 5 | 23 | 22 | 0 | 0 | 0
[5 empty] | 3432 | 2017-05-23 | TRUE | 5 | 23 | 23 | 0 | 0 | 0
[5 empty] | 3433 | 2017-05-24 | TRUE | 5 | 24 | 0 | 0 | 0 | 0
[5 empty] | 3434 | 2017-05-24 | TRUE | 5 | 24 | 1 | 0 | 0 | 0
[5 empty] | 3435 | 2017-05-24 | TRUE | 5 | 24 | 2 | 0 | 0 | 0
[5 empty] | 3436 | 2017-05-24 | TRUE | 5 | 24 | 3 | 0 | 0 | 0
[5 empty] | 3437 | 2017-05-24 | TRUE | 5 | 24 | 4 | 0.00015268 | 0 | 0
[5 empty] | 3438 | 2017-05-24 | TRUE | 5 | 24 | 5 | 0.037985 | 0.048751 | 0.052309
[5 empty] | 3439 | 2017-05-24 | TRUE | 5 | 24 | 6 | 0.13051 | 0.16796 | 0.17239
[5 empty] | 3440 | 2017-05-24 | TRUE | 5 | 24 | 7 | 0.25604 | 0.26033 | 0.21682
[5 empty] | 3441 | 2017-05-24 | TRUE | 5 | 24 | 8 | 0.3737 | 0.39498 | 0.37014
[5 empty] | 3442 | 2017-05-24 | TRUE | 5 | 24 | 9 | 0.44119 | 0.43932 | 0.44389
[5 empty] | 3443 | 2017-05-24 | TRUE | 5 | 24 | 10 | 0.50811 | 0.55171 | 0.62403
[5 empty] | 3444 | 2017-05-24 | TRUE | 5 | 24 | 11 | 0.52804 | 0.51097 | 0.58734
[5 empty] | 3445 | 2017-05-24 | TRUE | 5 | 24 | 12 | 0.58868 | 0.62861 | 0.67169
[5 empty] | 3446 | 2017-05-24 | TRUE | 5 | 24 | 13 | 0.53813 | 0.57891 | 0.61249
[5 empty] | 3447 | 2017-05-24 | TRUE | 5 | 24 | 14 | 0.47357 | 0.41852 | 0.52903
[5 empty] | 3448 | 2017-05-24 | TRUE | 5 | 24 | 15 | 0.43643 | 0.35295 | 0.3706
[5 empty] | 3449 | 2017-05-24 | TRUE | 5 | 24 | 16 | 0.29979 | 0.28846 | 0.2841
[5 empty] | 3450 | 2017-05-24 | TRUE | 5 | 24 | 17 | 0.16966 | 0.14684 | 0.14574
[5 empty] | 3451 | 2017-05-24 | TRUE | 5 | 24 | 18 | 0.054137 | 0.038535 | 0.03577
[5 empty] | 3452 | 2017-05-24 | TRUE | 5 | 24 | 19 | 6.1844e-06 | 0 | 0
[5 empty] | 3453 | 2017-05-24 | TRUE | 5 | 24 | 20 | 0 | 0 | 0
[5 empty] | 3454 | 2017-05-24 | TRUE | 5 | 24 | 21 | 0 | 0 | 0
[5 empty] | 3455 | 2017-05-24 | TRUE | 5 | 24 | 22 | 0 | 0 | 0
[5 empty] | 3456 | 2017-05-24 | TRUE | 5 | 24 | 23 | 0 | 0 | 0
[5 empty] | 3457 | 2017-05-25 | TRUE | 5 | 25 | 0 | 0 | 0 | 0
[5 empty] | 3458 | 2017-05-25 | TRUE | 5 | 25 | 1 | 0 | 0 | 0
[5 empty] | 3459 | 2017-05-25 | TRUE | 5 | 25 | 2 | 0 | 0 | 0
[5 empty] | 3460 | 2017-05-25 | TRUE | 5 | 25 | 3 | 0 | 0 | 0
[5 empty] | 3461 | 2017-05-25 | TRUE | 5 | 25 | 4 | 0.00022723 | 0 | 0
[5 empty] | 3462 | 2017-05-25 | TRUE | 5 | 25 | 5 | 0.032779 | 0.034364 | 0.025776
[5 empty] | 3463 | 2017-05-25 | TRUE | 5 | 25 | 6 | 0.10028 | 0.11813 | 0.12736
[5 empty] | 3464 | 2017-05-25 | TRUE | 5 | 25 | 7 | 0.1862 | 0.20972 | 0.20067
[5 empty] | 3465 | 2017-05-25 | TRUE | 5 | 25 | 8 | 0.30328 | 0.27669 | 0.26902
[5 empty] | 3466 | 2017-05-25 | TRUE | 5 | 25 | 9 | 0.37915 | 0.33519 | 0.30371
[5 empty] | 3467 | 2017-05-25 | TRUE | 5 | 25 | 10 | 0.41851 | 0.38551 | 0.36949
[5 empty] | 3468 | 2017-05-25 | TRUE | 5 | 25 | 11 | 0.46603 | 0.41972 | 0.36648
[5 empty] | 3469 | 2017-05-25 | TRUE | 5 | 25 | 12 | 0.45042 | 0.40807 | 0.35576
[5 empty] | 3470 | 2017-05-25 | TRUE | 5 | 25 | 13 | 0.38052 | 0.39136 | 0.336
[5 empty] | 3471 | 2017-05-25 | TRUE | 5 | 25 | 14 | 0.3187 | 0.35132 | 0.29246
[5 empty] | 3472 | 2017-05-25 | TRUE | 5 | 25 | 15 | 0.24627 | 0.19158 | 0.22639
[5 empty] | 3473 | 2017-05-25 | TRUE | 5 | 25 | 16 | 0.17109 | 0.16157 | 0.2061
[5 empty] | 3474 | 2017-05-25 | TRUE | 5 | 25 | 17 | 0.096106 | 0.053608 | 0.086419
[5 empty] | 3475 | 2017-05-25 | TRUE | 5 | 25 | 18 | 0.037031 | 0.014714 | 0.025227
[5 empty] | 3476 | 2017-05-25 | TRUE | 5 | 25 | 19 | 8.5968e-05 | 0 | 0
[5 empty] | 3477 | 2017-05-25 | TRUE | 5 | 25 | 20 | 0 | 0 | 0
[5 empty] | 3478 | 2017-05-25 | TRUE | 5 | 25 | 21 | 0 | 0 | 0
[5 empty] | 3479 | 2017-05-25 | TRUE | 5 | 25 | 22 | 0 | 0 | 0
[5 empty] | 3480 | 2017-05-25 | TRUE | 5 | 25 | 23 | 0 | 0 | 0
[5 empty] | 3481 | 2017-05-26 | TRUE | 5 | 26 | 0 | 0 | 0 | 0
[5 empty] | 3482 | 2017-05-26 | TRUE | 5 | 26 | 1 | 0 | 0 | 0
[5 empty] | 3483 | 2017-05-26 | TRUE | 5 | 26 | 2 | 0 | 0 | 0
[5 empty] | 3484 | 2017-05-26 | TRUE | 5 | 26 | 3 | 0 | 0 | 0
[5 empty] | 3485 | 2017-05-26 | TRUE | 5 | 26 | 4 | 9.3372e-05 | 0 | 0
[5 empty] | 3486 | 2017-05-26 | TRUE | 5 | 26 | 5 | 0.045106 | 0.049505 | 0.0446
[5 empty] | 3487 | 2017-05-26 | TRUE | 5 | 26 | 6 | 0.12757 | 0.15241 | 0.1431
[5 empty] | 3488 | 2017-05-26 | TRUE | 5 | 26 | 7 | 0.25321 | 0.29501 | 0.31153
[5 empty] | 3489 | 2017-05-26 | TRUE | 5 | 26 | 8 | 0.37266 | 0.4131 | 0.46763
[5 empty] | 3490 | 2017-05-26 | TRUE | 5 | 26 | 9 | 0.41521 | 0.40367 | 0.44011
[5 empty] | 3491 | 2017-05-26 | TRUE | 5 | 26 | 10 | 0.4826 | 0.54854 | 0.65796
[5 empty] | 3492 | 2017-05-26 | TRUE | 5 | 26 | 11 | 0.5044 | 0.57874 | 0.68422
[5 empty] | 3493 | 2017-05-26 | TRUE | 5 | 26 | 12 | 0.47244 | 0.48376 | 0.54421
[5 empty] | 3494 | 2017-05-26 | TRUE | 5 | 26 | 13 | 0.43903 | 0.322 | 0.30607
[5 empty] | 3495 | 2017-05-26 | TRUE | 5 | 26 | 14 | 0.39594 | 0.39136 | 0.40838
[5 empty] | 3496 | 2017-05-26 | TRUE | 5 | 26 | 15 | 0.31121 | 0.28984 | 0.23574
[5 empty] | 3497 | 2017-05-26 | TRUE | 5 | 26 | 16 | 0.26332 | 0.21055 | 0.18751
[5 empty] | 3498 | 2017-05-26 | TRUE | 5 | 26 | 17 | 0.14541 | 0.12338 | 0.1239
[5 empty] | 3499 | 2017-05-26 | TRUE | 5 | 26 | 18 | 0.048159 | 0.035935 | 0.038282
[5 empty] | 3500 | 2017-05-26 | TRUE | 5 | 26 | 19 | 0.000168 | 0 | 0
[5 empty] | 3501 | 2017-05-26 | TRUE | 5 | 26 | 20 | 0 | 0 | 0
[5 empty] | 3502 | 2017-05-26 | TRUE | 5 | 26 | 21 | 0 | 0 | 0
[5 empty] | 3503 | 2017-05-26 | TRUE | 5 | 26 | 22 | 0 | 0 | 0
[5 empty] | 3504 | 2017-05-26 | TRUE | 5 | 26 | 23 | 0 | 0 | 0
[5 empty] | 3505 | 2017-05-27 | FALSE | 5 | 27 | 0 | 0 | 0 | 0
[5 empty] | 3506 | 2017-05-27 | FALSE | 5 | 27 | 1 | 0 | 0 | 0
[5 empty] | 3507 | 2017-05-27 | FALSE | 5 | 27 | 2 | 0 | 0 | 0
[5 empty] | 3508 | 2017-05-27 | FALSE | 5 | 27 | 3 | 0 | 0 | 0
[5 empty] | 3509 | 2017-05-27 | FALSE | 5 | 27 | 4 | 0.00064541 | 0 | 0
[5 empty] | 3510 | 2017-05-27 | FALSE | 5 | 27 | 5 | 0.050798 | 0.066638 | 0.062044
[5 empty] | 3511 | 2017-05-27 | FALSE | 5 | 27 | 6 | 0.1602 | 0.19784 | 0.20406
[5 empty] | 3512 | 2017-05-27 | FALSE | 5 | 27 | 7 | 0.29698 | 0.35748 | 0.37295
[5 empty] | 3513 | 2017-05-27 | FALSE | 5 | 27 | 8 | 0.4244 | 0.49584 | 0.51668
[5 empty] | 3514 | 2017-05-27 | FALSE | 5 | 27 | 9 | 0.5082 | 0.54321 | 0.55817
[5 empty] | 3515 | 2017-05-27 | FALSE | 5 | 27 | 10 | 0.57073 | 0.60763 | 0.5759
[5 empty] | 3516 | 2017-05-27 | FALSE | 5 | 27 | 11 | 0.58891 | 0.64162 | 0.62066
[5 empty] | 3517 | 2017-05-27 | FALSE | 5 | 27 | 12 | 0.57855 | 0.65395 | 0.63064
[5 empty] | 3518 | 2017-05-27 | FALSE | 5 | 27 | 13 | 0.55046 | 0.57244 | 0.54083
[5 empty] | 3519 | 2017-05-27 | FALSE | 5 | 27 | 14 | 0.5009 | 0.48639 | 0.45626
[5 empty] | 3520 | 2017-05-27 | FALSE | 5 | 27 | 15 | 0.39975 | 0.41325 | 0.4227
[5 empty] | 3521 | 2017-05-27 | FALSE | 5 | 27 | 16 | 0.27764 | 0.2476 | 0.21481
[5 empty] | 3522 | 2017-05-27 | FALSE | 5 | 27 | 17 | 0.14993 | 0.12808 | 0.112
[5 empty] | 3523 | 2017-05-27 | FALSE | 5 | 27 | 18 | 0.050283 | 0.037051 | 0.033331
[5 empty] | 3524 | 2017-05-27 | FALSE | 5 | 27 | 19 | 0.00019426 | 0 | 0
[5 empty] | 3525 | 2017-05-27 | FALSE | 5 | 27 | 20 | 0 | 0 | 0
[5 empty] | 3526 | 2017-05-27 | FALSE | 5 | 27 | 21 | 0 | 0 | 0
[5 empty] | 3527 | 2017-05-27 | FALSE | 5 | 27 | 22 | 0 | 0 | 0
[5 empty] | 3528 | 2017-05-27 | FALSE | 5 | 27 | 23 | 0 | 0 | 0
[5 empty] | 3529 | 2017-05-28 | FALSE | 5 | 28 | 0 | 0 | 0 | 0
[5 empty] | 3530 | 2017-05-28 | FALSE | 5 | 28 | 1 | 0 | 0 | 0
[5 empty] | 3531 | 2017-05-28 | FALSE | 5 | 28 | 2 | 0 | 0 | 0
[5 empty] | 3532 | 2017-05-28 | FALSE | 5 | 28 | 3 | 0 | 0 | 0
[5 empty] | 3533 | 2017-05-28 | FALSE | 5 | 28 | 4 | 0.00057335 | 0 | 0
[5 empty] | 3534 | 2017-05-28 | FALSE | 5 | 28 | 5 | 0.055349 | 0.063061 | 0.06181
[5 empty] | 3535 | 2017-05-28 | FALSE | 5 | 28 | 6 | 0.17325 | 0.18119 | 0.18207
[5 empty] | 3536 | 2017-05-28 | FALSE | 5 | 28 | 7 | 0.29331 | 0.33437 | 0.33696
[5 empty] | 3537 | 2017-05-28 | FALSE | 5 | 28 | 8 | 0.39749 | 0.45164 | 0.48916
[5 empty] | 3538 | 2017-05-28 | FALSE | 5 | 28 | 9 | 0.477 | 0.54911 | 0.56834
[5 empty] | 3539 | 2017-05-28 | FALSE | 5 | 28 | 10 | 0.54694 | 0.60373 | 0.64015
[5 empty] | 3540 | 2017-05-28 | FALSE | 5 | 28 | 11 | 0.55208 | 0.61594 | 0.64429
[5 empty] | 3541 | 2017-05-28 | FALSE | 5 | 28 | 12 | 0.54763 | 0.59752 | 0.65998
[5 empty] | 3542 | 2017-05-28 | FALSE | 5 | 28 | 13 | 0.48466 | 0.50586 | 0.61977
[5 empty] | 3543 | 2017-05-28 | FALSE | 5 | 28 | 14 | 0.41671 | 0.45237 | 0.50067
[5 empty] | 3544 | 2017-05-28 | FALSE | 5 | 28 | 15 | 0.30372 | 0.34951 | 0.41411
[5 empty] | 3545 | 2017-05-28 | FALSE | 5 | 28 | 16 | 0.23768 | 0.25076 | 0.24525
[5 empty] | 3546 | 2017-05-28 | FALSE | 5 | 28 | 17 | 0.11604 | 0.12326 | 0.13708
[5 empty] | 3547 | 2017-05-28 | FALSE | 5 | 28 | 18 | 0.037097 | 0.033348 | 0.036075
[5 empty] | 3548 | 2017-05-28 | FALSE | 5 | 28 | 19 | 4.0443e-06 | 0 | 0
[5 empty] | 3549 | 2017-05-28 | FALSE | 5 | 28 | 20 | 0 | 0 | 0
[5 empty] | 3550 | 2017-05-28 | FALSE | 5 | 28 | 21 | 0 | 0 | 0
[5 empty] | 3551 | 2017-05-28 | FALSE | 5 | 28 | 22 | 0 | 0 | 0
[5 empty] | 3552 | 2017-05-28 | FALSE | 5 | 28 | 23 | 0 | 0 | 0
[5 empty] | 3553 | 2017-05-29 | TRUE | 5 | 29 | 0 | 0 | 0 | 0
[5 empty] | 3554 | 2017-05-29 | TRUE | 5 | 29 | 1 | 0 | 0 | 0
[5 empty] | 3555 | 2017-05-29 | TRUE | 5 | 29 | 2 | 0 | 0 | 0
[5 empty] | 3556 | 2017-05-29 | TRUE | 5 | 29 | 3 | 0 | 0 | 0
[5 empty] | 3557 | 2017-05-29 | TRUE | 5 | 29 | 4 | 6.4168e-05 | 0 | 0
[5 empty] | 3558 | 2017-05-29 | TRUE | 5 | 29 | 5 | 0.028747 | 0.044699 | 0.036153
[5 empty] | 3559 | 2017-05-29 | TRUE | 5 | 29 | 6 | 0.095784 | 0.11277 | 0.081194
[5 empty] | 3560 | 2017-05-29 | TRUE | 5 | 29 | 7 | 0.20821 | 0.19927 | 0.20663
[5 empty] | 3561 | 2017-05-29 | TRUE | 5 | 29 | 8 | 0.27262 | 0.24422 | 0.30308
[5 empty] | 3562 | 2017-05-29 | TRUE | 5 | 29 | 9 | 0.38154 | 0.36808 | 0.39853
[5 empty] | 3563 | 2017-05-29 | TRUE | 5 | 29 | 10 | 0.45349 | 0.43318 | 0.50868
[5 empty] | 3564 | 2017-05-29 | TRUE | 5 | 29 | 11 | 0.51101 | 0.45638 | 0.49237
[5 empty] | 3565 | 2017-05-29 | TRUE | 5 | 29 | 12 | 0.51129 | 0.46295 | 0.47352
[5 empty] | 3566 | 2017-05-29 | TRUE | 5 | 29 | 13 | 0.47971 | 0.41863 | 0.37626
[5 empty] | 3567 | 2017-05-29 | TRUE | 5 | 29 | 14 | 0.39483 | 0.30406 | 0.33229
[5 empty] | 3568 | 2017-05-29 | TRUE | 5 | 29 | 15 | 0.3232 | 0.24334 | 0.25531
[5 empty] | 3569 | 2017-05-29 | TRUE | 5 | 29 | 16 | 0.23599 | 0.19665 | 0.22055
[5 empty] | 3570 | 2017-05-29 | TRUE | 5 | 29 | 17 | 0.15255 | 0.086856 | 0.097679
[5 empty] | 3571 | 2017-05-29 | TRUE | 5 | 29 | 18 | 0.054229 | 0.032505 | 0.024538
[5 empty] | 3572 | 2017-05-29 | TRUE | 5 | 29 | 19 | 0.00068152 | 0 | 0
[5 empty] | 3573 | 2017-05-29 | TRUE | 5 | 29 | 20 | 0 | 0 | 0
[5 empty] | 3574 | 2017-05-29 | TRUE | 5 | 29 | 21 | 0 | 0 | 0
[5 empty] | 3575 | 2017-05-29 | TRUE | 5 | 29 | 22 | 0 | 0 | 0
[5 empty] | 3576 | 2017-05-29 | TRUE | 5 | 29 | 23 | 0 | 0 | 0
[5 empty] | 3577 | 2017-05-30 | TRUE | 5 | 30 | 0 | 0 | 0 | 0
[5 empty] | 3578 | 2017-05-30 | TRUE | 5 | 30 | 1 | 0 | 0 | 0
[5 empty] | 3579 | 2017-05-30 | TRUE | 5 | 30 | 2 | 0 | 0 | 0
[5 empty] | 3580 | 2017-05-30 | TRUE | 5 | 30 | 3 | 0 | 0 | 0
[5 empty] | 3581 | 2017-05-30 | TRUE | 5 | 30 | 4 | 0.00038979 | 0 | 0
[5 empty] | 3582 | 2017-05-30 | TRUE | 5 | 30 | 5 | 0.03554 | 0.047806 | 0.048761
[5 empty] | 3583 | 2017-05-30 | TRUE | 5 | 30 | 6 | 0.11888 | 0.13396 | 0.14913
[5 empty] | 3584 | 2017-05-30 | TRUE | 5 | 30 | 7 | 0.23018 | 0.24512 | 0.27727
[5 empty] | 3585 | 2017-05-30 | TRUE | 5 | 30 | 8 | 0.33722 | 0.34177 | 0.37532
[5 empty] | 3586 | 2017-05-30 | TRUE | 5 | 30 | 9 | 0.42989 | 0.42148 | 0.4654
[5 empty] | 3587 | 2017-05-30 | TRUE | 5 | 30 | 10 | 0.4843 | 0.4708 | 0.51372
[5 empty] | 3588 | 2017-05-30 | TRUE | 5 | 30 | 11 | 0.48001 | 0.45349 | 0.45072
[5 empty] | 3589 | 2017-05-30 | TRUE | 5 | 30 | 12 | 0.50912 | 0.47572 | 0.49961
[5 empty] | 3590 | 2017-05-30 | TRUE | 5 | 30 | 13 | 0.47451 | 0.43873 | 0.42636
[5 empty] | 3591 | 2017-05-30 | TRUE | 5 | 30 | 14 | 0.39365 | 0.39788 | 0.44763
[5 empty] | 3592 | 2017-05-30 | TRUE | 5 | 30 | 15 | 0.3183 | 0.37159 | 0.38461
[5 empty] | 3593 | 2017-05-30 | TRUE | 5 | 30 | 16 | 0.24955 | 0.21818 | 0.19571
[5 empty] | 3594 | 2017-05-30 | TRUE | 5 | 30 | 17 | 0.1589 | 0.11685 | 0.10668
[5 empty] | 3595 | 2017-05-30 | TRUE | 5 | 30 | 18 | 0.054643 | 0.030702 | 0.02636
[5 empty] | 3596 | 2017-05-30 | TRUE | 5 | 30 | 19 | 0.0011881 | 0 | 0
[5 empty] | 3597 | 2017-05-30 | TRUE | 5 | 30 | 20 | 0 | 0 | 0
[5 empty] | 3598 | 2017-05-30 | TRUE | 5 | 30 | 21 | 0 | 0 | 0
[5 empty] | 3599 | 2017-05-30 | TRUE | 5 | 30 | 22 | 0 | 0 | 0
[5 empty] | 3600 | 2017-05-30 | TRUE | 5 | 30 | 23 | 0 | 0 | 0
[5 empty] | 3601 | 2017-05-31 | TRUE | 5 | 31 | 0 | 0 | 0 | 0
[5 empty] | 3602 | 2017-05-31 | TRUE | 5 | 31 | 1 | 0 | 0 | 0
[5 empty] | 3603 | 2017-05-31 | TRUE | 5 | 31 | 2 | 0 | 0 | 0
[5 empty] | 3604 | 2017-05-31 | TRUE | 5 | 31 | 3 | 0 | 0 | 0
[5 empty] | 3605 | 2017-05-31 | TRUE | 5 | 31 | 4 | 0.0004573 | 0 | 0
[5 empty] | 3606 | 2017-05-31 | TRUE | 5 | 31 | 5 | 0.045756 | 0.044287 | 0.05041
[5 empty] | 3607 | 2017-05-31 | TRUE | 5 | 31 | 6 | 0.14709 | 0.11103 | 0.11202
[5 empty] | 3608 | 2017-05-31 | TRUE | 5 | 31 | 7 | 0.26795 | 0.21193 | 0.18266
[5 empty] | 3609 | 2017-05-31 | TRUE | 5 | 31 | 8 | 0.38508 | 0.31947 | 0.30363
[5 empty] | 3610 | 2017-05-31 | TRUE | 5 | 31 | 9 | 0.46457 | 0.46481 | 0.43904
[5 empty] | 3611 | 2017-05-31 | TRUE | 5 | 31 | 10 | 0.50721 | 0.55627 | 0.51477
[5 empty] | 3612 | 2017-05-31 | TRUE | 5 | 31 | 11 | 0.52662 | 0.66305 | 0.66052
[5 empty] | 3613 | 2017-05-31 | TRUE | 5 | 31 | 12 | 0.57707 | 0.63839 | 0.61966
[5 empty] | 3614 | 2017-05-31 | TRUE | 5 | 31 | 13 | 0.50537 | 0.54503 | 0.62462
[5 empty] | 3615 | 2017-05-31 | TRUE | 5 | 31 | 14 | 0.51742 | 0.50137 | 0.57852
[5 empty] | 3616 | 2017-05-31 | TRUE | 5 | 31 | 15 | 0.3847 | 0.31635 | 0.46408
[5 empty] | 3617 | 2017-05-31 | TRUE | 5 | 31 | 16 | 0.27326 | 0.26177 | 0.31795
[5 empty] | 3618 | 2017-05-31 | TRUE | 5 | 31 | 17 | 0.14791 | 0.13614 | 0.14915
[5 empty] | 3619 | 2017-05-31 | TRUE | 5 | 31 | 18 | 0.053407 | 0.034406 | 0.034983
[5 empty] | 3620 | 2017-05-31 | TRUE | 5 | 31 | 19 | 0.00097943 | 0 | 0
[5 empty] | 3621 | 2017-05-31 | TRUE | 5 | 31 | 20 | 0 | 0 | 0
[5 empty] | 3622 | 2017-05-31 | TRUE | 5 | 31 | 21 | 0 | 0 | 0
[5 empty] | 3623 | 2017-05-31 | TRUE | 5 | 31 | 22 | 0 | 0 | 0
[5 empty] | 3624 | 2017-05-31 | TRUE | 5 | 31 | 23 | 0 | 0 | 0
[5 empty] | 3625 | 2017-06-01 | TRUE | 6 | 1 | 0 | 0 | 0 | 0
[5 empty] | 3626 | 2017-06-01 | TRUE | 6 | 1 | 1 | 0 | 0 | 0
[5 empty] | 3627 | 2017-06-01 | TRUE | 6 | 1 | 2 | 0 | 0 | 0
[5 empty] | 3628 | 2017-06-01 | TRUE | 6 | 1 | 3 | 0 | 0 | 0
[5 empty] | 3629 | 2017-06-01 | TRUE | 6 | 1 | 4 | 0.00058716 | 0 | 0
[5 empty] | 3630 | 2017-06-01 | TRUE | 6 | 1 | 5 | 0.045397 | 0.057308 | 0.048327
[5 empty] | 3631 | 2017-06-01 | TRUE | 6 | 1 | 6 | 0.14303 | 0.16884 | 0.16833
[5 empty] | 3632 | 2017-06-01 | TRUE | 6 | 1 | 7 | 0.25312 | 0.27032 | 0.28218
[5 empty] | 3633 | 2017-06-01 | TRUE | 6 | 1 | 8 | 0.39134 | 0.39665 | 0.39354
[5 empty] | 3634 | 2017-06-01 | TRUE | 6 | 1 | 9 | 0.36836 | 0.52202 | 0.51548
[5 empty] | 3635 | 2017-06-01 | TRUE | 6 | 1 | 10 | 0.45756 | 0.5713 | 0.65281
[5 empty] | 3636 | 2017-06-01 | TRUE | 6 | 1 | 11 | 0.53084 | 0.59684 | 0.61052
[5 empty] | 3637 | 2017-06-01 | TRUE | 6 | 1 | 12 | 0.53032 | 0.56024 | 0.61644
[5 empty] | 3638 | 2017-06-01 | TRUE | 6 | 1 | 13 | 0.54295 | 0.57734 | 0.52523
[5 empty] | 3639 | 2017-06-01 | TRUE | 6 | 1 | 14 | 0.45377 | 0.47722 | 0.50171
[5 empty] | 3640 | 2017-06-01 | TRUE | 6 | 1 | 15 | 0.38211 | 0.37199 | 0.34281
[5 empty] | 3641 | 2017-06-01 | TRUE | 6 | 1 | 16 | 0.29091 | 0.28216 | 0.28548
[5 empty] | 3642 | 2017-06-01 | TRUE | 6 | 1 | 17 | 0.17361 | 0.12234 | 0.10462
[5 empty] | 3643 | 2017-06-01 | TRUE | 6 | 1 | 18 | 0.062478 | 0.038486 | 0.030796
[5 empty] | 3644 | 2017-06-01 | TRUE | 6 | 1 | 19 | 0.0014528 | 0 | 0
[5 empty] | 3645 | 2017-06-01 | TRUE | 6 | 1 | 20 | 0 | 0 | 0
[5 empty] | 3646 | 2017-06-01 | TRUE | 6 | 1 | 21 | 0 | 0 | 0
[5 empty] | 3647 | 2017-06-01 | TRUE | 6 | 1 | 22 | 0 | 0 | 0
[5 empty] | 3648 | 2017-06-01 | TRUE | 6 | 1 | 23 | 0 | 0 | 0
[5 empty] | 3649 | 2017-06-02 | TRUE | 6 | 2 | 0 | 0 | 0 | 0
[5 empty] | 3650 | 2017-06-02 | TRUE | 6 | 2 | 1 | 0 | 0 | 0
[5 empty] | 3651 | 2017-06-02 | TRUE | 6 | 2 | 2 | 0 | 0 | 0
[5 empty] | 3652 | 2017-06-02 | TRUE | 6 | 2 | 3 | 0 | 0 | 0
[5 empty] | 3653 | 2017-06-02 | TRUE | 6 | 2 | 4 | 0.0011828 | 0 | 0
[5 empty] | 3654 | 2017-06-02 | TRUE | 6 | 2 | 5 | 0.055742 | 0.059852 | 0.053825
[5 empty] | 3655 | 2017-06-02 | TRUE | 6 | 2 | 6 | 0.17391 | 0.17705 | 0.16847
[5 empty] | 3656 | 2017-06-02 | TRUE | 6 | 2 | 7 | 0.32538 | 0.29591 | 0.27446
[5 empty] | 3657 | 2017-06-02 | TRUE | 6 | 2 | 8 | 0.42904 | 0.41062 | 0.41894
[5 empty] | 3658 | 2017-06-02 | TRUE | 6 | 2 | 9 | 0.5033 | 0.47057 | 0.47944
[5 empty] | 3659 | 2017-06-02 | TRUE | 6 | 2 | 10 | 0.58363 | 0.55275 | 0.50159
[5 empty] | 3660 | 2017-06-02 | TRUE | 6 | 2 | 11 | 0.53655 | 0.51426 | 0.55592
[5 empty] | 3661 | 2017-06-02 | TRUE | 6 | 2 | 12 | 0.58413 | 0.55564 | 0.61428
[5 empty] | 3662 | 2017-06-02 | TRUE | 6 | 2 | 13 | 0.55059 | 0.47197 | 0.51559
[5 empty] | 3663 | 2017-06-02 | TRUE | 6 | 2 | 14 | 0.46852 | 0.34989 | 0.38085
[5 empty] | 3664 | 2017-06-02 | TRUE | 6 | 2 | 15 | 0.41039 | 0.39401 | 0.41359
[5 empty] | 3665 | 2017-06-02 | TRUE | 6 | 2 | 16 | 0.28791 | 0.2234 | 0.26275
[5 empty] | 3666 | 2017-06-02 | TRUE | 6 | 2 | 17 | 0.17713 | 0.14971 | 0.14007
[5 empty] | 3667 | 2017-06-02 | TRUE | 6 | 2 | 18 | 0.06117 | 0.044474 | 0.043509
[5 empty] | 3668 | 2017-06-02 | TRUE | 6 | 2 | 19 | 0.0015241 | 0 | 0
[5 empty] | 3669 | 2017-06-02 | TRUE | 6 | 2 | 20 | 0 | 0 | 0
[5 empty] | 3670 | 2017-06-02 | TRUE | 6 | 2 | 21 | 0 | 0 | 0
[5 empty] | 3671 | 2017-06-02 | TRUE | 6 | 2 | 22 | 0 | 0 | 0
[5 empty] | 3672 | 2017-06-02 | TRUE | 6 | 2 | 23 | 0 | 0 | 0
[5 empty] | 3673 | 2017-06-03 | FALSE | 6 | 3 | 0 | 0 | 0 | 0
[5 empty] | 3674 | 2017-06-03 | FALSE | 6 | 3 | 1 | 0 | 0 | 0
[5 empty] | 3675 | 2017-06-03 | FALSE | 6 | 3 | 2 | 0 | 0 | 0
[5 empty] | 3676 | 2017-06-03 | FALSE | 6 | 3 | 3 | 0 | 0 | 0
[5 empty] | 3677 | 2017-06-03 | FALSE | 6 | 3 | 4 | 0.00018962 | 0.00034388 | 0
[5 empty] | 3678 | 2017-06-03 | FALSE | 6 | 3 | 5 | 0.044911 | 0.057315 | 0.042972
[5 empty] | 3679 | 2017-06-03 | FALSE | 6 | 3 | 6 | 0.13654 | 0.16384 | 0.12318
[5 empty] | 3680 | 2017-06-03 | FALSE | 6 | 3 | 7 | 0.27973 | 0.30497 | 0.27312
[5 empty] | 3681 | 2017-06-03 | FALSE | 6 | 3 | 8 | 0.40609 | 0.4178 | 0.37788
[5 empty] | 3682 | 2017-06-03 | FALSE | 6 | 3 | 9 | 0.48256 | 0.53667 | 0.55469
[5 empty] | 3683 | 2017-06-03 | FALSE | 6 | 3 | 10 | 0.53325 | 0.53398 | 0.61484
[5 empty] | 3684 | 2017-06-03 | FALSE | 6 | 3 | 11 | 0.56081 | 0.61647 | 0.58972
[5 empty] | 3685 | 2017-06-03 | FALSE | 6 | 3 | 12 | 0.57028 | 0.57647 | 0.67491
[5 empty] | 3686 | 2017-06-03 | FALSE | 6 | 3 | 13 | 0.5309 | 0.50573 | 0.57157
[5 empty] | 3687 | 2017-06-03 | FALSE | 6 | 3 | 14 | 0.47198 | 0.48506 | 0.51076
[5 empty] | 3688 | 2017-06-03 | FALSE | 6 | 3 | 15 | 0.38916 | 0.40059 | 0.44517
[5 empty] | 3689 | 2017-06-03 | FALSE | 6 | 3 | 16 | 0.25651 | 0.24888 | 0.28862
[5 empty] | 3690 | 2017-06-03 | FALSE | 6 | 3 | 17 | 0.16201 | 0.12024 | 0.11287
[5 empty] | 3691 | 2017-06-03 | FALSE | 6 | 3 | 18 | 0.05353 | 0.03695 | 0.028121
[5 empty] | 3692 | 2017-06-03 | FALSE | 6 | 3 | 19 | 0.0014519 | 0 | 0
[5 empty] | 3693 | 2017-06-03 | FALSE | 6 | 3 | 20 | 0 | 0 | 0
[5 empty] | 3694 | 2017-06-03 | FALSE | 6 | 3 | 21 | 0 | 0 | 0
[5 empty] | 3695 | 2017-06-03 | FALSE | 6 | 3 | 22 | 0 | 0 | 0
[5 empty] | 3696 | 2017-06-03 | FALSE | 6 | 3 | 23 | 0 | 0 | 0
[5 empty] | 3697 | 2017-06-04 | FALSE | 6 | 4 | 0 | 0 | 0 | 0
[5 empty] | 3698 | 2017-06-04 | FALSE | 6 | 4 | 1 | 0 | 0 | 0
[5 empty] | 3699 | 2017-06-04 | FALSE | 6 | 4 | 2 | 0 | 0 | 0
[5 empty] | 3700 | 2017-06-04 | FALSE | 6 | 4 | 3 | 0 | 0 | 0
[5 empty] | 3701 | 2017-06-04 | FALSE | 6 | 4 | 4 | 0.00071808 | 0 | 0
[5 empty] | 3702 | 2017-06-04 | FALSE | 6 | 4 | 5 | 0.026527 | 0.043314 | 0.048576
[5 empty] | 3703 | 2017-06-04 | FALSE | 6 | 4 | 6 | 0.069178 | 0.11171 | 0.14146
[5 empty] | 3704 | 2017-06-04 | FALSE | 6 | 4 | 7 | 0.11714 | 0.19503 | 0.24139
[5 empty] | 3705 | 2017-06-04 | FALSE | 6 | 4 | 8 | 0.1563 | 0.24274 | 0.29629
[5 empty] | 3706 | 2017-06-04 | FALSE | 6 | 4 | 9 | 0.20921 | 0.23096 | 0.19832
[5 empty] | 3707 | 2017-06-04 | FALSE | 6 | 4 | 10 | 0.21205 | 0.281 | 0.33714
[5 empty] | 3708 | 2017-06-04 | FALSE | 6 | 4 | 11 | 0.22492 | 0.28009 | 0.33544
[5 empty] | 3709 | 2017-06-04 | FALSE | 6 | 4 | 12 | 0.26437 | 0.28627 | 0.37604
[5 empty] | 3710 | 2017-06-04 | FALSE | 6 | 4 | 13 | 0.24072 | 0.29315 | 0.39973
[5 empty] | 3711 | 2017-06-04 | FALSE | 6 | 4 | 14 | 0.20313 | 0.19812 | 0.20271
[5 empty] | 3712 | 2017-06-04 | FALSE | 6 | 4 | 15 | 0.15895 | 0.15501 | 0.20813
[5 empty] | 3713 | 2017-06-04 | FALSE | 6 | 4 | 16 | 0.13218 | 0.096096 | 0.108
[5 empty] | 3714 | 2017-06-04 | FALSE | 6 | 4 | 17 | 0.066342 | 0.030695 | 0.044036
[5 empty] | 3715 | 2017-06-04 | FALSE | 6 | 4 | 18 | 0.035053 | 0.015652 | 0.012281
[5 empty] | 3716 | 2017-06-04 | FALSE | 6 | 4 | 19 | 0.00088707 | 0 | 0
[5 empty] | 3717 | 2017-06-04 | FALSE | 6 | 4 | 20 | 0 | 0 | 0
[5 empty] | 3718 | 2017-06-04 | FALSE | 6 | 4 | 21 | 0 | 0 | 0
[5 empty] | 3719 | 2017-06-04 | FALSE | 6 | 4 | 22 | 0 | 0 | 0
[5 empty] | 3720 | 2017-06-04 | FALSE | 6 | 4 | 23 | 0 | 0 | 0
[5 empty] | 3721 | 2017-06-05 | TRUE | 6 | 5 | 0 | 0 | 0 | 0
[5 empty] | 3722 | 2017-06-05 | TRUE | 6 | 5 | 1 | 0 | 0 | 0
[5 empty] | 3723 | 2017-06-05 | TRUE | 6 | 5 | 2 | 0 | 0 | 0
[5 empty] | 3724 | 2017-06-05 | TRUE | 6 | 5 | 3 | 0 | 0 | 0
[5 empty] | 3725 | 2017-06-05 | TRUE | 6 | 5 | 4 | 0.0003576 | 0.00053963 | 0
[5 empty] | 3726 | 2017-06-05 | TRUE | 6 | 5 | 5 | 0.037713 | 0.040896 | 0.045845
[5 empty] | 3727 | 2017-06-05 | TRUE | 6 | 5 | 6 | 0.10511 | 0.11119 | 0.1172
[5 empty] | 3728 | 2017-06-05 | TRUE | 6 | 5 | 7 | 0.18416 | 0.22695 | 0.2354
[5 empty] | 3729 | 2017-06-05 | TRUE | 6 | 5 | 8 | 0.27921 | 0.28001 | 0.25713
[5 empty] | 3730 | 2017-06-05 | TRUE | 6 | 5 | 9 | 0.32077 | 0.30325 | 0.33339
[5 empty] | 3731 | 2017-06-05 | TRUE | 6 | 5 | 10 | 0.31594 | 0.38276 | 0.43812
[5 empty] | 3732 | 2017-06-05 | TRUE | 6 | 5 | 11 | 0.40123 | 0.41184 | 0.4748
[5 empty] | 3733 | 2017-06-05 | TRUE | 6 | 5 | 12 | 0.37506 | 0.39855 | 0.41786
[5 empty] | 3734 | 2017-06-05 | TRUE | 6 | 5 | 13 | 0.32369 | 0.38132 | 0.41617
[5 empty] | 3735 | 2017-06-05 | TRUE | 6 | 5 | 14 | 0.3151 | 0.30216 | 0.34693
[5 empty] | 3736 | 2017-06-05 | TRUE | 6 | 5 | 15 | 0.2543 | 0.23481 | 0.25796
[5 empty] | 3737 | 2017-06-05 | TRUE | 6 | 5 | 16 | 0.17096 | 0.1495 | 0.16134
[5 empty] | 3738 | 2017-06-05 | TRUE | 6 | 5 | 17 | 0.12869 | 0.091989 | 0.080164
[5 empty] | 3739 | 2017-06-05 | TRUE | 6 | 5 | 18 | 0.043293 | 0.029874 | 0.029828
[5 empty] | 3740 | 2017-06-05 | TRUE | 6 | 5 | 19 | 0.0011644 | 0 | 0
[5 empty] | 3741 | 2017-06-05 | TRUE | 6 | 5 | 20 | 0 | 0 | 0
[5 empty] | 3742 | 2017-06-05 | TRUE | 6 | 5 | 21 | 0 | 0 | 0
[5 empty] | 3743 | 2017-06-05 | TRUE | 6 | 5 | 22 | 0 | 0 | 0
[5 empty] | 3744 | 2017-06-05 | TRUE | 6 | 5 | 23 | 0 | 0 | 0
[5 empty] | 3745 | 2017-06-06 | TRUE | 6 | 6 | 0 | 0 | 0 | 0
[5 empty] | 3746 | 2017-06-06 | TRUE | 6 | 6 | 1 | 0 | 0 | 0
[5 empty] | 3747 | 2017-06-06 | TRUE | 6 | 6 | 2 | 0 | 0 | 0
[5 empty] | 3748 | 2017-06-06 | TRUE | 6 | 6 | 3 | 0 | 0 | 0
[5 empty] | 3749 | 2017-06-06 | TRUE | 6 | 6 | 4 | 0 | 0 | 0
[5 empty] | 3750 | 2017-06-06 | TRUE | 6 | 6 | 5 | 0.033155 | 0.0244 | 0.0294
[5 empty] | 3751 | 2017-06-06 | TRUE | 6 | 6 | 6 | 0.084847 | 0.071598 | 0.10598
[5 empty] | 3752 | 2017-06-06 | TRUE | 6 | 6 | 7 | 0.17409 | 0.1781 | 0.18531
[5 empty] | 3753 | 2017-06-06 | TRUE | 6 | 6 | 8 | 0.26839 | 0.28727 | 0.24188
[5 empty] | 3754 | 2017-06-06 | TRUE | 6 | 6 | 9 | 0.33269 | 0.31623 | 0.31488
[5 empty] | 3755 | 2017-06-06 | TRUE | 6 | 6 | 10 | 0.34786 | 0.26131 | 0.35599
[5 empty] | 3756 | 2017-06-06 | TRUE | 6 | 6 | 11 | 0.36165 | 0.34644 | 0.37018
[5 empty] | 3757 | 2017-06-06 | TRUE | 6 | 6 | 12 | 0.40858 | 0.38462 | 0.39667
[5 empty] | 3758 | 2017-06-06 | TRUE | 6 | 6 | 13 | 0.3031 | 0.37665 | 0.30902
[5 empty] | 3759 | 2017-06-06 | TRUE | 6 | 6 | 14 | 0.35201 | 0.15814 | 0.11677
[5 empty] | 3760 | 2017-06-06 | TRUE | 6 | 6 | 15 | 0.29581 | 0.18631 | 0.065915
[5 empty] | 3761 | 2017-06-06 | TRUE | 6 | 6 | 16 | 0.21861 | 0.17113 | 0.1397
[5 empty] | 3762 | 2017-06-06 | TRUE | 6 | 6 | 17 | 0.14161 | 0.086514 | 0.078213
[5 empty] | 3763 | 2017-06-06 | TRUE | 6 | 6 | 18 | 0.052479 | 0.026917 | 0.026165
[5 empty] | 3764 | 2017-06-06 | TRUE | 6 | 6 | 19 | 0.0020488 | 0 | 0
[5 empty] | 3765 | 2017-06-06 | TRUE | 6 | 6 | 20 | 0 | 0 | 0
[5 empty] | 3766 | 2017-06-06 | TRUE | 6 | 6 | 21 | 0 | 0 | 0
[5 empty] | 3767 | 2017-06-06 | TRUE | 6 | 6 | 22 | 0 | 0 | 0
[5 empty] | 3768 | 2017-06-06 | TRUE | 6 | 6 | 23 | 0 | 0 | 0
[5 empty] | 3769 | 2017-06-07 | TRUE | 6 | 7 | 0 | 0 | 0 | 0
[5 empty] | 3770 | 2017-06-07 | TRUE | 6 | 7 | 1 | 0 | 0 | 0
[5 empty] | 3771 | 2017-06-07 | TRUE | 6 | 7 | 2 | 0 | 0 | 0
[5 empty] | 3772 | 2017-06-07 | TRUE | 6 | 7 | 3 | 0 | 0 | 0
[5 empty] | 3773 | 2017-06-07 | TRUE | 6 | 7 | 4 | 0.0016646 | 0.0010505 | 0
[5 empty] | 3774 | 2017-06-07 | TRUE | 6 | 7 | 5 | 0.055817 | 0.062316 | 0.049392
[5 empty] | 3775 | 2017-06-07 | TRUE | 6 | 7 | 6 | 0.15811 | 0.17235 | 0.13787
[5 empty] | 3776 | 2017-06-07 | TRUE | 6 | 7 | 7 | 0.28886 | 0.30968 | 0.29137
[5 empty] | 3777 | 2017-06-07 | TRUE | 6 | 7 | 8 | 0.41346 | 0.44708 | 0.37598
[5 empty] | 3778 | 2017-06-07 | TRUE | 6 | 7 | 9 | 0.48628 | 0.49457 | 0.44518
[5 empty] | 3779 | 2017-06-07 | TRUE | 6 | 7 | 10 | 0.55224 | 0.48134 | 0.36927
[5 empty] | 3780 | 2017-06-07 | TRUE | 6 | 7 | 11 | 0.62746 | 0.48938 | 0.33512
[5 empty] | 3781 | 2017-06-07 | TRUE | 6 | 7 | 12 | 0.62005 | 0.52004 | 0.39096
[5 empty] | 3782 | 2017-06-07 | TRUE | 6 | 7 | 13 | 0.55425 | 0.49404 | 0.3596
[5 empty] | 3783 | 2017-06-07 | TRUE | 6 | 7 | 14 | 0.46921 | 0.48283 | 0.40687
[5 empty] | 3784 | 2017-06-07 | TRUE | 6 | 7 | 15 | 0.39454 | 0.38008 | 0.29318
[5 empty] | 3785 | 2017-06-07 | TRUE | 6 | 7 | 16 | 0.26571 | 0.31422 | 0.33412
[5 empty] | 3786 | 2017-06-07 | TRUE | 6 | 7 | 17 | 0.15642 | 0.1609 | 0.15367
[5 empty] | 3787 | 2017-06-07 | TRUE | 6 | 7 | 18 | 0.056384 | 0.049795 | 0.044943
[5 empty] | 3788 | 2017-06-07 | TRUE | 6 | 7 | 19 | 0.0021125 | 0 | 0
[5 empty] | 3789 | 2017-06-07 | TRUE | 6 | 7 | 20 | 0 | 0 | 0
[5 empty] | 3790 | 2017-06-07 | TRUE | 6 | 7 | 21 | 0 | 0 | 0
[5 empty] | 3791 | 2017-06-07 | TRUE | 6 | 7 | 22 | 0 | 0 | 0
[5 empty] | 3792 | 2017-06-07 | TRUE | 6 | 7 | 23 | 0 | 0 | 0
[5 empty] | 3793 | 2017-06-08 | TRUE | 6 | 8 | 0 | 0 | 0 | 0
[5 empty] | 3794 | 2017-06-08 | TRUE | 6 | 8 | 1 | 0 | 0 | 0
[5 empty] | 3795 | 2017-06-08 | TRUE | 6 | 8 | 2 | 0 | 0 | 0
[5 empty] | 3796 | 2017-06-08 | TRUE | 6 | 8 | 3 | 0 | 0 | 0
[5 empty] | 3797 | 2017-06-08 | TRUE | 6 | 8 | 4 | 0.0016129 | 0.0014668 | 0
[5 empty] | 3798 | 2017-06-08 | TRUE | 6 | 8 | 5 | 0.058034 | 0.055993 | 0.055268
[5 empty] | 3799 | 2017-06-08 | TRUE | 6 | 8 | 6 | 0.17175 | 0.15718 | 0.17227
[5 empty] | 3800 | 2017-06-08 | TRUE | 6 | 8 | 7 | 0.3124 | 0.23782 | 0.25793
[5 empty] | 3801 | 2017-06-08 | TRUE | 6 | 8 | 8 | 0.4586 | 0.37043 | 0.38883
[5 empty] | 3802 | 2017-06-08 | TRUE | 6 | 8 | 9 | 0.52627 | 0.46662 | 0.53578
[5 empty] | 3803 | 2017-06-08 | TRUE | 6 | 8 | 10 | 0.57581 | 0.54409 | 0.59264
[5 empty] | 3804 | 2017-06-08 | TRUE | 6 | 8 | 11 | 0.57699 | 0.58441 | 0.62178
[5 empty] | 3805 | 2017-06-08 | TRUE | 6 | 8 | 12 | 0.54437 | 0.57854 | 0.62488
[5 empty] | 3806 | 2017-06-08 | TRUE | 6 | 8 | 13 | 0.53396 | 0.54826 | 0.5163
[5 empty] | 3807 | 2017-06-08 | TRUE | 6 | 8 | 14 | 0.47036 | 0.47911 | 0.43661
[5 empty] | 3808 | 2017-06-08 | TRUE | 6 | 8 | 15 | 0.40289 | 0.39848 | 0.37548
[5 empty] | 3809 | 2017-06-08 | TRUE | 6 | 8 | 16 | 0.28092 | 0.2606 | 0.24394
[5 empty] | 3810 | 2017-06-08 | TRUE | 6 | 8 | 17 | 0.1596 | 0.14316 | 0.1225
[5 empty] | 3811 | 2017-06-08 | TRUE | 6 | 8 | 18 | 0.059041 | 0.039156 | 0.033568
[5 empty] | 3812 | 2017-06-08 | TRUE | 6 | 8 | 19 | 0.0022097 | 0 | 0
[5 empty] | 3813 | 2017-06-08 | TRUE | 6 | 8 | 20 | 0 | 0 | 0
[5 empty] | 3814 | 2017-06-08 | TRUE | 6 | 8 | 21 | 0 | 0 | 0
[5 empty] | 3815 | 2017-06-08 | TRUE | 6 | 8 | 22 | 0 | 0 | 0
[5 empty] | 3816 | 2017-06-08 | TRUE | 6 | 8 | 23 | 0 | 0 | 0
[5 empty] | 3817 | 2017-06-09 | TRUE | 6 | 9 | 0 | 0 | 0 | 0
[5 empty] | 3818 | 2017-06-09 | TRUE | 6 | 9 | 1 | 0 | 0 | 0
[5 empty] | 3819 | 2017-06-09 | TRUE | 6 | 9 | 2 | 0 | 0 | 0
[5 empty] | 3820 | 2017-06-09 | TRUE | 6 | 9 | 3 | 0 | 0 | 0
[5 empty] | 3821 | 2017-06-09 | TRUE | 6 | 9 | 4 | 0.0011082 | 0.0008233 | 0
[5 empty] | 3822 | 2017-06-09 | TRUE | 6 | 9 | 5 | 0.043859 | 0.049349 | 0.056845
[5 empty] | 3823 | 2017-06-09 | TRUE | 6 | 9 | 6 | 0.13799 | 0.14177 | 0.16691
[5 empty] | 3824 | 2017-06-09 | TRUE | 6 | 9 | 7 | 0.2682 | 0.25037 | 0.27667
[5 empty] | 3825 | 2017-06-09 | TRUE | 6 | 9 | 8 | 0.38941 | 0.35473 | 0.36443
[5 empty] | 3826 | 2017-06-09 | TRUE | 6 | 9 | 9 | 0.49214 | 0.46507 | 0.45113
[5 empty] | 3827 | 2017-06-09 | TRUE | 6 | 9 | 10 | 0.56785 | 0.51725 | 0.46542
[5 empty] | 3828 | 2017-06-09 | TRUE | 6 | 9 | 11 | 0.60022 | 0.57751 | 0.57293
[5 empty] | 3829 | 2017-06-09 | TRUE | 6 | 9 | 12 | 0.62044 | 0.6075 | 0.6066
[5 empty] | 3830 | 2017-06-09 | TRUE | 6 | 9 | 13 | 0.5596 | 0.612 | 0.64186
[5 empty] | 3831 | 2017-06-09 | TRUE | 6 | 9 | 14 | 0.52432 | 0.46604 | 0.47007
[5 empty] | 3832 | 2017-06-09 | TRUE | 6 | 9 | 15 | 0.41017 | 0.39945 | 0.45347
[5 empty] | 3833 | 2017-06-09 | TRUE | 6 | 9 | 16 | 0.28728 | 0.27219 | 0.29769
[5 empty] | 3834 | 2017-06-09 | TRUE | 6 | 9 | 17 | 0.15395 | 0.15981 | 0.17404
[5 empty] | 3835 | 2017-06-09 | TRUE | 6 | 9 | 18 | 0.052486 | 0.045699 | 0.048624
[5 empty] | 3836 | 2017-06-09 | TRUE | 6 | 9 | 19 | 0.0020168 | 0 | 0
[5 empty] | 3837 | 2017-06-09 | TRUE | 6 | 9 | 20 | 0 | 0 | 0
[5 empty] | 3838 | 2017-06-09 | TRUE | 6 | 9 | 21 | 0 | 0 | 0
[5 empty] | 3839 | 2017-06-09 | TRUE | 6 | 9 | 22 | 0 | 0 | 0
[5 empty] | 3840 | 2017-06-09 | TRUE | 6 | 9 | 23 | 0 | 0 | 0
[5 empty] | 3841 | 2017-06-10 | FALSE | 6 | 10 | 0 | 0 | 0 | 0
[5 empty] | 3842 | 2017-06-10 | FALSE | 6 | 10 | 1 | 0 | 0 | 0
[5 empty] | 3843 | 2017-06-10 | FALSE | 6 | 10 | 2 | 0 | 0 | 0
[5 empty] | 3844 | 2017-06-10 | FALSE | 6 | 10 | 3 | 0 | 0 | 0
[5 empty] | 3845 | 2017-06-10 | FALSE | 6 | 10 | 4 | 0.0010338 | 0.00012152 | 0
[5 empty] | 3846 | 2017-06-10 | FALSE | 6 | 10 | 5 | 0.03884 | 0.050325 | 0.053271
[5 empty] | 3847 | 2017-06-10 | FALSE | 6 | 10 | 6 | 0.11543 | 0.15939 | 0.15342
[5 empty] | 3848 | 2017-06-10 | FALSE | 6 | 10 | 7 | 0.23979 | 0.25743 | 0.24655
[5 empty] | 3849 | 2017-06-10 | FALSE | 6 | 10 | 8 | 0.33906 | 0.31984 | 0.33846
[5 empty] | 3850 | 2017-06-10 | FALSE | 6 | 10 | 9 | 0.44236 | 0.42721 | 0.46204
[5 empty] | 3851 | 2017-06-10 | FALSE | 6 | 10 | 10 | 0.53292 | 0.50087 | 0.57535
[5 empty] | 3852 | 2017-06-10 | FALSE | 6 | 10 | 11 | 0.5626 | 0.47251 | 0.49846
[5 empty] | 3853 | 2017-06-10 | FALSE | 6 | 10 | 12 | 0.53942 | 0.56707 | 0.57892
[5 empty] | 3854 | 2017-06-10 | FALSE | 6 | 10 | 13 | 0.59007 | 0.5997 | 0.59666
[5 empty] | 3855 | 2017-06-10 | FALSE | 6 | 10 | 14 | 0.51093 | 0.45175 | 0.48655
[5 empty] | 3856 | 2017-06-10 | FALSE | 6 | 10 | 15 | 0.42332 | 0.4119 | 0.39827
[5 empty] | 3857 | 2017-06-10 | FALSE | 6 | 10 | 16 | 0.33165 | 0.28042 | 0.29209
[5 empty] | 3858 | 2017-06-10 | FALSE | 6 | 10 | 17 | 0.19404 | 0.17583 | 0.17326
[5 empty] | 3859 | 2017-06-10 | FALSE | 6 | 10 | 18 | 0.071125 | 0.052828 | 0.049875
[5 empty] | 3860 | 2017-06-10 | FALSE | 6 | 10 | 19 | 0.0037197 | 0 | 0
[5 empty] | 3861 | 2017-06-10 | FALSE | 6 | 10 | 20 | 0 | 0 | 0
[5 empty] | 3862 | 2017-06-10 | FALSE | 6 | 10 | 21 | 0 | 0 | 0
[5 empty] | 3863 | 2017-06-10 | FALSE | 6 | 10 | 22 | 0 | 0 | 0
[5 empty] | 3864 | 2017-06-10 | FALSE | 6 | 10 | 23 | 0 | 0 | 0
[5 empty] | 3865 | 2017-06-11 | FALSE | 6 | 11 | 0 | 0 | 0 | 0
[5 empty] | 3866 | 2017-06-11 | FALSE | 6 | 11 | 1 | 0 | 0 | 0
[5 empty] | 3867 | 2017-06-11 | FALSE | 6 | 11 | 2 | 0 | 0 | 0
[5 empty] | 3868 | 2017-06-11 | FALSE | 6 | 11 | 3 | 0 | 0 | 0
[5 empty] | 3869 | 2017-06-11 | FALSE | 6 | 11 | 4 | 0.0018037 | 0.0018328 | 0
[5 empty] | 3870 | 2017-06-11 | FALSE | 6 | 11 | 5 | 0.060012 | 0.070279 | 0.064646
[5 empty] | 3871 | 2017-06-11 | FALSE | 6 | 11 | 6 | 0.18054 | 0.20814 | 0.20234
[5 empty] | 3872 | 2017-06-11 | FALSE | 6 | 11 | 7 | 0.32568 | 0.36191 | 0.36323
[5 empty] | 3873 | 2017-06-11 | FALSE | 6 | 11 | 8 | 0.4376 | 0.45479 | 0.48465
[5 empty] | 3874 | 2017-06-11 | FALSE | 6 | 11 | 9 | 0.54952 | 0.58335 | 0.61855
[5 empty] | 3875 | 2017-06-11 | FALSE | 6 | 11 | 10 | 0.57461 | 0.60197 | 0.69275
[5 empty] | 3876 | 2017-06-11 | FALSE | 6 | 11 | 11 | 0.59289 | 0.59203 | 0.70579
[5 empty] | 3877 | 2017-06-11 | FALSE | 6 | 11 | 12 | 0.54516 | 0.60434 | 0.72757
[5 empty] | 3878 | 2017-06-11 | FALSE | 6 | 11 | 13 | 0.5271 | 0.56084 | 0.68656
[5 empty] | 3879 | 2017-06-11 | FALSE | 6 | 11 | 14 | 0.47955 | 0.52356 | 0.6093
[5 empty] | 3880 | 2017-06-11 | FALSE | 6 | 11 | 15 | 0.38227 | 0.43628 | 0.49383
[5 empty] | 3881 | 2017-06-11 | FALSE | 6 | 11 | 16 | 0.25253 | 0.30615 | 0.34443
[5 empty] | 3882 | 2017-06-11 | FALSE | 6 | 11 | 17 | 0.14297 | 0.15717 | 0.18021
[5 empty] | 3883 | 2017-06-11 | FALSE | 6 | 11 | 18 | 0.047093 | 0.045491 | 0.050095
[5 empty] | 3884 | 2017-06-11 | FALSE | 6 | 11 | 19 | 0.0021278 | 0 | 0
[5 empty] | 3885 | 2017-06-11 | FALSE | 6 | 11 | 20 | 0 | 0 | 0
[5 empty] | 3886 | 2017-06-11 | FALSE | 6 | 11 | 21 | 0 | 0 | 0
[5 empty] | 3887 | 2017-06-11 | FALSE | 6 | 11 | 22 | 0 | 0 | 0
[5 empty] | 3888 | 2017-06-11 | FALSE | 6 | 11 | 23 | 0 | 0 | 0
[5 empty] | 3889 | 2017-06-12 | TRUE | 6 | 12 | 0 | 0 | 0 | 0
[5 empty] | 3890 | 2017-06-12 | TRUE | 6 | 12 | 1 | 0 | 0 | 0
[5 empty] | 3891 | 2017-06-12 | TRUE | 6 | 12 | 2 | 0 | 0 | 0
[5 empty] | 3892 | 2017-06-12 | TRUE | 6 | 12 | 3 | 0 | 0 | 0
[5 empty] | 3893 | 2017-06-12 | TRUE | 6 | 12 | 4 | 0.00078567 | 0.0015126 | 0
[5 empty] | 3894 | 2017-06-12 | TRUE | 6 | 12 | 5 | 0.045674 | 0.053535 | 0.0532
[5 empty] | 3895 | 2017-06-12 | TRUE | 6 | 12 | 6 | 0.10336 | 0.15783 | 0.15493
[5 empty] | 3896 | 2017-06-12 | TRUE | 6 | 12 | 7 | 0.21605 | 0.28473 | 0.30371
[5 empty] | 3897 | 2017-06-12 | TRUE | 6 | 12 | 8 | 0.30688 | 0.39712 | 0.39157
[5 empty] | 3898 | 2017-06-12 | TRUE | 6 | 12 | 9 | 0.38244 | 0.56752 | 0.60633
[5 empty] | 3899 | 2017-06-12 | TRUE | 6 | 12 | 10 | 0.41623 | 0.55202 | 0.63068
[5 empty] | 3900 | 2017-06-12 | TRUE | 6 | 12 | 11 | 0.4546 | 0.64501 | 0.68186
[5 empty] | 3901 | 2017-06-12 | TRUE | 6 | 12 | 12 | 0.4404 | 0.62191 | 0.67812
[5 empty] | 3902 | 2017-06-12 | TRUE | 6 | 12 | 13 | 0.38659 | 0.56501 | 0.67165
[5 empty] | 3903 | 2017-06-12 | TRUE | 6 | 12 | 14 | 0.38047 | 0.49912 | 0.54913
[5 empty] | 3904 | 2017-06-12 | TRUE | 6 | 12 | 15 | 0.32896 | 0.38747 | 0.41346
[5 empty] | 3905 | 2017-06-12 | TRUE | 6 | 12 | 16 | 0.23736 | 0.25391 | 0.29598
[5 empty] | 3906 | 2017-06-12 | TRUE | 6 | 12 | 17 | 0.15302 | 0.15148 | 0.17092
[5 empty] | 3907 | 2017-06-12 | TRUE | 6 | 12 | 18 | 0.056282 | 0.046608 | 0.048598
[5 empty] | 3908 | 2017-06-12 | TRUE | 6 | 12 | 19 | 0.0028832 | 0 | 0
[5 empty] | 3909 | 2017-06-12 | TRUE | 6 | 12 | 20 | 0 | 0 | 0
[5 empty] | 3910 | 2017-06-12 | TRUE | 6 | 12 | 21 | 0 | 0 | 0
[5 empty] | 3911 | 2017-06-12 | TRUE | 6 | 12 | 22 | 0 | 0 | 0
[5 empty] | 3912 | 2017-06-12 | TRUE | 6 | 12 | 23 | 0 | 0 | 0
[5 empty] | 3913 | 2017-06-13 | TRUE | 6 | 13 | 0 | 0 | 0 | 0
[5 empty] | 3914 | 2017-06-13 | TRUE | 6 | 13 | 1 | 0 | 0 | 0
[5 empty] | 3915 | 2017-06-13 | TRUE | 6 | 13 | 2 | 0 | 0 | 0
[5 empty] | 3916 | 2017-06-13 | TRUE | 6 | 13 | 3 | 0 | 0 | 0
[5 empty] | 3917 | 2017-06-13 | TRUE | 6 | 13 | 4 | 0.0013333 | 0.0011648 | 0
[5 empty] | 3918 | 2017-06-13 | TRUE | 6 | 13 | 5 | 0.046383 | 0.048356 | 0.047225
[5 empty] | 3919 | 2017-06-13 | TRUE | 6 | 13 | 6 | 0.13134 | 0.13277 | 0.15138
[5 empty] | 3920 | 2017-06-13 | TRUE | 6 | 13 | 7 | 0.24521 | 0.23357 | 0.26856
[5 empty] | 3921 | 2017-06-13 | TRUE | 6 | 13 | 8 | 0.33593 | 0.35504 | 0.36087
[5 empty] | 3922 | 2017-06-13 | TRUE | 6 | 13 | 9 | 0.43774 | 0.53472 | 0.51689
[5 empty] | 3923 | 2017-06-13 | TRUE | 6 | 13 | 10 | 0.46107 | 0.51707 | 0.42358
[5 empty] | 3924 | 2017-06-13 | TRUE | 6 | 13 | 11 | 0.47464 | 0.48941 | 0.48773
[5 empty] | 3925 | 2017-06-13 | TRUE | 6 | 13 | 12 | 0.48026 | 0.63684 | 0.65365
[5 empty] | 3926 | 2017-06-13 | TRUE | 6 | 13 | 13 | 0.45249 | 0.50182 | 0.61883
[5 empty] | 3927 | 2017-06-13 | TRUE | 6 | 13 | 14 | 0.38724 | 0.49708 | 0.5862
[5 empty] | 3928 | 2017-06-13 | TRUE | 6 | 13 | 15 | 0.36597 | 0.372 | 0.47262
[5 empty] | 3929 | 2017-06-13 | TRUE | 6 | 13 | 16 | 0.25628 | 0.22743 | 0.21918
[5 empty] | 3930 | 2017-06-13 | TRUE | 6 | 13 | 17 | 0.16429 | 0.15149 | 0.13325
[5 empty] | 3931 | 2017-06-13 | TRUE | 6 | 13 | 18 | 0.068993 | 0.045929 | 0.03712
[5 empty] | 3932 | 2017-06-13 | TRUE | 6 | 13 | 19 | 0.003791 | 0 | 0
[5 empty] | 3933 | 2017-06-13 | TRUE | 6 | 13 | 20 | 0 | 0 | 0
[5 empty] | 3934 | 2017-06-13 | TRUE | 6 | 13 | 21 | 0 | 0 | 0
[5 empty] | 3935 | 2017-06-13 | TRUE | 6 | 13 | 22 | 0 | 0 | 0
[5 empty] | 3936 | 2017-06-13 | TRUE | 6 | 13 | 23 | 0 | 0 | 0
[5 empty] | 3937 | 2017-06-14 | TRUE | 6 | 14 | 0 | 0 | 0 | 0
[5 empty] | 3938 | 2017-06-14 | TRUE | 6 | 14 | 1 | 0 | 0 | 0
[5 empty] | 3939 | 2017-06-14 | TRUE | 6 | 14 | 2 | 0 | 0 | 0
[5 empty] | 3940 | 2017-06-14 | TRUE | 6 | 14 | 3 | 0 | 0 | 0
[5 empty] | 3941 | 2017-06-14 | TRUE | 6 | 14 | 4 | 0.0024199 | 0.0022441 | 0
[5 empty] | 3942 | 2017-06-14 | TRUE | 6 | 14 | 5 | 0.060855 | 0.067161 | 0.059056
[5 empty] | 3943 | 2017-06-14 | TRUE | 6 | 14 | 6 | 0.18559 | 0.20012 | 0.18055
[5 empty] | 3944 | 2017-06-14 | TRUE | 6 | 14 | 7 | 0.3483 | 0.32683 | 0.27825
[5 empty] | 3945 | 2017-06-14 | TRUE | 6 | 14 | 8 | 0.47444 | 0.47503 | 0.44583
[5 empty] | 3946 | 2017-06-14 | TRUE | 6 | 14 | 9 | 0.57117 | 0.59759 | 0.59754
[5 empty] | 3947 | 2017-06-14 | TRUE | 6 | 14 | 10 | 0.63874 | 0.62962 | 0.6029
[5 empty] | 3948 | 2017-06-14 | TRUE | 6 | 14 | 11 | 0.65458 | 0.62284 | 0.56323
[5 empty] | 3949 | 2017-06-14 | TRUE | 6 | 14 | 12 | 0.60765 | 0.66674 | 0.70276
[5 empty] | 3950 | 2017-06-14 | TRUE | 6 | 14 | 13 | 0.58123 | 0.65145 | 0.66347
[5 empty] | 3951 | 2017-06-14 | TRUE | 6 | 14 | 14 | 0.49101 | 0.55561 | 0.56889
[5 empty] | 3952 | 2017-06-14 | TRUE | 6 | 14 | 15 | 0.42325 | 0.42235 | 0.4466
[5 empty] | 3953 | 2017-06-14 | TRUE | 6 | 14 | 16 | 0.31028 | 0.30485 | 0.33367
[5 empty] | 3954 | 2017-06-14 | TRUE | 6 | 14 | 17 | 0.17436 | 0.17205 | 0.17582
[5 empty] | 3955 | 2017-06-14 | TRUE | 6 | 14 | 18 | 0.060513 | 0.052932 | 0.050533
[5 empty] | 3956 | 2017-06-14 | TRUE | 6 | 14 | 19 | 0.0029745 | 0 | 0
[5 empty] | 3957 | 2017-06-14 | TRUE | 6 | 14 | 20 | 0 | 0 | 0
[5 empty] | 3958 | 2017-06-14 | TRUE | 6 | 14 | 21 | 0 | 0 | 0
[5 empty] | 3959 | 2017-06-14 | TRUE | 6 | 14 | 22 | 0 | 0 | 0
[5 empty] | 3960 | 2017-06-14 | TRUE | 6 | 14 | 23 | 0 | 0 | 0
[5 empty] | 3961 | 2017-06-15 | TRUE | 6 | 15 | 0 | 0 | 0 | 0
[5 empty] | 3962 | 2017-06-15 | TRUE | 6 | 15 | 1 | 0 | 0 | 0
[5 empty] | 3963 | 2017-06-15 | TRUE | 6 | 15 | 2 | 0 | 0 | 0
[5 empty] | 3964 | 2017-06-15 | TRUE | 6 | 15 | 3 | 0 | 0 | 0
[5 empty] | 3965 | 2017-06-15 | TRUE | 6 | 15 | 4 | 0.0021158 | 0.0011474 | 0
[5 empty] | 3966 | 2017-06-15 | TRUE | 6 | 15 | 5 | 0.052413 | 0.057673 | 0.046854
[5 empty] | 3967 | 2017-06-15 | TRUE | 6 | 15 | 6 | 0.15332 | 0.15401 | 0.12816
[5 empty] | 3968 | 2017-06-15 | TRUE | 6 | 15 | 7 | 0.27018 | 0.2704 | 0.24243
[5 empty] | 3969 | 2017-06-15 | TRUE | 6 | 15 | 8 | 0.39145 | 0.36559 | 0.32064
[5 empty] | 3970 | 2017-06-15 | TRUE | 6 | 15 | 9 | 0.5014 | 0.51599 | 0.45242
[5 empty] | 3971 | 2017-06-15 | TRUE | 6 | 15 | 10 | 0.53401 | 0.54599 | 0.51281
[5 empty] | 3972 | 2017-06-15 | TRUE | 6 | 15 | 11 | 0.54157 | 0.58393 | 0.5358
[5 empty] | 3973 | 2017-06-15 | TRUE | 6 | 15 | 12 | 0.54831 | 0.55923 | 0.48437
[5 empty] | 3974 | 2017-06-15 | TRUE | 6 | 15 | 13 | 0.53585 | 0.54362 | 0.49413
[5 empty] | 3975 | 2017-06-15 | TRUE | 6 | 15 | 14 | 0.45954 | 0.37576 | 0.43919
[5 empty] | 3976 | 2017-06-15 | TRUE | 6 | 15 | 15 | 0.34359 | 0.34045 | 0.37501
[5 empty] | 3977 | 2017-06-15 | TRUE | 6 | 15 | 16 | 0.26531 | 0.22238 | 0.24217
[5 empty] | 3978 | 2017-06-15 | TRUE | 6 | 15 | 17 | 0.14413 | 0.13294 | 0.1211
[5 empty] | 3979 | 2017-06-15 | TRUE | 6 | 15 | 18 | 0.058358 | 0.040984 | 0.034822
[5 empty] | 3980 | 2017-06-15 | TRUE | 6 | 15 | 19 | 0.0025765 | 0 | 0
[5 empty] | 3981 | 2017-06-15 | TRUE | 6 | 15 | 20 | 0 | 0 | 0
[5 empty] | 3982 | 2017-06-15 | TRUE | 6 | 15 | 21 | 0 | 0 | 0
[5 empty] | 3983 | 2017-06-15 | TRUE | 6 | 15 | 22 | 0 | 0 | 0
[5 empty] | 3984 | 2017-06-15 | TRUE | 6 | 15 | 23 | 0 | 0 | 0
[5 empty] | 3985 | 2017-06-16 | TRUE | 6 | 16 | 0 | 0 | 0 | 0
[5 empty] | 3986 | 2017-06-16 | TRUE | 6 | 16 | 1 | 0 | 0 | 0
[5 empty] | 3987 | 2017-06-16 | TRUE | 6 | 16 | 2 | 0 | 0 | 0
[5 empty] | 3988 | 2017-06-16 | TRUE | 6 | 16 | 3 | 0 | 0 | 0
[5 empty] | 3989 | 2017-06-16 | TRUE | 6 | 16 | 4 | 0.0010346 | 0.001739 | 0
[5 empty] | 3990 | 2017-06-16 | TRUE | 6 | 16 | 5 | 0.047154 | 0.062064 | 0.061136
[5 empty] | 3991 | 2017-06-16 | TRUE | 6 | 16 | 6 | 0.12323 | 0.15022 | 0.13675
[5 empty] | 3992 | 2017-06-16 | TRUE | 6 | 16 | 7 | 0.23756 | 0.23831 | 0.22801
[5 empty] | 3993 | 2017-06-16 | TRUE | 6 | 16 | 8 | 0.35049 | 0.33883 | 0.35594
[5 empty] | 3994 | 2017-06-16 | TRUE | 6 | 16 | 9 | 0.43146 | 0.38795 | 0.40044
[5 empty] | 3995 | 2017-06-16 | TRUE | 6 | 16 | 10 | 0.5172 | 0.36761 | 0.44204
[5 empty] | 3996 | 2017-06-16 | TRUE | 6 | 16 | 11 | 0.5743 | 0.48033 | 0.49742
[5 empty] | 3997 | 2017-06-16 | TRUE | 6 | 16 | 12 | 0.55916 | 0.46644 | 0.43209
[5 empty] | 3998 | 2017-06-16 | TRUE | 6 | 16 | 13 | 0.5269 | 0.477 | 0.48175
[5 empty] | 3999 | 2017-06-16 | TRUE | 6 | 16 | 14 | 0.44144 | 0.44271 | 0.45486
[5 empty] | 4000 | 2017-06-16 | TRUE | 6 | 16 | 15 | 0.35634 | 0.36984 | 0.37446
[5 empty] | 4001 | 2017-06-16 | TRUE | 6 | 16 | 16 | 0.25133 | 0.19758 | 0.19594
[5 empty] | 4002 | 2017-06-16 | TRUE | 6 | 16 | 17 | 0.15985 | 0.12829 | 0.092954
[5 empty] | 4003 | 2017-06-16 | TRUE | 6 | 16 | 18 | 0.056872 | 0.040507 | 0.028673
[5 empty] | 4004 | 2017-06-16 | TRUE | 6 | 16 | 19 | 0.0035638 | 0 | 0
[5 empty] | 4005 | 2017-06-16 | TRUE | 6 | 16 | 20 | 0 | 0 | 0
[5 empty] | 4006 | 2017-06-16 | TRUE | 6 | 16 | 21 | 0 | 0 | 0
[5 empty] | 4007 | 2017-06-16 | TRUE | 6 | 16 | 22 | 0 | 0 | 0
[5 empty] | 4008 | 2017-06-16 | TRUE | 6 | 16 | 23 | 0 | 0 | 0
[5 empty] | 4009 | 2017-06-17 | FALSE | 6 | 17 | 0 | 0 | 0 | 0
[5 empty] | 4010 | 2017-06-17 | FALSE | 6 | 17 | 1 | 0 | 0 | 0
[5 empty] | 4011 | 2017-06-17 | FALSE | 6 | 17 | 2 | 0 | 0 | 0
[5 empty] | 4012 | 2017-06-17 | FALSE | 6 | 17 | 3 | 0 | 0 | 0
[5 empty] | 4013 | 2017-06-17 | FALSE | 6 | 17 | 4 | 0.00184 | 0.00079718 | 0
[5 empty] | 4014 | 2017-06-17 | FALSE | 6 | 17 | 5 | 0.047339 | 0.040383 | 0.037389
[5 empty] | 4015 | 2017-06-17 | FALSE | 6 | 17 | 6 | 0.15727 | 0.15433 | 0.13746
[5 empty] | 4016 | 2017-06-17 | FALSE | 6 | 17 | 7 | 0.28882 | 0.26368 | 0.24964
[5 empty] | 4017 | 2017-06-17 | FALSE | 6 | 17 | 8 | 0.40586 | 0.36018 | 0.34792
[5 empty] | 4018 | 2017-06-17 | FALSE | 6 | 17 | 9 | 0.50946 | 0.45663 | 0.45293
[5 empty] | 4019 | 2017-06-17 | FALSE | 6 | 17 | 10 | 0.58735 | 0.49715 | 0.45733
[5 empty] | 4020 | 2017-06-17 | FALSE | 6 | 17 | 11 | 0.61281 | 0.54177 | 0.5174
[5 empty] | 4021 | 2017-06-17 | FALSE | 6 | 17 | 12 | 0.59326 | 0.49103 | 0.4765
[5 empty] | 4022 | 2017-06-17 | FALSE | 6 | 17 | 13 | 0.59834 | 0.56287 | 0.54097
[5 empty] | 4023 | 2017-06-17 | FALSE | 6 | 17 | 14 | 0.5364 | 0.52312 | 0.52374
[5 empty] | 4024 | 2017-06-17 | FALSE | 6 | 17 | 15 | 0.4488 | 0.44491 | 0.44261
[5 empty] | 4025 | 2017-06-17 | FALSE | 6 | 17 | 16 | 0.32342 | 0.30944 | 0.31607
[5 empty] | 4026 | 2017-06-17 | FALSE | 6 | 17 | 17 | 0.19127 | 0.1525 | 0.15309
[5 empty] | 4027 | 2017-06-17 | FALSE | 6 | 17 | 18 | 0.070262 | 0.048757 | 0.04818
[5 empty] | 4028 | 2017-06-17 | FALSE | 6 | 17 | 19 | 0.005162 | 0 | 0
[5 empty] | 4029 | 2017-06-17 | FALSE | 6 | 17 | 20 | 0 | 0 | 0
[5 empty] | 4030 | 2017-06-17 | FALSE | 6 | 17 | 21 | 0 | 0 | 0
[5 empty] | 4031 | 2017-06-17 | FALSE | 6 | 17 | 22 | 0 | 0 | 0
[5 empty] | 4032 | 2017-06-17 | FALSE | 6 | 17 | 23 | 0 | 0 | 0
[5 empty] | 4033 | 2017-06-18 | FALSE | 6 | 18 | 0 | 0 | 0 | 0
[5 empty] | 4034 | 2017-06-18 | FALSE | 6 | 18 | 1 | 0 | 0 | 0
[5 empty] | 4035 | 2017-06-18 | FALSE | 6 | 18 | 2 | 0 | 0 | 0
[5 empty] | 4036 | 2017-06-18 | FALSE | 6 | 18 | 3 | 0 | 0 | 0
[5 empty] | 4037 | 2017-06-18 | FALSE | 6 | 18 | 4 | 0.0012811 | 0.0013632 | 0
[5 empty] | 4038 | 2017-06-18 | FALSE | 6 | 18 | 5 | 0.045118 | 0.057677 | 0.062454
[5 empty] | 4039 | 2017-06-18 | FALSE | 6 | 18 | 6 | 0.15081 | 0.14659 | 0.1693
[5 empty] | 4040 | 2017-06-18 | FALSE | 6 | 18 | 7 | 0.27193 | 0.27443 | 0.27991
[5 empty] | 4041 | 2017-06-18 | FALSE | 6 | 18 | 8 | 0.39792 | 0.36282 | 0.32702
[5 empty] | 4042 | 2017-06-18 | FALSE | 6 | 18 | 9 | 0.45314 | 0.50322 | 0.52508
[5 empty] | 4043 | 2017-06-18 | FALSE | 6 | 18 | 10 | 0.53764 | 0.56041 | 0.52821
[5 empty] | 4044 | 2017-06-18 | FALSE | 6 | 18 | 11 | 0.55876 | 0.63771 | 0.6314
[5 empty] | 4045 | 2017-06-18 | FALSE | 6 | 18 | 12 | 0.51071 | 0.6138 | 0.63532
[5 empty] | 4046 | 2017-06-18 | FALSE | 6 | 18 | 13 | 0.47551 | 0.5973 | 0.64899
[5 empty] | 4047 | 2017-06-18 | FALSE | 6 | 18 | 14 | 0.40421 | 0.55549 | 0.57408
[5 empty] | 4048 | 2017-06-18 | FALSE | 6 | 18 | 15 | 0.35771 | 0.43289 | 0.43975
[5 empty] | 4049 | 2017-06-18 | FALSE | 6 | 18 | 16 | 0.25509 | 0.2959 | 0.32523
[5 empty] | 4050 | 2017-06-18 | FALSE | 6 | 18 | 17 | 0.15148 | 0.15441 | 0.15284
[5 empty] | 4051 | 2017-06-18 | FALSE | 6 | 18 | 18 | 0.058473 | 0.04977 | 0.048388
[5 empty] | 4052 | 2017-06-18 | FALSE | 6 | 18 | 19 | 0.0028363 | 0 | 0
[5 empty] | 4053 | 2017-06-18 | FALSE | 6 | 18 | 20 | 0 | 0 | 0
[5 empty] | 4054 | 2017-06-18 | FALSE | 6 | 18 | 21 | 0 | 0 | 0
[5 empty] | 4055 | 2017-06-18 | FALSE | 6 | 18 | 22 | 0 | 0 | 0
[5 empty] | 4056 | 2017-06-18 | FALSE | 6 | 18 | 23 | 0 | 0 | 0
[5 empty] | 4057 | 2017-06-19 | TRUE | 6 | 19 | 0 | 0 | 0 | 0
[5 empty] | 4058 | 2017-06-19 | TRUE | 6 | 19 | 1 | 0 | 0 | 0
[5 empty] | 4059 | 2017-06-19 | TRUE | 6 | 19 | 2 | 0 | 0 | 0
[5 empty] | 4060 | 2017-06-19 | TRUE | 6 | 19 | 3 | 0 | 0 | 0
[5 empty] | 4061 | 2017-06-19 | TRUE | 6 | 19 | 4 | 0.00054462 | 0.00051241 | 0
[5 empty] | 4062 | 2017-06-19 | TRUE | 6 | 19 | 5 | 0.039983 | 0.056605 | 0.050837
[5 empty] | 4063 | 2017-06-19 | TRUE | 6 | 19 | 6 | 0.09715 | 0.14006 | 0.15335
[5 empty] | 4064 | 2017-06-19 | TRUE | 6 | 19 | 7 | 0.18904 | 0.25036 | 0.25036
[5 empty] | 4065 | 2017-06-19 | TRUE | 6 | 19 | 8 | 0.30919 | 0.31062 | 0.29668
[5 empty] | 4066 | 2017-06-19 | TRUE | 6 | 19 | 9 | 0.35924 | 0.43167 | 0.47394
[5 empty] | 4067 | 2017-06-19 | TRUE | 6 | 19 | 10 | 0.39455 | 0.4341 | 0.49814
[5 empty] | 4068 | 2017-06-19 | TRUE | 6 | 19 | 11 | 0.45553 | 0.45784 | 0.54953
[5 empty] | 4069 | 2017-06-19 | TRUE | 6 | 19 | 12 | 0.45974 | 0.45066 | 0.57795
[5 empty] | 4070 | 2017-06-19 | TRUE | 6 | 19 | 13 | 0.43511 | 0.43244 | 0.40431
[5 empty] | 4071 | 2017-06-19 | TRUE | 6 | 19 | 14 | 0.34437 | 0.29014 | 0.34416
[5 empty] | 4072 | 2017-06-19 | TRUE | 6 | 19 | 15 | 0.34022 | 0.22305 | 0.19967
[5 empty] | 4073 | 2017-06-19 | TRUE | 6 | 19 | 16 | 0.24525 | 0.18626 | 0.22991
[5 empty] | 4074 | 2017-06-19 | TRUE | 6 | 19 | 17 | 0.15105 | 0.097267 | 0.097076
[5 empty] | 4075 | 2017-06-19 | TRUE | 6 | 19 | 18 | 0.065624 | 0.034909 | 0.031636
[5 empty] | 4076 | 2017-06-19 | TRUE | 6 | 19 | 19 | 0.0044035 | 0 | 0
[5 empty] | 4077 | 2017-06-19 | TRUE | 6 | 19 | 20 | 0 | 0 | 0
[5 empty] | 4078 | 2017-06-19 | TRUE | 6 | 19 | 21 | 0 | 0 | 0
[5 empty] | 4079 | 2017-06-19 | TRUE | 6 | 19 | 22 | 0 | 0 | 0
[5 empty] | 4080 | 2017-06-19 | TRUE | 6 | 19 | 23 | 0 | 0 | 0
[5 empty] | 4081 | 2017-06-20 | TRUE | 6 | 20 | 0 | 0 | 0 | 0
[5 empty] | 4082 | 2017-06-20 | TRUE | 6 | 20 | 1 | 0 | 0 | 0
[5 empty] | 4083 | 2017-06-20 | TRUE | 6 | 20 | 2 | 0 | 0 | 0
[5 empty] | 4084 | 2017-06-20 | TRUE | 6 | 20 | 3 | 0 | 0 | 0
[5 empty] | 4085 | 2017-06-20 | TRUE | 6 | 20 | 4 | 0.0010569 | 0.0017693 | 0
[5 empty] | 4086 | 2017-06-20 | TRUE | 6 | 20 | 5 | 0.046932 | 0.042174 | 0.035572
[5 empty] | 4087 | 2017-06-20 | TRUE | 6 | 20 | 6 | 0.14912 | 0.15073 | 0.12532
[5 empty] | 4088 | 2017-06-20 | TRUE | 6 | 20 | 7 | 0.25105 | 0.2929 | 0.32009
[5 empty] | 4089 | 2017-06-20 | TRUE | 6 | 20 | 8 | 0.3204 | 0.38683 | 0.38635
[5 empty] | 4090 | 2017-06-20 | TRUE | 6 | 20 | 9 | 0.36984 | 0.43991 | 0.48123
[5 empty] | 4091 | 2017-06-20 | TRUE | 6 | 20 | 10 | 0.47951 | 0.51779 | 0.58348
[5 empty] | 4092 | 2017-06-20 | TRUE | 6 | 20 | 11 | 0.5071 | 0.50129 | 0.48651
[5 empty] | 4093 | 2017-06-20 | TRUE | 6 | 20 | 12 | 0.56363 | 0.5148 | 0.55671
[5 empty] | 4094 | 2017-06-20 | TRUE | 6 | 20 | 13 | 0.56107 | 0.52186 | 0.4732
[5 empty] | 4095 | 2017-06-20 | TRUE | 6 | 20 | 14 | 0.53064 | 0.48406 | 0.53067
[5 empty] | 4096 | 2017-06-20 | TRUE | 6 | 20 | 15 | 0.43097 | 0.34284 | 0.34053
[5 empty] | 4097 | 2017-06-20 | TRUE | 6 | 20 | 16 | 0.29923 | 0.18734 | 0.19004
[5 empty] | 4098 | 2017-06-20 | TRUE | 6 | 20 | 17 | 0.20397 | 0.15047 | 0.12341
[5 empty] | 4099 | 2017-06-20 | TRUE | 6 | 20 | 18 | 0.07462 | 0.055485 | 0.0529
[5 empty] | 4100 | 2017-06-20 | TRUE | 6 | 20 | 19 | 0.0062835 | 0 | 0
[5 empty] | 4101 | 2017-06-20 | TRUE | 6 | 20 | 20 | 0 | 0 | 0
[5 empty] | 4102 | 2017-06-20 | TRUE | 6 | 20 | 21 | 0 | 0 | 0
[5 empty] | 4103 | 2017-06-20 | TRUE | 6 | 20 | 22 | 0 | 0 | 0
[5 empty] | 4104 | 2017-06-20 | TRUE | 6 | 20 | 23 | 0 | 0 | 0
[5 empty] | 4105 | 2017-06-21 | TRUE | 6 | 21 | 0 | 0 | 0 | 0
[5 empty] | 4106 | 2017-06-21 | TRUE | 6 | 21 | 1 | 0 | 0 | 0
[5 empty] | 4107 | 2017-06-21 | TRUE | 6 | 21 | 2 | 0 | 0 | 0
[5 empty] | 4108 | 2017-06-21 | TRUE | 6 | 21 | 3 | 0 | 0 | 0
[5 empty] | 4109 | 2017-06-21 | TRUE | 6 | 21 | 4 | 0.0012595 | 0.0019973 | 0
[5 empty] | 4110 | 2017-06-21 | TRUE | 6 | 21 | 5 | 0.052458 | 0.067783 | 0.062424
[5 empty] | 4111 | 2017-06-21 | TRUE | 6 | 21 | 6 | 0.15729 | 0.19672 | 0.18935
[5 empty] | 4112 | 2017-06-21 | TRUE | 6 | 21 | 7 | 0.27781 | 0.30954 | 0.34352
[5 empty] | 4113 | 2017-06-21 | TRUE | 6 | 21 | 8 | 0.39358 | 0.39449 | 0.45583
[5 empty] | 4114 | 2017-06-21 | TRUE | 6 | 21 | 9 | 0.49914 | 0.4993 | 0.56548
[5 empty] | 4115 | 2017-06-21 | TRUE | 6 | 21 | 10 | 0.57475 | 0.56579 | 0.63882
[5 empty] | 4116 | 2017-06-21 | TRUE | 6 | 21 | 11 | 0.62347 | 0.52993 | 0.41127
[5 empty] | 4117 | 2017-06-21 | TRUE | 6 | 21 | 12 | 0.59976 | 0.54082 | 0.44704
[5 empty] | 4118 | 2017-06-21 | TRUE | 6 | 21 | 13 | 0.55737 | 0.60187 | 0.6232
[5 empty] | 4119 | 2017-06-21 | TRUE | 6 | 21 | 14 | 0.49651 | 0.53977 | 0.53951
[5 empty] | 4120 | 2017-06-21 | TRUE | 6 | 21 | 15 | 0.40756 | 0.36915 | 0.33524
[5 empty] | 4121 | 2017-06-21 | TRUE | 6 | 21 | 16 | 0.31571 | 0.28749 | 0.26104
[5 empty] | 4122 | 2017-06-21 | TRUE | 6 | 21 | 17 | 0.19409 | 0.15194 | 0.14315
[5 empty] | 4123 | 2017-06-21 | TRUE | 6 | 21 | 18 | 0.073323 | 0.046134 | 0.037712
[5 empty] | 4124 | 2017-06-21 | TRUE | 6 | 21 | 19 | 0.0060025 | 0 | 0
[5 empty] | 4125 | 2017-06-21 | TRUE | 6 | 21 | 20 | 0 | 0 | 0
[5 empty] | 4126 | 2017-06-21 | TRUE | 6 | 21 | 21 | 0 | 0 | 0
[5 empty] | 4127 | 2017-06-21 | TRUE | 6 | 21 | 22 | 0 | 0 | 0
[5 empty] | 4128 | 2017-06-21 | TRUE | 6 | 21 | 23 | 0 | 0 | 0
[5 empty] | 4129 | 2017-06-22 | TRUE | 6 | 22 | 0 | 0 | 0 | 0
[5 empty] | 4130 | 2017-06-22 | TRUE | 6 | 22 | 1 | 0 | 0 | 0
[5 empty] | 4131 | 2017-06-22 | TRUE | 6 | 22 | 2 | 0 | 0 | 0
[5 empty] | 4132 | 2017-06-22 | TRUE | 6 | 22 | 3 | 0 | 0 | 0
[5 empty] | 4133 | 2017-06-22 | TRUE | 6 | 22 | 4 | 0.0012776 | 0.0012781 | 0
[5 empty] | 4134 | 2017-06-22 | TRUE | 6 | 22 | 5 | 0.049761 | 0.054851 | 0.04544
[5 empty] | 4135 | 2017-06-22 | TRUE | 6 | 22 | 6 | 0.15265 | 0.16013 | 0.13751
[5 empty] | 4136 | 2017-06-22 | TRUE | 6 | 22 | 7 | 0.28371 | 0.27611 | 0.22581
[5 empty] | 4137 | 2017-06-22 | TRUE | 6 | 22 | 8 | 0.38111 | 0.36402 | 0.26947
[5 empty] | 4138 | 2017-06-22 | TRUE | 6 | 22 | 9 | 0.48568 | 0.42402 | 0.35358
[5 empty] | 4139 | 2017-06-22 | TRUE | 6 | 22 | 10 | 0.50774 | 0.48939 | 0.42143
[5 empty] | 4140 | 2017-06-22 | TRUE | 6 | 22 | 11 | 0.46961 | 0.42692 | 0.42161
[5 empty] | 4141 | 2017-06-22 | TRUE | 6 | 22 | 12 | 0.49821 | 0.47309 | 0.44646
[5 empty] | 4142 | 2017-06-22 | TRUE | 6 | 22 | 13 | 0.46625 | 0.45209 | 0.41975
[5 empty] | 4143 | 2017-06-22 | TRUE | 6 | 22 | 14 | 0.37626 | 0.39704 | 0.38328
[5 empty] | 4144 | 2017-06-22 | TRUE | 6 | 22 | 15 | 0.35426 | 0.3259 | 0.27
[5 empty] | 4145 | 2017-06-22 | TRUE | 6 | 22 | 16 | 0.22578 | 0.17451 | 0.16617
[5 empty] | 4146 | 2017-06-22 | TRUE | 6 | 22 | 17 | 0.17641 | 0.12064 | 0.10213
[5 empty] | 4147 | 2017-06-22 | TRUE | 6 | 22 | 18 | 0.068107 | 0.051105 | 0.049235
[5 empty] | 4148 | 2017-06-22 | TRUE | 6 | 22 | 19 | 0.004929 | 0 | 0
[5 empty] | 4149 | 2017-06-22 | TRUE | 6 | 22 | 20 | 0 | 0 | 0
[5 empty] | 4150 | 2017-06-22 | TRUE | 6 | 22 | 21 | 0 | 0 | 0
[5 empty] | 4151 | 2017-06-22 | TRUE | 6 | 22 | 22 | 0 | 0 | 0
[5 empty] | 4152 | 2017-06-22 | TRUE | 6 | 22 | 23 | 0 | 0 | 0
[5 empty] | 4153 | 2017-06-23 | TRUE | 6 | 23 | 0 | 0 | 0 | 0
[5 empty] | 4154 | 2017-06-23 | TRUE | 6 | 23 | 1 | 0 | 0 | 0
[5 empty] | 4155 | 2017-06-23 | TRUE | 6 | 23 | 2 | 0 | 0 | 0
[5 empty] | 4156 | 2017-06-23 | TRUE | 6 | 23 | 3 | 0 | 0 | 0
[5 empty] | 4157 | 2017-06-23 | TRUE | 6 | 23 | 4 | 0.0007243 | 0.00058346 | 0
[5 empty] | 4158 | 2017-06-23 | TRUE | 6 | 23 | 5 | 0.038632 | 0.043917 | 0.03856
[5 empty] | 4159 | 2017-06-23 | TRUE | 6 | 23 | 6 | 0.10937 | 0.14254 | 0.14886
[5 empty] | 4160 | 2017-06-23 | TRUE | 6 | 23 | 7 | 0.20999 | 0.2462 | 0.26187
[5 empty] | 4161 | 2017-06-23 | TRUE | 6 | 23 | 8 | 0.29901 | 0.33749 | 0.35687
[5 empty] | 4162 | 2017-06-23 | TRUE | 6 | 23 | 9 | 0.38059 | 0.50613 | 0.50988
[5 empty] | 4163 | 2017-06-23 | TRUE | 6 | 23 | 10 | 0.43607 | 0.49729 | 0.47645
[5 empty] | 4164 | 2017-06-23 | TRUE | 6 | 23 | 11 | 0.50359 | 0.55949 | 0.56076
[5 empty] | 4165 | 2017-06-23 | TRUE | 6 | 23 | 12 | 0.54906 | 0.52078 | 0.44954
[5 empty] | 4166 | 2017-06-23 | TRUE | 6 | 23 | 13 | 0.47321 | 0.46285 | 0.54196
[5 empty] | 4167 | 2017-06-23 | TRUE | 6 | 23 | 14 | 0.41724 | 0.39574 | 0.50673
[5 empty] | 4168 | 2017-06-23 | TRUE | 6 | 23 | 15 | 0.40111 | 0.42341 | 0.40747
[5 empty] | 4169 | 2017-06-23 | TRUE | 6 | 23 | 16 | 0.29029 | 0.28082 | 0.2513
[5 empty] | 4170 | 2017-06-23 | TRUE | 6 | 23 | 17 | 0.17883 | 0.16508 | 0.15608
[5 empty] | 4171 | 2017-06-23 | TRUE | 6 | 23 | 18 | 0.064712 | 0.05465 | 0.052174
[5 empty] | 4172 | 2017-06-23 | TRUE | 6 | 23 | 19 | 0.0049392 | 0 | 0
[5 empty] | 4173 | 2017-06-23 | TRUE | 6 | 23 | 20 | 0 | 0 | 0
[5 empty] | 4174 | 2017-06-23 | TRUE | 6 | 23 | 21 | 0 | 0 | 0
[5 empty] | 4175 | 2017-06-23 | TRUE | 6 | 23 | 22 | 0 | 0 | 0
[5 empty] | 4176 | 2017-06-23 | TRUE | 6 | 23 | 23 | 0 | 0 | 0
[5 empty] | 4177 | 2017-06-24 | FALSE | 6 | 24 | 0 | 0 | 0 | 0
[5 empty] | 4178 | 2017-06-24 | FALSE | 6 | 24 | 1 | 0 | 0 | 0
[5 empty] | 4179 | 2017-06-24 | FALSE | 6 | 24 | 2 | 0 | 0 | 0
[5 empty] | 4180 | 2017-06-24 | FALSE | 6 | 24 | 3 | 0 | 0 | 0
[5 empty] | 4181 | 2017-06-24 | FALSE | 6 | 24 | 4 | 0.0014434 | 0.00073512 | 0
[5 empty] | 4182 | 2017-06-24 | FALSE | 6 | 24 | 5 | 0.050232 | 0.053789 | 0.052694
[5 empty] | 4183 | 2017-06-24 | FALSE | 6 | 24 | 6 | 0.16532 | 0.15959 | 0.15037
[5 empty] | 4184 | 2017-06-24 | FALSE | 6 | 24 | 7 | 0.29344 | 0.22193 | 0.21101
[5 empty] | 4185 | 2017-06-24 | FALSE | 6 | 24 | 8 | 0.42133 | 0.36623 | 0.34848
[5 empty] | 4186 | 2017-06-24 | FALSE | 6 | 24 | 9 | 0.53964 | 0.51276 | 0.44497
[5 empty] | 4187 | 2017-06-24 | FALSE | 6 | 24 | 10 | 0.58513 | 0.57005 | 0.50328
[5 empty] | 4188 | 2017-06-24 | FALSE | 6 | 24 | 11 | 0.58512 | 0.56277 | 0.50351
[5 empty] | 4189 | 2017-06-24 | FALSE | 6 | 24 | 12 | 0.54038 | 0.51191 | 0.53169
[5 empty] | 4190 | 2017-06-24 | FALSE | 6 | 24 | 13 | 0.51505 | 0.49197 | 0.49938
[5 empty] | 4191 | 2017-06-24 | FALSE | 6 | 24 | 14 | 0.41293 | 0.43275 | 0.42976
[5 empty] | 4192 | 2017-06-24 | FALSE | 6 | 24 | 15 | 0.37174 | 0.35302 | 0.34771
[5 empty] | 4193 | 2017-06-24 | FALSE | 6 | 24 | 16 | 0.26745 | 0.26897 | 0.26365
[5 empty] | 4194 | 2017-06-24 | FALSE | 6 | 24 | 17 | 0.1466 | 0.13732 | 0.12823
[5 empty] | 4195 | 2017-06-24 | FALSE | 6 | 24 | 18 | 0.06583 | 0.048539 | 0.049906
[5 empty] | 4196 | 2017-06-24 | FALSE | 6 | 24 | 19 | 0.0052052 | 0 | 0
[5 empty] | 4197 | 2017-06-24 | FALSE | 6 | 24 | 20 | 0 | 0 | 0
[5 empty] | 4198 | 2017-06-24 | FALSE | 6 | 24 | 21 | 0 | 0 | 0
[5 empty] | 4199 | 2017-06-24 | FALSE | 6 | 24 | 22 | 0 | 0 | 0
[5 empty] | 4200 | 2017-06-24 | FALSE | 6 | 24 | 23 | 0 | 0 | 0
[5 empty] | 4201 | 2017-06-25 | FALSE | 6 | 25 | 0 | 0 | 0 | 0
[5 empty] | 4202 | 2017-06-25 | FALSE | 6 | 25 | 1 | 0 | 0 | 0
[5 empty] | 4203 | 2017-06-25 | FALSE | 6 | 25 | 2 | 0 | 0 | 0
[5 empty] | 4204 | 2017-06-25 | FALSE | 6 | 25 | 3 | 0 | 0 | 0
[5 empty] | 4205 | 2017-06-25 | FALSE | 6 | 25 | 4 | 0.0011097 | 0 | 0
[5 empty] | 4206 | 2017-06-25 | FALSE | 6 | 25 | 5 | 0.048578 | 0.050978 | 0.049829
[5 empty] | 4207 | 2017-06-25 | FALSE | 6 | 25 | 6 | 0.12714 | 0.12527 | 0.14023
[5 empty] | 4208 | 2017-06-25 | FALSE | 6 | 25 | 7 | 0.24544 | 0.20978 | 0.24216
[5 empty] | 4209 | 2017-06-25 | FALSE | 6 | 25 | 8 | 0.37384 | 0.36923 | 0.38718
[5 empty] | 4210 | 2017-06-25 | FALSE | 6 | 25 | 9 | 0.43787 | 0.46713 | 0.51442
[5 empty] | 4211 | 2017-06-25 | FALSE | 6 | 25 | 10 | 0.49006 | 0.57907 | 0.58949
[5 empty] | 4212 | 2017-06-25 | FALSE | 6 | 25 | 11 | 0.55391 | 0.61592 | 0.63449
[5 empty] | 4213 | 2017-06-25 | FALSE | 6 | 25 | 12 | 0.54525 | 0.58654 | 0.61711
[5 empty] | 4214 | 2017-06-25 | FALSE | 6 | 25 | 13 | 0.41967 | 0.58311 | 0.5563
[5 empty] | 4215 | 2017-06-25 | FALSE | 6 | 25 | 14 | 0.45899 | 0.53223 | 0.52525
[5 empty] | 4216 | 2017-06-25 | FALSE | 6 | 25 | 15 | 0.37839 | 0.40089 | 0.46411
[5 empty] | 4217 | 2017-06-25 | FALSE | 6 | 25 | 16 | 0.29275 | 0.25733 | 0.28999
[5 empty] | 4218 | 2017-06-25 | FALSE | 6 | 25 | 17 | 0.16631 | 0.14664 | 0.1683
[5 empty] | 4219 | 2017-06-25 | FALSE | 6 | 25 | 18 | 0.066995 | 0.049853 | 0.055267
[5 empty] | 4220 | 2017-06-25 | FALSE | 6 | 25 | 19 | 0.0051106 | 0 | 0
[5 empty] | 4221 | 2017-06-25 | FALSE | 6 | 25 | 20 | 0 | 0 | 0
[5 empty] | 4222 | 2017-06-25 | FALSE | 6 | 25 | 21 | 0 | 0 | 0
[5 empty] | 4223 | 2017-06-25 | FALSE | 6 | 25 | 22 | 0 | 0 | 0
[5 empty] | 4224 | 2017-06-25 | FALSE | 6 | 25 | 23 | 0 | 0 | 0
[5 empty] | 4225 | 2017-06-26 | TRUE | 6 | 26 | 0 | 0 | 0 | 0
[5 empty] | 4226 | 2017-06-26 | TRUE | 6 | 26 | 1 | 0 | 0 | 0
[5 empty] | 4227 | 2017-06-26 | TRUE | 6 | 26 | 2 | 0 | 0 | 0
[5 empty] | 4228 | 2017-06-26 | TRUE | 6 | 26 | 3 | 0 | 0 | 0
[5 empty] | 4229 | 2017-06-26 | TRUE | 6 | 26 | 4 | 0.00083646 | 0.00052295 | 0
[5 empty] | 4230 | 2017-06-26 | TRUE | 6 | 26 | 5 | 0.046722 | 0.066012 | 0.061539
[5 empty] | 4231 | 2017-06-26 | TRUE | 6 | 26 | 6 | 0.15346 | 0.19871 | 0.19525
[5 empty] | 4232 | 2017-06-26 | TRUE | 6 | 26 | 7 | 0.26443 | 0.33717 | 0.35422
[5 empty] | 4233 | 2017-06-26 | TRUE | 6 | 26 | 8 | 0.39436 | 0.46664 | 0.49419
[5 empty] | 4234 | 2017-06-26 | TRUE | 6 | 26 | 9 | 0.46619 | 0.53199 | 0.60051
[5 empty] | 4235 | 2017-06-26 | TRUE | 6 | 26 | 10 | 0.50105 | 0.62653 | 0.67363
[5 empty] | 4236 | 2017-06-26 | TRUE | 6 | 26 | 11 | 0.45415 | 0.56476 | 0.63826
[5 empty] | 4237 | 2017-06-26 | TRUE | 6 | 26 | 12 | 0.50434 | 0.53179 | 0.65111
[5 empty] | 4238 | 2017-06-26 | TRUE | 6 | 26 | 13 | 0.56356 | 0.43745 | 0.45847
[5 empty] | 4239 | 2017-06-26 | TRUE | 6 | 26 | 14 | 0.48401 | 0.43676 | 0.51886
[5 empty] | 4240 | 2017-06-26 | TRUE | 6 | 26 | 15 | 0.35983 | 0.31586 | 0.40102
[5 empty] | 4241 | 2017-06-26 | TRUE | 6 | 26 | 16 | 0.28747 | 0.23826 | 0.19607
[5 empty] | 4242 | 2017-06-26 | TRUE | 6 | 26 | 17 | 0.18541 | 0.15198 | 0.14531
[5 empty] | 4243 | 2017-06-26 | TRUE | 6 | 26 | 18 | 0.068431 | 0.050404 | 0.047236
[5 empty] | 4244 | 2017-06-26 | TRUE | 6 | 26 | 19 | 0.0050106 | 0 | 0
[5 empty] | 4245 | 2017-06-26 | TRUE | 6 | 26 | 20 | 0 | 0 | 0
[5 empty] | 4246 | 2017-06-26 | TRUE | 6 | 26 | 21 | 0 | 0 | 0
[5 empty] | 4247 | 2017-06-26 | TRUE | 6 | 26 | 22 | 0 | 0 | 0
[5 empty] | 4248 | 2017-06-26 | TRUE | 6 | 26 | 23 | 0 | 0 | 0
[5 empty] | 4249 | 2017-06-27 | TRUE | 6 | 27 | 0 | 0 | 0 | 0
[5 empty] | 4250 | 2017-06-27 | TRUE | 6 | 27 | 1 | 0 | 0 | 0
[5 empty] | 4251 | 2017-06-27 | TRUE | 6 | 27 | 2 | 0 | 0 | 0
[5 empty] | 4252 | 2017-06-27 | TRUE | 6 | 27 | 3 | 0 | 0 | 0
[5 empty] | 4253 | 2017-06-27 | TRUE | 6 | 27 | 4 | 0.00076125 | 0 | 0
[5 empty] | 4254 | 2017-06-27 | TRUE | 6 | 27 | 5 | 0.033892 | 0.043029 | 0.045701
[5 empty] | 4255 | 2017-06-27 | TRUE | 6 | 27 | 6 | 0.095989 | 0.11302 | 0.1337
[5 empty] | 4256 | 2017-06-27 | TRUE | 6 | 27 | 7 | 0.18275 | 0.19297 | 0.25315
[5 empty] | 4257 | 2017-06-27 | TRUE | 6 | 27 | 8 | 0.30575 | 0.17811 | 0.17845
[5 empty] | 4258 | 2017-06-27 | TRUE | 6 | 27 | 9 | 0.42878 | 0.32507 | 0.37114
[5 empty] | 4259 | 2017-06-27 | TRUE | 6 | 27 | 10 | 0.47543 | 0.4235 | 0.43462
[5 empty] | 4260 | 2017-06-27 | TRUE | 6 | 27 | 11 | 0.41075 | 0.38648 | 0.45231
[5 empty] | 4261 | 2017-06-27 | TRUE | 6 | 27 | 12 | 0.38131 | 0.48277 | 0.51373
[5 empty] | 4262 | 2017-06-27 | TRUE | 6 | 27 | 13 | 0.46834 | 0.52336 | 0.51647
[5 empty] | 4263 | 2017-06-27 | TRUE | 6 | 27 | 14 | 0.39726 | 0.40093 | 0.41222
[5 empty] | 4264 | 2017-06-27 | TRUE | 6 | 27 | 15 | 0.36647 | 0.29012 | 0.26308
[5 empty] | 4265 | 2017-06-27 | TRUE | 6 | 27 | 16 | 0.27817 | 0.20988 | 0.20135
[5 empty] | 4266 | 2017-06-27 | TRUE | 6 | 27 | 17 | 0.17259 | 0.14866 | 0.15315
[5 empty] | 4267 | 2017-06-27 | TRUE | 6 | 27 | 18 | 0.071364 | 0.04399 | 0.041509
[5 empty] | 4268 | 2017-06-27 | TRUE | 6 | 27 | 19 | 0.0061889 | 0 | 0
[5 empty] | 4269 | 2017-06-27 | TRUE | 6 | 27 | 20 | 0 | 0 | 0
[5 empty] | 4270 | 2017-06-27 | TRUE | 6 | 27 | 21 | 0 | 0 | 0
[5 empty] | 4271 | 2017-06-27 | TRUE | 6 | 27 | 22 | 0 | 0 | 0
[5 empty] | 4272 | 2017-06-27 | TRUE | 6 | 27 | 23 | 0 | 0 | 0
[5 empty] | 4273 | 2017-06-28 | TRUE | 6 | 28 | 0 | 0 | 0 | 0
[5 empty] | 4274 | 2017-06-28 | TRUE | 6 | 28 | 1 | 0 | 0 | 0
[5 empty] | 4275 | 2017-06-28 | TRUE | 6 | 28 | 2 | 0 | 0 | 0
[5 empty] | 4276 | 2017-06-28 | TRUE | 6 | 28 | 3 | 0 | 0 | 0
[5 empty] | 4277 | 2017-06-28 | TRUE | 6 | 28 | 4 | 0.0012365 | 0.00053569 | 0
[5 empty] | 4278 | 2017-06-28 | TRUE | 6 | 28 | 5 | 0.053969 | 0.063556 | 0.060119
[5 empty] | 4279 | 2017-06-28 | TRUE | 6 | 28 | 6 | 0.1542 | 0.19465 | 0.19762
[5 empty] | 4280 | 2017-06-28 | TRUE | 6 | 28 | 7 | 0.27599 | 0.34559 | 0.32987
[5 empty] | 4281 | 2017-06-28 | TRUE | 6 | 28 | 8 | 0.35873 | 0.42681 | 0.39755
[5 empty] | 4282 | 2017-06-28 | TRUE | 6 | 28 | 9 | 0.451 | 0.49092 | 0.51809
[5 empty] | 4283 | 2017-06-28 | TRUE | 6 | 28 | 10 | 0.53784 | 0.59425 | 0.6353
[5 empty] | 4284 | 2017-06-28 | TRUE | 6 | 28 | 11 | 0.46647 | 0.53632 | 0.65021
[5 empty] | 4285 | 2017-06-28 | TRUE | 6 | 28 | 12 | 0.55239 | 0.63098 | 0.69766
[5 empty] | 4286 | 2017-06-28 | TRUE | 6 | 28 | 13 | 0.57879 | 0.60499 | 0.57476
[5 empty] | 4287 | 2017-06-28 | TRUE | 6 | 28 | 14 | 0.5591 | 0.5663 | 0.5672
[5 empty] | 4288 | 2017-06-28 | TRUE | 6 | 28 | 15 | 0.47333 | 0.45642 | 0.44573
[5 empty] | 4289 | 2017-06-28 | TRUE | 6 | 28 | 16 | 0.33007 | 0.30759 | 0.27729
[5 empty] | 4290 | 2017-06-28 | TRUE | 6 | 28 | 17 | 0.20358 | 0.18588 | 0.18361
[5 empty] | 4291 | 2017-06-28 | TRUE | 6 | 28 | 18 | 0.076613 | 0.058476 | 0.056524
[5 empty] | 4292 | 2017-06-28 | TRUE | 6 | 28 | 19 | 0.0067247 | 0 | 0
[5 empty] | 4293 | 2017-06-28 | TRUE | 6 | 28 | 20 | 0 | 0 | 0
[5 empty] | 4294 | 2017-06-28 | TRUE | 6 | 28 | 21 | 0 | 0 | 0
[5 empty] | 4295 | 2017-06-28 | TRUE | 6 | 28 | 22 | 0 | 0 | 0
[5 empty] | 4296 | 2017-06-28 | TRUE | 6 | 28 | 23 | 0 | 0 | 0
[5 empty] | 4297 | 2017-06-29 | TRUE | 6 | 29 | 0 | 0 | 0 | 0
[5 empty] | 4298 | 2017-06-29 | TRUE | 6 | 29 | 1 | 0 | 0 | 0
[5 empty] | 4299 | 2017-06-29 | TRUE | 6 | 29 | 2 | 0 | 0 | 0
[5 empty] | 4300 | 2017-06-29 | TRUE | 6 | 29 | 3 | 0 | 0 | 0
[5 empty] | 4301 | 2017-06-29 | TRUE | 6 | 29 | 4 | 0.00075241 | 0 | 0
[5 empty] | 4302 | 2017-06-29 | TRUE | 6 | 29 | 5 | 0.045312 | 0.057758 | 0.056828
[5 empty] | 4303 | 2017-06-29 | TRUE | 6 | 29 | 6 | 0.1444 | 0.1841 | 0.19109
[5 empty] | 4304 | 2017-06-29 | TRUE | 6 | 29 | 7 | 0.26103 | 0.3178 | 0.34832
[5 empty] | 4305 | 2017-06-29 | TRUE | 6 | 29 | 8 | 0.375 | 0.41109 | 0.44447
[5 empty] | 4306 | 2017-06-29 | TRUE | 6 | 29 | 9 | 0.45031 | 0.51481 | 0.55914
[5 empty] | 4307 | 2017-06-29 | TRUE | 6 | 29 | 10 | 0.47165 | 0.56562 | 0.6588
[5 empty] | 4308 | 2017-06-29 | TRUE | 6 | 29 | 11 | 0.51669 | 0.60941 | 0.65882
[5 empty] | 4309 | 2017-06-29 | TRUE | 6 | 29 | 12 | 0.52445 | 0.54189 | 0.47674
[5 empty] | 4310 | 2017-06-29 | TRUE | 6 | 29 | 13 | 0.49016 | 0.49045 | 0.42815
[5 empty] | 4311 | 2017-06-29 | TRUE | 6 | 29 | 14 | 0.44116 | 0.39132 | 0.34826
[5 empty] | 4312 | 2017-06-29 | TRUE | 6 | 29 | 15 | 0.35234 | 0.31933 | 0.29281
[5 empty] | 4313 | 2017-06-29 | TRUE | 6 | 29 | 16 | 0.23197 | 0.2601 | 0.26708
[5 empty] | 4314 | 2017-06-29 | TRUE | 6 | 29 | 17 | 0.15574 | 0.15051 | 0.15648
[5 empty] | 4315 | 2017-06-29 | TRUE | 6 | 29 | 18 | 0.059212 | 0.04305 | 0.037237
[5 empty] | 4316 | 2017-06-29 | TRUE | 6 | 29 | 19 | 0.0044989 | 0 | 0
[5 empty] | 4317 | 2017-06-29 | TRUE | 6 | 29 | 20 | 0 | 0 | 0
[5 empty] | 4318 | 2017-06-29 | TRUE | 6 | 29 | 21 | 0 | 0 | 0
[5 empty] | 4319 | 2017-06-29 | TRUE | 6 | 29 | 22 | 0 | 0 | 0
[5 empty] | 4320 | 2017-06-29 | TRUE | 6 | 29 | 23 | 0 | 0 | 0
[5 empty] | 4321 | 2017-06-30 | TRUE | 6 | 30 | 0 | 0 | 0 | 0
[5 empty] | 4322 | 2017-06-30 | TRUE | 6 | 30 | 1 | 0 | 0 | 0
[5 empty] | 4323 | 2017-06-30 | TRUE | 6 | 30 | 2 | 0 | 0 | 0
[5 empty] | 4324 | 2017-06-30 | TRUE | 6 | 30 | 3 | 0 | 0 | 0
[5 empty] | 4325 | 2017-06-30 | TRUE | 6 | 30 | 4 | 0.00086452 | 0 | 0
[5 empty] | 4326 | 2017-06-30 | TRUE | 6 | 30 | 5 | 0.040492 | 0.044998 | 0.054174
[5 empty] | 4327 | 2017-06-30 | TRUE | 6 | 30 | 6 | 0.12971 | 0.11979 | 0.14389
[5 empty] | 4328 | 2017-06-30 | TRUE | 6 | 30 | 7 | 0.23449 | 0.23082 | 0.26582
[5 empty] | 4329 | 2017-06-30 | TRUE | 6 | 30 | 8 | 0.37245 | 0.34529 | 0.41372
[5 empty] | 4330 | 2017-06-30 | TRUE | 6 | 30 | 9 | 0.45424 | 0.48192 | 0.42779
[5 empty] | 4331 | 2017-06-30 | TRUE | 6 | 30 | 10 | 0.43505 | 0.50915 | 0.54378
[5 empty] | 4332 | 2017-06-30 | TRUE | 6 | 30 | 11 | 0.44705 | 0.58763 | 0.64917
[5 empty] | 4333 | 2017-06-30 | TRUE | 6 | 30 | 12 | 0.43815 | 0.59144 | 0.64358
[5 empty] | 4334 | 2017-06-30 | TRUE | 6 | 30 | 13 | 0.48126 | 0.49701 | 0.59705
[5 empty] | 4335 | 2017-06-30 | TRUE | 6 | 30 | 14 | 0.42972 | 0.40235 | 0.45994
[5 empty] | 4336 | 2017-06-30 | TRUE | 6 | 30 | 15 | 0.36198 | 0.34558 | 0.35078
[5 empty] | 4337 | 2017-06-30 | TRUE | 6 | 30 | 16 | 0.2695 | 0.23603 | 0.22819
[5 empty] | 4338 | 2017-06-30 | TRUE | 6 | 30 | 17 | 0.17637 | 0.13739 | 0.11431
[5 empty] | 4339 | 2017-06-30 | TRUE | 6 | 30 | 18 | 0.067199 | 0.045466 | 0.036022
[5 empty] | 4340 | 2017-06-30 | TRUE | 6 | 30 | 19 | 0.0054459 | 0 | 0
[5 empty] | 4341 | 2017-06-30 | TRUE | 6 | 30 | 20 | 0 | 0 | 0
[5 empty] | 4342 | 2017-06-30 | TRUE | 6 | 30 | 21 | 0 | 0 | 0
[5 empty] | 4343 | 2017-06-30 | TRUE | 6 | 30 | 22 | 0 | 0 | 0
[5 empty] | 4344 | 2017-06-30 | TRUE | 6 | 30 | 23 | 0 | 0 | 0
[5 empty] | 4345 | 2017-07-01 | FALSE | 7 | 1 | 0 | 0 | 0 | 0
[5 empty] | 4346 | 2017-07-01 | FALSE | 7 | 1 | 1 | 0 | 0 | 0
[5 empty] | 4347 | 2017-07-01 | FALSE | 7 | 1 | 2 | 0 | 0 | 0
[5 empty] | 4348 | 2017-07-01 | FALSE | 7 | 1 | 3 | 0 | 0 | 0
[5 empty] | 4349 | 2017-07-01 | FALSE | 7 | 1 | 4 | 0.00078948 | 0 | 0
[5 empty] | 4350 | 2017-07-01 | FALSE | 7 | 1 | 5 | 0.038082 | 0.047806 | 0.035448
[5 empty] | 4351 | 2017-07-01 | FALSE | 7 | 1 | 6 | 0.10831 | 0.11215 | 0.11575
[5 empty] | 4352 | 2017-07-01 | FALSE | 7 | 1 | 7 | 0.18444 | 0.2016 | 0.17375
[5 empty] | 4353 | 2017-07-01 | FALSE | 7 | 1 | 8 | 0.26847 | 0.35202 | 0.35216
[5 empty] | 4354 | 2017-07-01 | FALSE | 7 | 1 | 9 | 0.35121 | 0.46262 | 0.45175
[5 empty] | 4355 | 2017-07-01 | FALSE | 7 | 1 | 10 | 0.38763 | 0.37996 | 0.37605
[5 empty] | 4356 | 2017-07-01 | FALSE | 7 | 1 | 11 | 0.38617 | 0.46996 | 0.47218
[5 empty] | 4357 | 2017-07-01 | FALSE | 7 | 1 | 12 | 0.39764 | 0.44309 | 0.41973
[5 empty] | 4358 | 2017-07-01 | FALSE | 7 | 1 | 13 | 0.33428 | 0.39022 | 0.3148
[5 empty] | 4359 | 2017-07-01 | FALSE | 7 | 1 | 14 | 0.37729 | 0.43575 | 0.43779
[5 empty] | 4360 | 2017-07-01 | FALSE | 7 | 1 | 15 | 0.31468 | 0.31694 | 0.31445
[5 empty] | 4361 | 2017-07-01 | FALSE | 7 | 1 | 16 | 0.22861 | 0.20581 | 0.20192
[5 empty] | 4362 | 2017-07-01 | FALSE | 7 | 1 | 17 | 0.1321 | 0.11246 | 0.10608
[5 empty] | 4363 | 2017-07-01 | FALSE | 7 | 1 | 18 | 0.061142 | 0.039155 | 0.038166
[5 empty] | 4364 | 2017-07-01 | FALSE | 7 | 1 | 19 | 0.0046975 | 0 | 0
[5 empty] | 4365 | 2017-07-01 | FALSE | 7 | 1 | 20 | 0 | 0 | 0
[5 empty] | 4366 | 2017-07-01 | FALSE | 7 | 1 | 21 | 0 | 0 | 0
[5 empty] | 4367 | 2017-07-01 | FALSE | 7 | 1 | 22 | 0 | 0 | 0
[5 empty] | 4368 | 2017-07-01 | FALSE | 7 | 1 | 23 | 0 | 0 | 0
[5 empty] | 4369 | 2017-07-02 | FALSE | 7 | 2 | 0 | 0 | 0 | 0
[5 empty] | 4370 | 2017-07-02 | FALSE | 7 | 2 | 1 | 0 | 0 | 0
[5 empty] | 4371 | 2017-07-02 | FALSE | 7 | 2 | 2 | 0 | 0 | 0
[5 empty] | 4372 | 2017-07-02 | FALSE | 7 | 2 | 3 | 0 | 0 | 0
[5 empty] | 4373 | 2017-07-02 | FALSE | 7 | 2 | 4 | 0.00059975 | 0 | 0
[5 empty] | 4374 | 2017-07-02 | FALSE | 7 | 2 | 5 | 0.041297 | 0.051831 | 0.04363
[5 empty] | 4375 | 2017-07-02 | FALSE | 7 | 2 | 6 | 0.12652 | 0.13395 | 0.13102
[5 empty] | 4376 | 2017-07-02 | FALSE | 7 | 2 | 7 | 0.24889 | 0.2509 | 0.22898
[5 empty] | 4377 | 2017-07-02 | FALSE | 7 | 2 | 8 | 0.34001 | 0.3246 | 0.27409
[5 empty] | 4378 | 2017-07-02 | FALSE | 7 | 2 | 9 | 0.42633 | 0.38988 | 0.35152
[5 empty] | 4379 | 2017-07-02 | FALSE | 7 | 2 | 10 | 0.46968 | 0.45044 | 0.41156
[5 empty] | 4380 | 2017-07-02 | FALSE | 7 | 2 | 11 | 0.46154 | 0.4504 | 0.44306
[5 empty] | 4381 | 2017-07-02 | FALSE | 7 | 2 | 12 | 0.47716 | 0.46329 | 0.47642
[5 empty] | 4382 | 2017-07-02 | FALSE | 7 | 2 | 13 | 0.43142 | 0.52027 | 0.57778
[5 empty] | 4383 | 2017-07-02 | FALSE | 7 | 2 | 14 | 0.36306 | 0.45787 | 0.51422
[5 empty] | 4384 | 2017-07-02 | FALSE | 7 | 2 | 15 | 0.31786 | 0.34974 | 0.34908
[5 empty] | 4385 | 2017-07-02 | FALSE | 7 | 2 | 16 | 0.25191 | 0.25445 | 0.24767
[5 empty] | 4386 | 2017-07-02 | FALSE | 7 | 2 | 17 | 0.15394 | 0.11498 | 0.1072
[5 empty] | 4387 | 2017-07-02 | FALSE | 7 | 2 | 18 | 0.054549 | 0.042131 | 0.045224
[5 empty] | 4388 | 2017-07-02 | FALSE | 7 | 2 | 19 | 0.0043683 | 0 | 0
[5 empty] | 4389 | 2017-07-02 | FALSE | 7 | 2 | 20 | 0 | 0 | 0
[5 empty] | 4390 | 2017-07-02 | FALSE | 7 | 2 | 21 | 0 | 0 | 0
[5 empty] | 4391 | 2017-07-02 | FALSE | 7 | 2 | 22 | 0 | 0 | 0
[5 empty] | 4392 | 2017-07-02 | FALSE | 7 | 2 | 23 | 0 | 0 | 0
[5 empty] | 4393 | 2017-07-03 | TRUE | 7 | 3 | 0 | 0 | 0 | 0
[5 empty] | 4394 | 2017-07-03 | TRUE | 7 | 3 | 1 | 0 | 0 | 0
[5 empty] | 4395 | 2017-07-03 | TRUE | 7 | 3 | 2 | 0 | 0 | 0
[5 empty] | 4396 | 2017-07-03 | TRUE | 7 | 3 | 3 | 0 | 0 | 0
[5 empty] | 4397 | 2017-07-03 | TRUE | 7 | 3 | 4 | 0.00060853 | 0 | 0
[5 empty] | 4398 | 2017-07-03 | TRUE | 7 | 3 | 5 | 0.043251 | 0.053528 | 0.056345
[5 empty] | 4399 | 2017-07-03 | TRUE | 7 | 3 | 6 | 0.13997 | 0.17434 | 0.18881
[5 empty] | 4400 | 2017-07-03 | TRUE | 7 | 3 | 7 | 0.28362 | 0.31854 | 0.34729
[5 empty] | 4401 | 2017-07-03 | TRUE | 7 | 3 | 8 | 0.40908 | 0.39792 | 0.40967
[5 empty] | 4402 | 2017-07-03 | TRUE | 7 | 3 | 9 | 0.49446 | 0.51786 | 0.45326
[5 empty] | 4403 | 2017-07-03 | TRUE | 7 | 3 | 10 | 0.5662 | 0.58225 | 0.52129
[5 empty] | 4404 | 2017-07-03 | TRUE | 7 | 3 | 11 | 0.54844 | 0.5629 | 0.58324
[5 empty] | 4405 | 2017-07-03 | TRUE | 7 | 3 | 12 | 0.54527 | 0.53498 | 0.50248
[5 empty] | 4406 | 2017-07-03 | TRUE | 7 | 3 | 13 | 0.56138 | 0.46467 | 0.43551
[5 empty] | 4407 | 2017-07-03 | TRUE | 7 | 3 | 14 | 0.50178 | 0.44669 | 0.38777
[5 empty] | 4408 | 2017-07-03 | TRUE | 7 | 3 | 15 | 0.42791 | 0.39501 | 0.3583
[5 empty] | 4409 | 2017-07-03 | TRUE | 7 | 3 | 16 | 0.31781 | 0.21769 | 0.1711
[5 empty] | 4410 | 2017-07-03 | TRUE | 7 | 3 | 17 | 0.19169 | 0.14319 | 0.14601
[5 empty] | 4411 | 2017-07-03 | TRUE | 7 | 3 | 18 | 0.069391 | 0.050587 | 0.044968
[5 empty] | 4412 | 2017-07-03 | TRUE | 7 | 3 | 19 | 0.005249 | 0 | 0
[5 empty] | 4413 | 2017-07-03 | TRUE | 7 | 3 | 20 | 0 | 0 | 0
[5 empty] | 4414 | 2017-07-03 | TRUE | 7 | 3 | 21 | 0 | 0 | 0
[5 empty] | 4415 | 2017-07-03 | TRUE | 7 | 3 | 22 | 0 | 0 | 0
[5 empty] | 4416 | 2017-07-03 | TRUE | 7 | 3 | 23 | 0 | 0 | 0
[5 empty] | 4417 | 2017-07-04 | FALSE | 7 | 4 | 0 | 0 | 0 | 0
[5 empty] | 4418 | 2017-07-04 | FALSE | 7 | 4 | 1 | 0 | 0 | 0
[5 empty] | 4419 | 2017-07-04 | FALSE | 7 | 4 | 2 | 0 | 0 | 0
[5 empty] | 4420 | 2017-07-04 | FALSE | 7 | 4 | 3 | 0 | 0 | 0
[5 empty] | 4421 | 2017-07-04 | FALSE | 7 | 4 | 4 | 0.00084727 | 0 | 0
[5 empty] | 4422 | 2017-07-04 | FALSE | 7 | 4 | 5 | 0.044368 | 0.058569 | 0.052368
[5 empty] | 4423 | 2017-07-04 | FALSE | 7 | 4 | 6 | 0.12625 | 0.14795 | 0.14836
[5 empty] | 4424 | 2017-07-04 | FALSE | 7 | 4 | 7 | 0.24553 | 0.21995 | 0.24438
[5 empty] | 4425 | 2017-07-04 | FALSE | 7 | 4 | 8 | 0.33434 | 0.29672 | 0.31444
[5 empty] | 4426 | 2017-07-04 | FALSE | 7 | 4 | 9 | 0.41209 | 0.40744 | 0.40678
[5 empty] | 4427 | 2017-07-04 | FALSE | 7 | 4 | 10 | 0.45893 | 0.51506 | 0.61789
[5 empty] | 4428 | 2017-07-04 | FALSE | 7 | 4 | 11 | 0.49167 | 0.53849 | 0.59831
[5 empty] | 4429 | 2017-07-04 | FALSE | 7 | 4 | 12 | 0.50198 | 0.51801 | 0.66368
[5 empty] | 4430 | 2017-07-04 | FALSE | 7 | 4 | 13 | 0.48229 | 0.48796 | 0.52586
[5 empty] | 4431 | 2017-07-04 | FALSE | 7 | 4 | 14 | 0.49561 | 0.43238 | 0.44999
[5 empty] | 4432 | 2017-07-04 | FALSE | 7 | 4 | 15 | 0.37501 | 0.29873 | 0.24622
[5 empty] | 4433 | 2017-07-04 | FALSE | 7 | 4 | 16 | 0.28806 | 0.23516 | 0.20852
[5 empty] | 4434 | 2017-07-04 | FALSE | 7 | 4 | 17 | 0.17313 | 0.12342 | 0.13093
[5 empty] | 4435 | 2017-07-04 | FALSE | 7 | 4 | 18 | 0.069465 | 0.040928 | 0.03421
[5 empty] | 4436 | 2017-07-04 | FALSE | 7 | 4 | 19 | 0.0052576 | 0 | 0
[5 empty] | 4437 | 2017-07-04 | FALSE | 7 | 4 | 20 | 0 | 0 | 0
[5 empty] | 4438 | 2017-07-04 | FALSE | 7 | 4 | 21 | 0 | 0 | 0
[5 empty] | 4439 | 2017-07-04 | FALSE | 7 | 4 | 22 | 0 | 0 | 0
[5 empty] | 4440 | 2017-07-04 | FALSE | 7 | 4 | 23 | 0 | 0 | 0
[5 empty] | 4441 | 2017-07-05 | TRUE | 7 | 5 | 0 | 0 | 0 | 0
[5 empty] | 4442 | 2017-07-05 | TRUE | 7 | 5 | 1 | 0 | 0 | 0
[5 empty] | 4443 | 2017-07-05 | TRUE | 7 | 5 | 2 | 0 | 0 | 0
[5 empty] | 4444 | 2017-07-05 | TRUE | 7 | 5 | 3 | 0 | 0 | 0
[5 empty] | 4445 | 2017-07-05 | TRUE | 7 | 5 | 4 | 0.00045355 | 0 | 0
[5 empty] | 4446 | 2017-07-05 | TRUE | 7 | 5 | 5 | 0.043797 | 0.049182 | 0.050665
[5 empty] | 4447 | 2017-07-05 | TRUE | 7 | 5 | 6 | 0.13865 | 0.15988 | 0.15832
[5 empty] | 4448 | 2017-07-05 | TRUE | 7 | 5 | 7 | 0.26794 | 0.25492 | 0.25118
[5 empty] | 4449 | 2017-07-05 | TRUE | 7 | 5 | 8 | 0.37871 | 0.36191 | 0.38377
[5 empty] | 4450 | 2017-07-05 | TRUE | 7 | 5 | 9 | 0.42535 | 0.49192 | 0.53736
[5 empty] | 4451 | 2017-07-05 | TRUE | 7 | 5 | 10 | 0.50803 | 0.58413 | 0.64452
[5 empty] | 4452 | 2017-07-05 | TRUE | 7 | 5 | 11 | 0.52179 | 0.44952 | 0.43052
[5 empty] | 4453 | 2017-07-05 | TRUE | 7 | 5 | 12 | 0.54094 | 0.54457 | 0.43208
[5 empty] | 4454 | 2017-07-05 | TRUE | 7 | 5 | 13 | 0.50549 | 0.55534 | 0.59831
[5 empty] | 4455 | 2017-07-05 | TRUE | 7 | 5 | 14 | 0.48123 | 0.49191 | 0.53186
[5 empty] | 4456 | 2017-07-05 | TRUE | 7 | 5 | 15 | 0.4065 | 0.44842 | 0.47068
[5 empty] | 4457 | 2017-07-05 | TRUE | 7 | 5 | 16 | 0.29289 | 0.28 | 0.33118
[5 empty] | 4458 | 2017-07-05 | TRUE | 7 | 5 | 17 | 0.19376 | 0.17531 | 0.17715
[5 empty] | 4459 | 2017-07-05 | TRUE | 7 | 5 | 18 | 0.073798 | 0.057165 | 0.055134
[5 empty] | 4460 | 2017-07-05 | TRUE | 7 | 5 | 19 | 0.0048867 | 0 | 0
[5 empty] | 4461 | 2017-07-05 | TRUE | 7 | 5 | 20 | 0 | 0 | 0
[5 empty] | 4462 | 2017-07-05 | TRUE | 7 | 5 | 21 | 0 | 0 | 0
[5 empty] | 4463 | 2017-07-05 | TRUE | 7 | 5 | 22 | 0 | 0 | 0
[5 empty] | 4464 | 2017-07-05 | TRUE | 7 | 5 | 23 | 0 | 0 | 0
[5 empty] | 4465 | 2017-07-06 | TRUE | 7 | 6 | 0 | 0 | 0 | 0
[5 empty] | 4466 | 2017-07-06 | TRUE | 7 | 6 | 1 | 0 | 0 | 0
[5 empty] | 4467 | 2017-07-06 | TRUE | 7 | 6 | 2 | 0 | 0 | 0
[5 empty] | 4468 | 2017-07-06 | TRUE | 7 | 6 | 3 | 0 | 0 | 0
[5 empty] | 4469 | 2017-07-06 | TRUE | 7 | 6 | 4 | 0.00032972 | 0 | 0
[5 empty] | 4470 | 2017-07-06 | TRUE | 7 | 6 | 5 | 0.03998 | 0.045191 | 0.034536
[5 empty] | 4471 | 2017-07-06 | TRUE | 7 | 6 | 6 | 0.12583 | 0.13271 | 0.11087
[5 empty] | 4472 | 2017-07-06 | TRUE | 7 | 6 | 7 | 0.23559 | 0.21473 | 0.21678
[5 empty] | 4473 | 2017-07-06 | TRUE | 7 | 6 | 8 | 0.3459 | 0.30776 | 0.27604
[5 empty] | 4474 | 2017-07-06 | TRUE | 7 | 6 | 9 | 0.38737 | 0.3682 | 0.41047
[5 empty] | 4475 | 2017-07-06 | TRUE | 7 | 6 | 10 | 0.44684 | 0.37279 | 0.38809
[5 empty] | 4476 | 2017-07-06 | TRUE | 7 | 6 | 11 | 0.50143 | 0.37294 | 0.3394
[5 empty] | 4477 | 2017-07-06 | TRUE | 7 | 6 | 12 | 0.52777 | 0.48271 | 0.46903
[5 empty] | 4478 | 2017-07-06 | TRUE | 7 | 6 | 13 | 0.53584 | 0.42967 | 0.32908
[5 empty] | 4479 | 2017-07-06 | TRUE | 7 | 6 | 14 | 0.4887 | 0.40172 | 0.3913
[5 empty] | 4480 | 2017-07-06 | TRUE | 7 | 6 | 15 | 0.41188 | 0.32241 | 0.35103
[5 empty] | 4481 | 2017-07-06 | TRUE | 7 | 6 | 16 | 0.3136 | 0.24663 | 0.24684
[5 empty] | 4482 | 2017-07-06 | TRUE | 7 | 6 | 17 | 0.17785 | 0.12764 | 0.12324
[5 empty] | 4483 | 2017-07-06 | TRUE | 7 | 6 | 18 | 0.070211 | 0.045308 | 0.043345
[5 empty] | 4484 | 2017-07-06 | TRUE | 7 | 6 | 19 | 0.0047945 | 0 | 0
[5 empty] | 4485 | 2017-07-06 | TRUE | 7 | 6 | 20 | 0 | 0 | 0
[5 empty] | 4486 | 2017-07-06 | TRUE | 7 | 6 | 21 | 0 | 0 | 0
[5 empty] | 4487 | 2017-07-06 | TRUE | 7 | 6 | 22 | 0 | 0 | 0
[5 empty] | 4488 | 2017-07-06 | TRUE | 7 | 6 | 23 | 0 | 0 | 0
[5 empty] | 4489 | 2017-07-07 | TRUE | 7 | 7 | 0 | 0 | 0 | 0
[5 empty] | 4490 | 2017-07-07 | TRUE | 7 | 7 | 1 | 0 | 0 | 0
[5 empty] | 4491 | 2017-07-07 | TRUE | 7 | 7 | 2 | 0 | 0 | 0
[5 empty] | 4492 | 2017-07-07 | TRUE | 7 | 7 | 3 | 0 | 0 | 0
[5 empty] | 4493 | 2017-07-07 | TRUE | 7 | 7 | 4 | 0.00031796 | 0 | 0
[5 empty] | 4494 | 2017-07-07 | TRUE | 7 | 7 | 5 | 0.043112 | 0.041241 | 0.036477
[5 empty] | 4495 | 2017-07-07 | TRUE | 7 | 7 | 6 | 0.13163 | 0.1098 | 0.12125
[5 empty] | 4496 | 2017-07-07 | TRUE | 7 | 7 | 7 | 0.24988 | 0.22242 | 0.24707
[5 empty] | 4497 | 2017-07-07 | TRUE | 7 | 7 | 8 | 0.34824 | 0.32441 | 0.32235
[5 empty] | 4498 | 2017-07-07 | TRUE | 7 | 7 | 9 | 0.42661 | 0.4058 | 0.41638
[5 empty] | 4499 | 2017-07-07 | TRUE | 7 | 7 | 10 | 0.49225 | 0.47883 | 0.41938
[5 empty] | 4500 | 2017-07-07 | TRUE | 7 | 7 | 11 | 0.5258 | 0.6111 | 0.59202
[5 empty] | 4501 | 2017-07-07 | TRUE | 7 | 7 | 12 | 0.54755 | 0.55333 | 0.50217
[5 empty] | 4502 | 2017-07-07 | TRUE | 7 | 7 | 13 | 0.50847 | 0.58377 | 0.57951
[5 empty] | 4503 | 2017-07-07 | TRUE | 7 | 7 | 14 | 0.4296 | 0.48578 | 0.50167
[5 empty] | 4504 | 2017-07-07 | TRUE | 7 | 7 | 15 | 0.37069 | 0.34971 | 0.33036
[5 empty] | 4505 | 2017-07-07 | TRUE | 7 | 7 | 16 | 0.26775 | 0.23062 | 0.23678
[5 empty] | 4506 | 2017-07-07 | TRUE | 7 | 7 | 17 | 0.16047 | 0.11041 | 0.11736
[5 empty] | 4507 | 2017-07-07 | TRUE | 7 | 7 | 18 | 0.063975 | 0.035715 | 0.03436
[5 empty] | 4508 | 2017-07-07 | TRUE | 7 | 7 | 19 | 0.0043602 | 0 | 0
[5 empty] | 4509 | 2017-07-07 | TRUE | 7 | 7 | 20 | 0 | 0 | 0
[5 empty] | 4510 | 2017-07-07 | TRUE | 7 | 7 | 21 | 0 | 0 | 0
[5 empty] | 4511 | 2017-07-07 | TRUE | 7 | 7 | 22 | 0 | 0 | 0
[5 empty] | 4512 | 2017-07-07 | TRUE | 7 | 7 | 23 | 0 | 0 | 0
[5 empty] | 4513 | 2017-07-08 | FALSE | 7 | 8 | 0 | 0 | 0 | 0
[5 empty] | 4514 | 2017-07-08 | FALSE | 7 | 8 | 1 | 0 | 0 | 0
[5 empty] | 4515 | 2017-07-08 | FALSE | 7 | 8 | 2 | 0 | 0 | 0
[5 empty] | 4516 | 2017-07-08 | FALSE | 7 | 8 | 3 | 0 | 0 | 0
[5 empty] | 4517 | 2017-07-08 | FALSE | 7 | 8 | 4 | 1.2152e-05 | 0 | 0
[5 empty] | 4518 | 2017-07-08 | FALSE | 7 | 8 | 5 | 0.02752 | 0.030935 | 0.039897
[5 empty] | 4519 | 2017-07-08 | FALSE | 7 | 8 | 6 | 0.080517 | 0.07436 | 0.1068
[5 empty] | 4520 | 2017-07-08 | FALSE | 7 | 8 | 7 | 0.17782 | 0.11222 | 0.12333
[5 empty] | 4521 | 2017-07-08 | FALSE | 7 | 8 | 8 | 0.25171 | 0.20599 | 0.2315
[5 empty] | 4522 | 2017-07-08 | FALSE | 7 | 8 | 9 | 0.34998 | 0.20604 | 0.26926
[5 empty] | 4523 | 2017-07-08 | FALSE | 7 | 8 | 10 | 0.40766 | 0.26521 | 0.35597
[5 empty] | 4524 | 2017-07-08 | FALSE | 7 | 8 | 11 | 0.41651 | 0.32348 | 0.32114
[5 empty] | 4525 | 2017-07-08 | FALSE | 7 | 8 | 12 | 0.43125 | 0.35141 | 0.41691
[5 empty] | 4526 | 2017-07-08 | FALSE | 7 | 8 | 13 | 0.38683 | 0.29633 | 0.32387
[5 empty] | 4527 | 2017-07-08 | FALSE | 7 | 8 | 14 | 0.37008 | 0.28465 | 0.36291
[5 empty] | 4528 | 2017-07-08 | FALSE | 7 | 8 | 15 | 0.30577 | 0.22529 | 0.29226
[5 empty] | 4529 | 2017-07-08 | FALSE | 7 | 8 | 16 | 0.26897 | 0.15956 | 0.20739
[5 empty] | 4530 | 2017-07-08 | FALSE | 7 | 8 | 17 | 0.17123 | 0.096325 | 0.080749
[5 empty] | 4531 | 2017-07-08 | FALSE | 7 | 8 | 18 | 0.066063 | 0.033864 | 0.028632
[5 empty] | 4532 | 2017-07-08 | FALSE | 7 | 8 | 19 | 0.0043742 | 0 | 0
[5 empty] | 4533 | 2017-07-08 | FALSE | 7 | 8 | 20 | 0 | 0 | 0
[5 empty] | 4534 | 2017-07-08 | FALSE | 7 | 8 | 21 | 0 | 0 | 0
[5 empty] | 4535 | 2017-07-08 | FALSE | 7 | 8 | 22 | 0 | 0 | 0
[5 empty] | 4536 | 2017-07-08 | FALSE | 7 | 8 | 23 | 0 | 0 | 0
[5 empty] | 4537 | 2017-07-09 | FALSE | 7 | 9 | 0 | 0 | 0 | 0
[5 empty] | 4538 | 2017-07-09 | FALSE | 7 | 9 | 1 | 0 | 0 | 0
[5 empty] | 4539 | 2017-07-09 | FALSE | 7 | 9 | 2 | 0 | 0 | 0
[5 empty] | 4540 | 2017-07-09 | FALSE | 7 | 9 | 3 | 0 | 0 | 0
[5 empty] | 4541 | 2017-07-09 | FALSE | 7 | 9 | 4 | 0.00030033 | 0 | 0
[5 empty] | 4542 | 2017-07-09 | FALSE | 7 | 9 | 5 | 0.045526 | 0.049793 | 0.049214
[5 empty] | 4543 | 2017-07-09 | FALSE | 7 | 9 | 6 | 0.13471 | 0.16525 | 0.17478
[5 empty] | 4544 | 2017-07-09 | FALSE | 7 | 9 | 7 | 0.26606 | 0.30979 | 0.3302
[5 empty] | 4545 | 2017-07-09 | FALSE | 7 | 9 | 8 | 0.36888 | 0.41961 | 0.4578
[5 empty] | 4546 | 2017-07-09 | FALSE | 7 | 9 | 9 | 0.47911 | 0.49948 | 0.52504
[5 empty] | 4547 | 2017-07-09 | FALSE | 7 | 9 | 10 | 0.52969 | 0.59043 | 0.6007
[5 empty] | 4548 | 2017-07-09 | FALSE | 7 | 9 | 11 | 0.54651 | 0.6021 | 0.62545
[5 empty] | 4549 | 2017-07-09 | FALSE | 7 | 9 | 12 | 0.52703 | 0.6172 | 0.6408
[5 empty] | 4550 | 2017-07-09 | FALSE | 7 | 9 | 13 | 0.51885 | 0.54395 | 0.53871
[5 empty] | 4551 | 2017-07-09 | FALSE | 7 | 9 | 14 | 0.46223 | 0.49162 | 0.48406
[5 empty] | 4552 | 2017-07-09 | FALSE | 7 | 9 | 15 | 0.36625 | 0.3777 | 0.40342
[5 empty] | 4553 | 2017-07-09 | FALSE | 7 | 9 | 16 | 0.29817 | 0.28895 | 0.26102
[5 empty] | 4554 | 2017-07-09 | FALSE | 7 | 9 | 17 | 0.18621 | 0.16876 | 0.16011
[5 empty] | 4555 | 2017-07-09 | FALSE | 7 | 9 | 18 | 0.072531 | 0.053696 | 0.050567
[5 empty] | 4556 | 2017-07-09 | FALSE | 7 | 9 | 19 | 0.0051857 | 0 | 0
[5 empty] | 4557 | 2017-07-09 | FALSE | 7 | 9 | 20 | 0 | 0 | 0
[5 empty] | 4558 | 2017-07-09 | FALSE | 7 | 9 | 21 | 0 | 0 | 0
[5 empty] | 4559 | 2017-07-09 | FALSE | 7 | 9 | 22 | 0 | 0 | 0
[5 empty] | 4560 | 2017-07-09 | FALSE | 7 | 9 | 23 | 0 | 0 | 0
[5 empty] | 4561 | 2017-07-10 | TRUE | 7 | 10 | 0 | 0 | 0 | 0
[5 empty] | 4562 | 2017-07-10 | TRUE | 7 | 10 | 1 | 0 | 0 | 0
[5 empty] | 4563 | 2017-07-10 | TRUE | 7 | 10 | 2 | 0 | 0 | 0
[5 empty] | 4564 | 2017-07-10 | TRUE | 7 | 10 | 3 | 0 | 0 | 0
[5 empty] | 4565 | 2017-07-10 | TRUE | 7 | 10 | 4 | 0.00023682 | 0 | 0
[5 empty] | 4566 | 2017-07-10 | TRUE | 7 | 10 | 5 | 0.042776 | 0.051773 | 0.047759
[5 empty] | 4567 | 2017-07-10 | TRUE | 7 | 10 | 6 | 0.14252 | 0.17043 | 0.16996
[5 empty] | 4568 | 2017-07-10 | TRUE | 7 | 10 | 7 | 0.28775 | 0.29885 | 0.2736
[5 empty] | 4569 | 2017-07-10 | TRUE | 7 | 10 | 8 | 0.41219 | 0.43342 | 0.43127
[5 empty] | 4570 | 2017-07-10 | TRUE | 7 | 10 | 9 | 0.49233 | 0.49193 | 0.45695
[5 empty] | 4571 | 2017-07-10 | TRUE | 7 | 10 | 10 | 0.51746 | 0.52898 | 0.51595
[5 empty] | 4572 | 2017-07-10 | TRUE | 7 | 10 | 11 | 0.53984 | 0.57497 | 0.60275
[5 empty] | 4573 | 2017-07-10 | TRUE | 7 | 10 | 12 | 0.52294 | 0.63225 | 0.62776
[5 empty] | 4574 | 2017-07-10 | TRUE | 7 | 10 | 13 | 0.50423 | 0.57811 | 0.60023
[5 empty] | 4575 | 2017-07-10 | TRUE | 7 | 10 | 14 | 0.41655 | 0.45591 | 0.44933
[5 empty] | 4576 | 2017-07-10 | TRUE | 7 | 10 | 15 | 0.35812 | 0.3482 | 0.28774
[5 empty] | 4577 | 2017-07-10 | TRUE | 7 | 10 | 16 | 0.25876 | 0.247 | 0.20511
[5 empty] | 4578 | 2017-07-10 | TRUE | 7 | 10 | 17 | 0.16677 | 0.13196 | 0.087304
[5 empty] | 4579 | 2017-07-10 | TRUE | 7 | 10 | 18 | 0.059396 | 0.042201 | 0.027838
[5 empty] | 4580 | 2017-07-10 | TRUE | 7 | 10 | 19 | 0.0025431 | 0 | 0
[5 empty] | 4581 | 2017-07-10 | TRUE | 7 | 10 | 20 | 0 | 0 | 0
[5 empty] | 4582 | 2017-07-10 | TRUE | 7 | 10 | 21 | 0 | 0 | 0
[5 empty] | 4583 | 2017-07-10 | TRUE | 7 | 10 | 22 | 0 | 0 | 0
[5 empty] | 4584 | 2017-07-10 | TRUE | 7 | 10 | 23 | 0 | 0 | 0
[5 empty] | 4585 | 2017-07-11 | TRUE | 7 | 11 | 0 | 0 | 0 | 0
[5 empty] | 4586 | 2017-07-11 | TRUE | 7 | 11 | 1 | 0 | 0 | 0
[5 empty] | 4587 | 2017-07-11 | TRUE | 7 | 11 | 2 | 0 | 0 | 0
[5 empty] | 4588 | 2017-07-11 | TRUE | 7 | 11 | 3 | 0 | 0 | 0
[5 empty] | 4589 | 2017-07-11 | TRUE | 7 | 11 | 4 | 8.9304e-05 | 0 | 0
[5 empty] | 4590 | 2017-07-11 | TRUE | 7 | 11 | 5 | 0.039711 | 0.042178 | 0.040827
[5 empty] | 4591 | 2017-07-11 | TRUE | 7 | 11 | 6 | 0.12383 | 0.14441 | 0.14892
[5 empty] | 4592 | 2017-07-11 | TRUE | 7 | 11 | 7 | 0.22707 | 0.21486 | 0.21914
[5 empty] | 4593 | 2017-07-11 | TRUE | 7 | 11 | 8 | 0.32348 | 0.37121 | 0.41578
[5 empty] | 4594 | 2017-07-11 | TRUE | 7 | 11 | 9 | 0.43345 | 0.48721 | 0.54648
[5 empty] | 4595 | 2017-07-11 | TRUE | 7 | 11 | 10 | 0.53037 | 0.47673 | 0.58549
[5 empty] | 4596 | 2017-07-11 | TRUE | 7 | 11 | 11 | 0.51133 | 0.48206 | 0.60193
[5 empty] | 4597 | 2017-07-11 | TRUE | 7 | 11 | 12 | 0.56426 | 0.60439 | 0.62
[5 empty] | 4598 | 2017-07-11 | TRUE | 7 | 11 | 13 | 0.52335 | 0.50601 | 0.55858
[5 empty] | 4599 | 2017-07-11 | TRUE | 7 | 11 | 14 | 0.47801 | 0.49434 | 0.48465
[5 empty] | 4600 | 2017-07-11 | TRUE | 7 | 11 | 15 | 0.385 | 0.35702 | 0.32231
[5 empty] | 4601 | 2017-07-11 | TRUE | 7 | 11 | 16 | 0.29819 | 0.27169 | 0.25059
[5 empty] | 4602 | 2017-07-11 | TRUE | 7 | 11 | 17 | 0.1764 | 0.14498 | 0.13912
[5 empty] | 4603 | 2017-07-11 | TRUE | 7 | 11 | 18 | 0.067604 | 0.045432 | 0.038083
[5 empty] | 4604 | 2017-07-11 | TRUE | 7 | 11 | 19 | 0.00321 | 0 | 0
[5 empty] | 4605 | 2017-07-11 | TRUE | 7 | 11 | 20 | 0 | 0 | 0
[5 empty] | 4606 | 2017-07-11 | TRUE | 7 | 11 | 21 | 0 | 0 | 0
[5 empty] | 4607 | 2017-07-11 | TRUE | 7 | 11 | 22 | 0 | 0 | 0
[5 empty] | 4608 | 2017-07-11 | TRUE | 7 | 11 | 23 | 0 | 0 | 0
[5 empty] | 4609 | 2017-07-12 | TRUE | 7 | 12 | 0 | 0 | 0 | 0
[5 empty] | 4610 | 2017-07-12 | TRUE | 7 | 12 | 1 | 0 | 0 | 0
[5 empty] | 4611 | 2017-07-12 | TRUE | 7 | 12 | 2 | 0 | 0 | 0
[5 empty] | 4612 | 2017-07-12 | TRUE | 7 | 12 | 3 | 0 | 0 | 0
[5 empty] | 4613 | 2017-07-12 | TRUE | 7 | 12 | 4 | 0 | 0 | 0
[5 empty] | 4614 | 2017-07-12 | TRUE | 7 | 12 | 5 | 0.033776 | 0.040317 | 0.043004
[5 empty] | 4615 | 2017-07-12 | TRUE | 7 | 12 | 6 | 0.12219 | 0.10208 | 0.080496
[5 empty] | 4616 | 2017-07-12 | TRUE | 7 | 12 | 7 | 0.2222 | 0.17506 | 0.14259
[5 empty] | 4617 | 2017-07-12 | TRUE | 7 | 12 | 8 | 0.29065 | 0.31576 | 0.37923
[5 empty] | 4618 | 2017-07-12 | TRUE | 7 | 12 | 9 | 0.38429 | 0.40449 | 0.46852
[5 empty] | 4619 | 2017-07-12 | TRUE | 7 | 12 | 10 | 0.45408 | 0.51963 | 0.49892
[5 empty] | 4620 | 2017-07-12 | TRUE | 7 | 12 | 11 | 0.50846 | 0.52032 | 0.4808
[5 empty] | 4621 | 2017-07-12 | TRUE | 7 | 12 | 12 | 0.50881 | 0.51396 | 0.51963
[5 empty] | 4622 | 2017-07-12 | TRUE | 7 | 12 | 13 | 0.44592 | 0.42273 | 0.45214
[5 empty] | 4623 | 2017-07-12 | TRUE | 7 | 12 | 14 | 0.43524 | 0.29901 | 0.23741
[5 empty] | 4624 | 2017-07-12 | TRUE | 7 | 12 | 15 | 0.35364 | 0.27958 | 0.19994
[5 empty] | 4625 | 2017-07-12 | TRUE | 7 | 12 | 16 | 0.23755 | 0.2176 | 0.19353
[5 empty] | 4626 | 2017-07-12 | TRUE | 7 | 12 | 17 | 0.14029 | 0.13487 | 0.10868
[5 empty] | 4627 | 2017-07-12 | TRUE | 7 | 12 | 18 | 0.05724 | 0.041016 | 0.03033
[5 empty] | 4628 | 2017-07-12 | TRUE | 7 | 12 | 19 | 0.0017732 | 0 | 0
[5 empty] | 4629 | 2017-07-12 | TRUE | 7 | 12 | 20 | 0 | 0 | 0
[5 empty] | 4630 | 2017-07-12 | TRUE | 7 | 12 | 21 | 0 | 0 | 0
[5 empty] | 4631 | 2017-07-12 | TRUE | 7 | 12 | 22 | 0 | 0 | 0
[5 empty] | 4632 | 2017-07-12 | TRUE | 7 | 12 | 23 | 0 | 0 | 0
[5 empty] | 4633 | 2017-07-13 | TRUE | 7 | 13 | 0 | 0 | 0 | 0
[5 empty] | 4634 | 2017-07-13 | TRUE | 7 | 13 | 1 | 0 | 0 | 0
[5 empty] | 4635 | 2017-07-13 | TRUE | 7 | 13 | 2 | 0 | 0 | 0
[5 empty] | 4636 | 2017-07-13 | TRUE | 7 | 13 | 3 | 0 | 0 | 0
[5 empty] | 4637 | 2017-07-13 | TRUE | 7 | 13 | 4 | 0 | 0 | 0
[5 empty] | 4638 | 2017-07-13 | TRUE | 7 | 13 | 5 | 0.023336 | 0.036902 | 0.039883
[5 empty] | 4639 | 2017-07-13 | TRUE | 7 | 13 | 6 | 0.082513 | 0.10852 | 0.089344
[5 empty] | 4640 | 2017-07-13 | TRUE | 7 | 13 | 7 | 0.16915 | 0.16013 | 0.13703
[5 empty] | 4641 | 2017-07-13 | TRUE | 7 | 13 | 8 | 0.2471 | 0.31047 | 0.27549
[5 empty] | 4642 | 2017-07-13 | TRUE | 7 | 13 | 9 | 0.25488 | 0.35713 | 0.26569
[5 empty] | 4643 | 2017-07-13 | TRUE | 7 | 13 | 10 | 0.30052 | 0.40111 | 0.39198
[5 empty] | 4644 | 2017-07-13 | TRUE | 7 | 13 | 11 | 0.2912 | 0.3792 | 0.33266
[5 empty] | 4645 | 2017-07-13 | TRUE | 7 | 13 | 12 | 0.32601 | 0.41029 | 0.48142
[5 empty] | 4646 | 2017-07-13 | TRUE | 7 | 13 | 13 | 0.32743 | 0.38365 | 0.48017
[5 empty] | 4647 | 2017-07-13 | TRUE | 7 | 13 | 14 | 0.31543 | 0.24388 | 0.33473
[5 empty] | 4648 | 2017-07-13 | TRUE | 7 | 13 | 15 | 0.29797 | 0.33419 | 0.33624
[5 empty] | 4649 | 2017-07-13 | TRUE | 7 | 13 | 16 | 0.18667 | 0.19133 | 0.25099
[5 empty] | 4650 | 2017-07-13 | TRUE | 7 | 13 | 17 | 0.12604 | 0.12166 | 0.13895
[5 empty] | 4651 | 2017-07-13 | TRUE | 7 | 13 | 18 | 0.051731 | 0.037425 | 0.04175
[5 empty] | 4652 | 2017-07-13 | TRUE | 7 | 13 | 19 | 0.0021208 | 0 | 0
[5 empty] | 4653 | 2017-07-13 | TRUE | 7 | 13 | 20 | 0 | 0 | 0
[5 empty] | 4654 | 2017-07-13 | TRUE | 7 | 13 | 21 | 0 | 0 | 0
[5 empty] | 4655 | 2017-07-13 | TRUE | 7 | 13 | 22 | 0 | 0 | 0
[5 empty] | 4656 | 2017-07-13 | TRUE | 7 | 13 | 23 | 0 | 0 | 0
[5 empty] | 4657 | 2017-07-14 | TRUE | 7 | 14 | 0 | 0 | 0 | 0
[5 empty] | 4658 | 2017-07-14 | TRUE | 7 | 14 | 1 | 0 | 0 | 0
[5 empty] | 4659 | 2017-07-14 | TRUE | 7 | 14 | 2 | 0 | 0 | 0
[5 empty] | 4660 | 2017-07-14 | TRUE | 7 | 14 | 3 | 0 | 0 | 0
[5 empty] | 4661 | 2017-07-14 | TRUE | 7 | 14 | 4 | 0 | 0 | 0
[5 empty] | 4662 | 2017-07-14 | TRUE | 7 | 14 | 5 | 0.032094 | 0.032456 | 0.03529
[5 empty] | 4663 | 2017-07-14 | TRUE | 7 | 14 | 6 | 0.1099 | 0.10794 | 0.11762
[5 empty] | 4664 | 2017-07-14 | TRUE | 7 | 14 | 7 | 0.24052 | 0.21574 | 0.20669
[5 empty] | 4665 | 2017-07-14 | TRUE | 7 | 14 | 8 | 0.35369 | 0.33735 | 0.32399
[5 empty] | 4666 | 2017-07-14 | TRUE | 7 | 14 | 9 | 0.42877 | 0.39192 | 0.37446
[5 empty] | 4667 | 2017-07-14 | TRUE | 7 | 14 | 10 | 0.50787 | 0.43854 | 0.41091
[5 empty] | 4668 | 2017-07-14 | TRUE | 7 | 14 | 11 | 0.55004 | 0.4693 | 0.39854
[5 empty] | 4669 | 2017-07-14 | TRUE | 7 | 14 | 12 | 0.51002 | 0.40872 | 0.4374
[5 empty] | 4670 | 2017-07-14 | TRUE | 7 | 14 | 13 | 0.5485 | 0.40416 | 0.35256
[5 empty] | 4671 | 2017-07-14 | TRUE | 7 | 14 | 14 | 0.47205 | 0.37821 | 0.45707
[5 empty] | 4672 | 2017-07-14 | TRUE | 7 | 14 | 15 | 0.37376 | 0.23686 | 0.26184
[5 empty] | 4673 | 2017-07-14 | TRUE | 7 | 14 | 16 | 0.28492 | 0.20566 | 0.24014
[5 empty] | 4674 | 2017-07-14 | TRUE | 7 | 14 | 17 | 0.1808 | 0.14801 | 0.12853
[5 empty] | 4675 | 2017-07-14 | TRUE | 7 | 14 | 18 | 0.068511 | 0.04567 | 0.036861
[5 empty] | 4676 | 2017-07-14 | TRUE | 7 | 14 | 19 | 0.0033953 | 0 | 0
[5 empty] | 4677 | 2017-07-14 | TRUE | 7 | 14 | 20 | 0 | 0 | 0
[5 empty] | 4678 | 2017-07-14 | TRUE | 7 | 14 | 21 | 0 | 0 | 0
[5 empty] | 4679 | 2017-07-14 | TRUE | 7 | 14 | 22 | 0 | 0 | 0
[5 empty] | 4680 | 2017-07-14 | TRUE | 7 | 14 | 23 | 0 | 0 | 0
[5 empty] | 4681 | 2017-07-15 | FALSE | 7 | 15 | 0 | 0 | 0 | 0
[5 empty] | 4682 | 2017-07-15 | FALSE | 7 | 15 | 1 | 0 | 0 | 0
[5 empty] | 4683 | 2017-07-15 | FALSE | 7 | 15 | 2 | 0 | 0 | 0
[5 empty] | 4684 | 2017-07-15 | FALSE | 7 | 15 | 3 | 0 | 0 | 0
[5 empty] | 4685 | 2017-07-15 | FALSE | 7 | 15 | 4 | 0 | 0 | 0
[5 empty] | 4686 | 2017-07-15 | FALSE | 7 | 15 | 5 | 0.03947 | 0.049444 | 0.044392
[5 empty] | 4687 | 2017-07-15 | FALSE | 7 | 15 | 6 | 0.11479 | 0.13284 | 0.14171
[5 empty] | 4688 | 2017-07-15 | FALSE | 7 | 15 | 7 | 0.24111 | 0.2564 | 0.24755
[5 empty] | 4689 | 2017-07-15 | FALSE | 7 | 15 | 8 | 0.35162 | 0.41297 | 0.41542
[5 empty] | 4690 | 2017-07-15 | FALSE | 7 | 15 | 9 | 0.38309 | 0.47556 | 0.56054
[5 empty] | 4691 | 2017-07-15 | FALSE | 7 | 15 | 10 | 0.47645 | 0.56017 | 0.58128
[5 empty] | 4692 | 2017-07-15 | FALSE | 7 | 15 | 11 | 0.54325 | 0.6138 | 0.6364
[5 empty] | 4693 | 2017-07-15 | FALSE | 7 | 15 | 12 | 0.5269 | 0.49241 | 0.49489
[5 empty] | 4694 | 2017-07-15 | FALSE | 7 | 15 | 13 | 0.48396 | 0.50222 | 0.52761
[5 empty] | 4695 | 2017-07-15 | FALSE | 7 | 15 | 14 | 0.48302 | 0.3946 | 0.34339
[5 empty] | 4696 | 2017-07-15 | FALSE | 7 | 15 | 15 | 0.40341 | 0.33778 | 0.25504
[5 empty] | 4697 | 2017-07-15 | FALSE | 7 | 15 | 16 | 0.30007 | 0.27864 | 0.25586
[5 empty] | 4698 | 2017-07-15 | FALSE | 7 | 15 | 17 | 0.17141 | 0.14813 | 0.13363
[5 empty] | 4699 | 2017-07-15 | FALSE | 7 | 15 | 18 | 0.06949 | 0.045084 | 0.039134
[5 empty] | 4700 | 2017-07-15 | FALSE | 7 | 15 | 19 | 0.0029695 | 0 | 0
[5 empty] | 4701 | 2017-07-15 | FALSE | 7 | 15 | 20 | 0 | 0 | 0
[5 empty] | 4702 | 2017-07-15 | FALSE | 7 | 15 | 21 | 0 | 0 | 0
[5 empty] | 4703 | 2017-07-15 | FALSE | 7 | 15 | 22 | 0 | 0 | 0
[5 empty] | 4704 | 2017-07-15 | FALSE | 7 | 15 | 23 | 0 | 0 | 0
[5 empty] | 4705 | 2017-07-16 | FALSE | 7 | 16 | 0 | 0 | 0 | 0
[5 empty] | 4706 | 2017-07-16 | FALSE | 7 | 16 | 1 | 0 | 0 | 0
[5 empty] | 4707 | 2017-07-16 | FALSE | 7 | 16 | 2 | 0 | 0 | 0
[5 empty] | 4708 | 2017-07-16 | FALSE | 7 | 16 | 3 | 0 | 0 | 0
[5 empty] | 4709 | 2017-07-16 | FALSE | 7 | 16 | 4 | 0 | 0 | 0
[5 empty] | 4710 | 2017-07-16 | FALSE | 7 | 16 | 5 | 0.039644 | 0.048679 | 0.044081
[5 empty] | 4711 | 2017-07-16 | FALSE | 7 | 16 | 6 | 0.13985 | 0.1585 | 0.16149
[5 empty] | 4712 | 2017-07-16 | FALSE | 7 | 16 | 7 | 0.27705 | 0.30748 | 0.31872
[5 empty] | 4713 | 2017-07-16 | FALSE | 7 | 16 | 8 | 0.40585 | 0.43723 | 0.44908
[5 empty] | 4714 | 2017-07-16 | FALSE | 7 | 16 | 9 | 0.51149 | 0.53485 | 0.52395
[5 empty] | 4715 | 2017-07-16 | FALSE | 7 | 16 | 10 | 0.54541 | 0.57187 | 0.59733
[5 empty] | 4716 | 2017-07-16 | FALSE | 7 | 16 | 11 | 0.57581 | 0.63131 | 0.63966
[5 empty] | 4717 | 2017-07-16 | FALSE | 7 | 16 | 12 | 0.5458 | 0.53096 | 0.57091
[5 empty] | 4718 | 2017-07-16 | FALSE | 7 | 16 | 13 | 0.55788 | 0.50834 | 0.51577
[5 empty] | 4719 | 2017-07-16 | FALSE | 7 | 16 | 14 | 0.52627 | 0.50711 | 0.49298
[5 empty] | 4720 | 2017-07-16 | FALSE | 7 | 16 | 15 | 0.40825 | 0.3317 | 0.2803
[5 empty] | 4721 | 2017-07-16 | FALSE | 7 | 16 | 16 | 0.29226 | 0.27789 | 0.25043
[5 empty] | 4722 | 2017-07-16 | FALSE | 7 | 16 | 17 | 0.17319 | 0.14984 | 0.13525
[5 empty] | 4723 | 2017-07-16 | FALSE | 7 | 16 | 18 | 0.064298 | 0.048329 | 0.045627
[5 empty] | 4724 | 2017-07-16 | FALSE | 7 | 16 | 19 | 0.0020125 | 0 | 0
[5 empty] | 4725 | 2017-07-16 | FALSE | 7 | 16 | 20 | 0 | 0 | 0
[5 empty] | 4726 | 2017-07-16 | FALSE | 7 | 16 | 21 | 0 | 0 | 0
[5 empty] | 4727 | 2017-07-16 | FALSE | 7 | 16 | 22 | 0 | 0 | 0
[5 empty] | 4728 | 2017-07-16 | FALSE | 7 | 16 | 23 | 0 | 0 | 0
[5 empty] | 4729 | 2017-07-17 | TRUE | 7 | 17 | 0 | 0 | 0 | 0
[5 empty] | 4730 | 2017-07-17 | TRUE | 7 | 17 | 1 | 0 | 0 | 0
[5 empty] | 4731 | 2017-07-17 | TRUE | 7 | 17 | 2 | 0 | 0 | 0
[5 empty] | 4732 | 2017-07-17 | TRUE | 7 | 17 | 3 | 0 | 0 | 0
[5 empty] | 4733 | 2017-07-17 | TRUE | 7 | 17 | 4 | 0 | 0 | 0
[5 empty] | 4734 | 2017-07-17 | TRUE | 7 | 17 | 5 | 0.036881 | 0.046727 | 0.0424
[5 empty] | 4735 | 2017-07-17 | TRUE | 7 | 17 | 6 | 0.13426 | 0.15245 | 0.15238
[5 empty] | 4736 | 2017-07-17 | TRUE | 7 | 17 | 7 | 0.24649 | 0.29073 | 0.28396
[5 empty] | 4737 | 2017-07-17 | TRUE | 7 | 17 | 8 | 0.331 | 0.40526 | 0.42836
[5 empty] | 4738 | 2017-07-17 | TRUE | 7 | 17 | 9 | 0.41962 | 0.4752 | 0.50552
[5 empty] | 4739 | 2017-07-17 | TRUE | 7 | 17 | 10 | 0.45127 | 0.5403 | 0.5595
[5 empty] | 4740 | 2017-07-17 | TRUE | 7 | 17 | 11 | 0.44135 | 0.51189 | 0.58438
[5 empty] | 4741 | 2017-07-17 | TRUE | 7 | 17 | 12 | 0.5146 | 0.54106 | 0.58334
[5 empty] | 4742 | 2017-07-17 | TRUE | 7 | 17 | 13 | 0.47739 | 0.53242 | 0.57493
[5 empty] | 4743 | 2017-07-17 | TRUE | 7 | 17 | 14 | 0.46556 | 0.48819 | 0.50266
[5 empty] | 4744 | 2017-07-17 | TRUE | 7 | 17 | 15 | 0.32554 | 0.28012 | 0.31471
[5 empty] | 4745 | 2017-07-17 | TRUE | 7 | 17 | 16 | 0.25723 | 0.23685 | 0.2582
[5 empty] | 4746 | 2017-07-17 | TRUE | 7 | 17 | 17 | 0.16589 | 0.14492 | 0.16422
[5 empty] | 4747 | 2017-07-17 | TRUE | 7 | 17 | 18 | 0.06319 | 0.048734 | 0.048122
[5 empty] | 4748 | 2017-07-17 | TRUE | 7 | 17 | 19 | 0.0023303 | 0 | 0
[5 empty] | 4749 | 2017-07-17 | TRUE | 7 | 17 | 20 | 0 | 0 | 0
[5 empty] | 4750 | 2017-07-17 | TRUE | 7 | 17 | 21 | 0 | 0 | 0
[5 empty] | 4751 | 2017-07-17 | TRUE | 7 | 17 | 22 | 0 | 0 | 0
[5 empty] | 4752 | 2017-07-17 | TRUE | 7 | 17 | 23 | 0 | 0 | 0
[5 empty] | 4753 | 2017-07-18 | TRUE | 7 | 18 | 0 | 0 | 0 | 0
[5 empty] | 4754 | 2017-07-18 | TRUE | 7 | 18 | 1 | 0 | 0 | 0
[5 empty] | 4755 | 2017-07-18 | TRUE | 7 | 18 | 2 | 0 | 0 | 0
[5 empty] | 4756 | 2017-07-18 | TRUE | 7 | 18 | 3 | 0 | 0 | 0
[5 empty] | 4757 | 2017-07-18 | TRUE | 7 | 18 | 4 | 0 | 0 | 0
[5 empty] | 4758 | 2017-07-18 | TRUE | 7 | 18 | 5 | 0.034085 | 0.045411 | 0.041519
[5 empty] | 4759 | 2017-07-18 | TRUE | 7 | 18 | 6 | 0.12168 | 0.13557 | 0.14875
[5 empty] | 4760 | 2017-07-18 | TRUE | 7 | 18 | 7 | 0.24389 | 0.2815 | 0.27957
[5 empty] | 4761 | 2017-07-18 | TRUE | 7 | 18 | 8 | 0.38721 | 0.40098 | 0.38733
[5 empty] | 4762 | 2017-07-18 | TRUE | 7 | 18 | 9 | 0.46883 | 0.50307 | 0.491
[5 empty] | 4763 | 2017-07-18 | TRUE | 7 | 18 | 10 | 0.4963 | 0.53892 | 0.59833
[5 empty] | 4764 | 2017-07-18 | TRUE | 7 | 18 | 11 | 0.50783 | 0.51935 | 0.51541
[5 empty] | 4765 | 2017-07-18 | TRUE | 7 | 18 | 12 | 0.4377 | 0.47291 | 0.54113
[5 empty] | 4766 | 2017-07-18 | TRUE | 7 | 18 | 13 | 0.40113 | 0.43254 | 0.54854
[5 empty] | 4767 | 2017-07-18 | TRUE | 7 | 18 | 14 | 0.4185 | 0.4003 | 0.4048
[5 empty] | 4768 | 2017-07-18 | TRUE | 7 | 18 | 15 | 0.39357 | 0.37821 | 0.39178
[5 empty] | 4769 | 2017-07-18 | TRUE | 7 | 18 | 16 | 0.26991 | 0.26647 | 0.28828
[5 empty] | 4770 | 2017-07-18 | TRUE | 7 | 18 | 17 | 0.17401 | 0.15502 | 0.14553
[5 empty] | 4771 | 2017-07-18 | TRUE | 7 | 18 | 18 | 0.057358 | 0.045593 | 0.040656
[5 empty] | 4772 | 2017-07-18 | TRUE | 7 | 18 | 19 | 0.0014605 | 0 | 0
[5 empty] | 4773 | 2017-07-18 | TRUE | 7 | 18 | 20 | 0 | 0 | 0
[5 empty] | 4774 | 2017-07-18 | TRUE | 7 | 18 | 21 | 0 | 0 | 0
[5 empty] | 4775 | 2017-07-18 | TRUE | 7 | 18 | 22 | 0 | 0 | 0
[5 empty] | 4776 | 2017-07-18 | TRUE | 7 | 18 | 23 | 0 | 0 | 0
[5 empty] | 4777 | 2017-07-19 | TRUE | 7 | 19 | 0 | 0 | 0 | 0
[5 empty] | 4778 | 2017-07-19 | TRUE | 7 | 19 | 1 | 0 | 0 | 0
[5 empty] | 4779 | 2017-07-19 | TRUE | 7 | 19 | 2 | 0 | 0 | 0
[5 empty] | 4780 | 2017-07-19 | TRUE | 7 | 19 | 3 | 0 | 0 | 0
[5 empty] | 4781 | 2017-07-19 | TRUE | 7 | 19 | 4 | 0 | 0 | 0
[5 empty] | 4782 | 2017-07-19 | TRUE | 7 | 19 | 5 | 0.031102 | 0.036273 | 0.038043
[5 empty] | 4783 | 2017-07-19 | TRUE | 7 | 19 | 6 | 0.10799 | 0.12743 | 0.12524
[5 empty] | 4784 | 2017-07-19 | TRUE | 7 | 19 | 7 | 0.21809 | 0.23742 | 0.23749
[5 empty] | 4785 | 2017-07-19 | TRUE | 7 | 19 | 8 | 0.35434 | 0.37483 | 0.33334
[5 empty] | 4786 | 2017-07-19 | TRUE | 7 | 19 | 9 | 0.44246 | 0.45824 | 0.42039
[5 empty] | 4787 | 2017-07-19 | TRUE | 7 | 19 | 10 | 0.52183 | 0.48602 | 0.46323
[5 empty] | 4788 | 2017-07-19 | TRUE | 7 | 19 | 11 | 0.53348 | 0.54889 | 0.4988
[5 empty] | 4789 | 2017-07-19 | TRUE | 7 | 19 | 12 | 0.57563 | 0.55298 | 0.47691
[5 empty] | 4790 | 2017-07-19 | TRUE | 7 | 19 | 13 | 0.57598 | 0.54133 | 0.47257
[5 empty] | 4791 | 2017-07-19 | TRUE | 7 | 19 | 14 | 0.50923 | 0.47201 | 0.39765
[5 empty] | 4792 | 2017-07-19 | TRUE | 7 | 19 | 15 | 0.42614 | 0.40108 | 0.35358
[5 empty] | 4793 | 2017-07-19 | TRUE | 7 | 19 | 16 | 0.32504 | 0.23549 | 0.17924
[5 empty] | 4794 | 2017-07-19 | TRUE | 7 | 19 | 17 | 0.1967 | 0.15238 | 0.14946
[5 empty] | 4795 | 2017-07-19 | TRUE | 7 | 19 | 18 | 0.067866 | 0.041872 | 0.036705
[5 empty] | 4796 | 2017-07-19 | TRUE | 7 | 19 | 19 | 0.0021773 | 0 | 0
[5 empty] | 4797 | 2017-07-19 | TRUE | 7 | 19 | 20 | 0 | 0 | 0
[5 empty] | 4798 | 2017-07-19 | TRUE | 7 | 19 | 21 | 0 | 0 | 0
[5 empty] | 4799 | 2017-07-19 | TRUE | 7 | 19 | 22 | 0 | 0 | 0
[5 empty] | 4800 | 2017-07-19 | TRUE | 7 | 19 | 23 | 0 | 0 | 0
[5 empty] | 4801 | 2017-07-20 | TRUE | 7 | 20 | 0 | 0 | 0 | 0
[5 empty] | 4802 | 2017-07-20 | TRUE | 7 | 20 | 1 | 0 | 0 | 0
[5 empty] | 4803 | 2017-07-20 | TRUE | 7 | 20 | 2 | 0 | 0 | 0
[5 empty] | 4804 | 2017-07-20 | TRUE | 7 | 20 | 3 | 0 | 0 | 0
[5 empty] | 4805 | 2017-07-20 | TRUE | 7 | 20 | 4 | 0 | 0 | 0
[5 empty] | 4806 | 2017-07-20 | TRUE | 7 | 20 | 5 | 0.037875 | 0.046311 | 0.041725
[5 empty] | 4807 | 2017-07-20 | TRUE | 7 | 20 | 6 | 0.14264 | 0.16762 | 0.16241
[5 empty] | 4808 | 2017-07-20 | TRUE | 7 | 20 | 7 | 0.3013 | 0.30838 | 0.30178
[5 empty] | 4809 | 2017-07-20 | TRUE | 7 | 20 | 8 | 0.42942 | 0.45973 | 0.46045
[5 empty] | 4810 | 2017-07-20 | TRUE | 7 | 20 | 9 | 0.50582 | 0.55291 | 0.56734
[5 empty] | 4811 | 2017-07-20 | TRUE | 7 | 20 | 10 | 0.56509 | 0.61295 | 0.6045
[5 empty] | 4812 | 2017-07-20 | TRUE | 7 | 20 | 11 | 0.56265 | 0.61064 | 0.61462
[5 empty] | 4813 | 2017-07-20 | TRUE | 7 | 20 | 12 | 0.56281 | 0.59616 | 0.57516
[5 empty] | 4814 | 2017-07-20 | TRUE | 7 | 20 | 13 | 0.52811 | 0.58513 | 0.61722
[5 empty] | 4815 | 2017-07-20 | TRUE | 7 | 20 | 14 | 0.45041 | 0.50783 | 0.54563
[5 empty] | 4816 | 2017-07-20 | TRUE | 7 | 20 | 15 | 0.40732 | 0.39495 | 0.44106
[5 empty] | 4817 | 2017-07-20 | TRUE | 7 | 20 | 16 | 0.31255 | 0.27098 | 0.25382
[5 empty] | 4818 | 2017-07-20 | TRUE | 7 | 20 | 17 | 0.17845 | 0.14222 | 0.12423
[5 empty] | 4819 | 2017-07-20 | TRUE | 7 | 20 | 18 | 0.066126 | 0.043414 | 0.038034
[5 empty] | 4820 | 2017-07-20 | TRUE | 7 | 20 | 19 | 0.0016884 | 0 | 0
[5 empty] | 4821 | 2017-07-20 | TRUE | 7 | 20 | 20 | 0 | 0 | 0
[5 empty] | 4822 | 2017-07-20 | TRUE | 7 | 20 | 21 | 0 | 0 | 0
[5 empty] | 4823 | 2017-07-20 | TRUE | 7 | 20 | 22 | 0 | 0 | 0
[5 empty] | 4824 | 2017-07-20 | TRUE | 7 | 20 | 23 | 0 | 0 | 0
[5 empty] | 4825 | 2017-07-21 | TRUE | 7 | 21 | 0 | 0 | 0 | 0
[5 empty] | 4826 | 2017-07-21 | TRUE | 7 | 21 | 1 | 0 | 0 | 0
[5 empty] | 4827 | 2017-07-21 | TRUE | 7 | 21 | 2 | 0 | 0 | 0
[5 empty] | 4828 | 2017-07-21 | TRUE | 7 | 21 | 3 | 0 | 0 | 0
[5 empty] | 4829 | 2017-07-21 | TRUE | 7 | 21 | 4 | 0 | 0 | 0
[5 empty] | 4830 | 2017-07-21 | TRUE | 7 | 21 | 5 | 0.035515 | 0.044192 | 0.038834
[5 empty] | 4831 | 2017-07-21 | TRUE | 7 | 21 | 6 | 0.13126 | 0.14117 | 0.14526
[5 empty] | 4832 | 2017-07-21 | TRUE | 7 | 21 | 7 | 0.23556 | 0.28316 | 0.29925
[5 empty] | 4833 | 2017-07-21 | TRUE | 7 | 21 | 8 | 0.34495 | 0.3992 | 0.44242
[5 empty] | 4834 | 2017-07-21 | TRUE | 7 | 21 | 9 | 0.41391 | 0.45842 | 0.52817
[5 empty] | 4835 | 2017-07-21 | TRUE | 7 | 21 | 10 | 0.46902 | 0.60312 | 0.63581
[5 empty] | 4836 | 2017-07-21 | TRUE | 7 | 21 | 11 | 0.50732 | 0.58791 | 0.67576
[5 empty] | 4837 | 2017-07-21 | TRUE | 7 | 21 | 12 | 0.504 | 0.54966 | 0.67841
[5 empty] | 4838 | 2017-07-21 | TRUE | 7 | 21 | 13 | 0.46362 | 0.55651 | 0.6067
[5 empty] | 4839 | 2017-07-21 | TRUE | 7 | 21 | 14 | 0.38834 | 0.48223 | 0.4902
[5 empty] | 4840 | 2017-07-21 | TRUE | 7 | 21 | 15 | 0.32901 | 0.39375 | 0.41978
[5 empty] | 4841 | 2017-07-21 | TRUE | 7 | 21 | 16 | 0.25145 | 0.26786 | 0.31749
[5 empty] | 4842 | 2017-07-21 | TRUE | 7 | 21 | 17 | 0.14489 | 0.12265 | 0.12553
[5 empty] | 4843 | 2017-07-21 | TRUE | 7 | 21 | 18 | 0.056608 | 0.039941 | 0.036313
[5 empty] | 4844 | 2017-07-21 | TRUE | 7 | 21 | 19 | 0.0013844 | 0 | 0
[5 empty] | 4845 | 2017-07-21 | TRUE | 7 | 21 | 20 | 0 | 0 | 0
[5 empty] | 4846 | 2017-07-21 | TRUE | 7 | 21 | 21 | 0 | 0 | 0
[5 empty] | 4847 | 2017-07-21 | TRUE | 7 | 21 | 22 | 0 | 0 | 0
[5 empty] | 4848 | 2017-07-21 | TRUE | 7 | 21 | 23 | 0 | 0 | 0
[5 empty] | 4849 | 2017-07-22 | FALSE | 7 | 22 | 0 | 0 | 0 | 0
[5 empty] | 4850 | 2017-07-22 | FALSE | 7 | 22 | 1 | 0 | 0 | 0
[5 empty] | 4851 | 2017-07-22 | FALSE | 7 | 22 | 2 | 0 | 0 | 0
[5 empty] | 4852 | 2017-07-22 | FALSE | 7 | 22 | 3 | 0 | 0 | 0
[5 empty] | 4853 | 2017-07-22 | FALSE | 7 | 22 | 4 | 0 | 0 | 0
[5 empty] | 4854 | 2017-07-22 | FALSE | 7 | 22 | 5 | 0.026903 | 0.037623 | 0.034427
[5 empty] | 4855 | 2017-07-22 | FALSE | 7 | 22 | 6 | 0.11 | 0.12313 | 0.12714
[5 empty] | 4856 | 2017-07-22 | FALSE | 7 | 22 | 7 | 0.23778 | 0.23087 | 0.21065
[5 empty] | 4857 | 2017-07-22 | FALSE | 7 | 22 | 8 | 0.33395 | 0.33097 | 0.34123
[5 empty] | 4858 | 2017-07-22 | FALSE | 7 | 22 | 9 | 0.42234 | 0.46357 | 0.4962
[5 empty] | 4859 | 2017-07-22 | FALSE | 7 | 22 | 10 | 0.45672 | 0.51864 | 0.56142
[5 empty] | 4860 | 2017-07-22 | FALSE | 7 | 22 | 11 | 0.49614 | 0.549 | 0.55394
[5 empty] | 4861 | 2017-07-22 | FALSE | 7 | 22 | 12 | 0.50572 | 0.55789 | 0.55929
[5 empty] | 4862 | 2017-07-22 | FALSE | 7 | 22 | 13 | 0.473 | 0.57027 | 0.60278
[5 empty] | 4863 | 2017-07-22 | FALSE | 7 | 22 | 14 | 0.40125 | 0.471 | 0.50515
[5 empty] | 4864 | 2017-07-22 | FALSE | 7 | 22 | 15 | 0.34143 | 0.38653 | 0.44028
[5 empty] | 4865 | 2017-07-22 | FALSE | 7 | 22 | 16 | 0.24795 | 0.211 | 0.24938
[5 empty] | 4866 | 2017-07-22 | FALSE | 7 | 22 | 17 | 0.15258 | 0.11646 | 0.11123
[5 empty] | 4867 | 2017-07-22 | FALSE | 7 | 22 | 18 | 0.052518 | 0.03253 | 0.030984
[5 empty] | 4868 | 2017-07-22 | FALSE | 7 | 22 | 19 | 0.00094622 | 0 | 0
[5 empty] | 4869 | 2017-07-22 | FALSE | 7 | 22 | 20 | 0 | 0 | 0
[5 empty] | 4870 | 2017-07-22 | FALSE | 7 | 22 | 21 | 0 | 0 | 0
[5 empty] | 4871 | 2017-07-22 | FALSE | 7 | 22 | 22 | 0 | 0 | 0
[5 empty] | 4872 | 2017-07-22 | FALSE | 7 | 22 | 23 | 0 | 0 | 0
[5 empty] | 4873 | 2017-07-23 | FALSE | 7 | 23 | 0 | 0 | 0 | 0
[5 empty] | 4874 | 2017-07-23 | FALSE | 7 | 23 | 1 | 0 | 0 | 0
[5 empty] | 4875 | 2017-07-23 | FALSE | 7 | 23 | 2 | 0 | 0 | 0
[5 empty] | 4876 | 2017-07-23 | FALSE | 7 | 23 | 3 | 0 | 0 | 0
[5 empty] | 4877 | 2017-07-23 | FALSE | 7 | 23 | 4 | 0 | 0 | 0
[5 empty] | 4878 | 2017-07-23 | FALSE | 7 | 23 | 5 | 0.027072 | 0.039282 | 0.034373
[5 empty] | 4879 | 2017-07-23 | FALSE | 7 | 23 | 6 | 0.11629 | 0.14103 | 0.14147
[5 empty] | 4880 | 2017-07-23 | FALSE | 7 | 23 | 7 | 0.22281 | 0.28178 | 0.27888
[5 empty] | 4881 | 2017-07-23 | FALSE | 7 | 23 | 8 | 0.32339 | 0.35844 | 0.40951
[5 empty] | 4882 | 2017-07-23 | FALSE | 7 | 23 | 9 | 0.43482 | 0.45882 | 0.47958
[5 empty] | 4883 | 2017-07-23 | FALSE | 7 | 23 | 10 | 0.46849 | 0.42022 | 0.49125
[5 empty] | 4884 | 2017-07-23 | FALSE | 7 | 23 | 11 | 0.50884 | 0.42835 | 0.45153
[5 empty] | 4885 | 2017-07-23 | FALSE | 7 | 23 | 12 | 0.53558 | 0.53505 | 0.55641
[5 empty] | 4886 | 2017-07-23 | FALSE | 7 | 23 | 13 | 0.48847 | 0.53478 | 0.53752
[5 empty] | 4887 | 2017-07-23 | FALSE | 7 | 23 | 14 | 0.41287 | 0.43591 | 0.52735
[5 empty] | 4888 | 2017-07-23 | FALSE | 7 | 23 | 15 | 0.29229 | 0.31733 | 0.36884
[5 empty] | 4889 | 2017-07-23 | FALSE | 7 | 23 | 16 | 0.21562 | 0.18288 | 0.24352
[5 empty] | 4890 | 2017-07-23 | FALSE | 7 | 23 | 17 | 0.12261 | 0.098595 | 0.1319
[5 empty] | 4891 | 2017-07-23 | FALSE | 7 | 23 | 18 | 0.039942 | 0.033775 | 0.03628
[5 empty] | 4892 | 2017-07-23 | FALSE | 7 | 23 | 19 | 3.8877e-05 | 0 | 0
[5 empty] | 4893 | 2017-07-23 | FALSE | 7 | 23 | 20 | 0 | 0 | 0
[5 empty] | 4894 | 2017-07-23 | FALSE | 7 | 23 | 21 | 0 | 0 | 0
[5 empty] | 4895 | 2017-07-23 | FALSE | 7 | 23 | 22 | 0 | 0 | 0
[5 empty] | 4896 | 2017-07-23 | FALSE | 7 | 23 | 23 | 0 | 0 | 0
[5 empty] | 4897 | 2017-07-24 | TRUE | 7 | 24 | 0 | 0 | 0 | 0
[5 empty] | 4898 | 2017-07-24 | TRUE | 7 | 24 | 1 | 0 | 0 | 0
[5 empty] | 4899 | 2017-07-24 | TRUE | 7 | 24 | 2 | 0 | 0 | 0
[5 empty] | 4900 | 2017-07-24 | TRUE | 7 | 24 | 3 | 0 | 0 | 0
[5 empty] | 4901 | 2017-07-24 | TRUE | 7 | 24 | 4 | 0 | 0 | 0
[5 empty] | 4902 | 2017-07-24 | TRUE | 7 | 24 | 5 | 0.025912 | 0.032081 | 0.02197
[5 empty] | 4903 | 2017-07-24 | TRUE | 7 | 24 | 6 | 0.10101 | 0.12066 | 0.090504
[5 empty] | 4904 | 2017-07-24 | TRUE | 7 | 24 | 7 | 0.19661 | 0.23235 | 0.25371
[5 empty] | 4905 | 2017-07-24 | TRUE | 7 | 24 | 8 | 0.26049 | 0.30006 | 0.30267
[5 empty] | 4906 | 2017-07-24 | TRUE | 7 | 24 | 9 | 0.34332 | 0.41878 | 0.45355
[5 empty] | 4907 | 2017-07-24 | TRUE | 7 | 24 | 10 | 0.39282 | 0.45737 | 0.48705
[5 empty] | 4908 | 2017-07-24 | TRUE | 7 | 24 | 11 | 0.43461 | 0.45389 | 0.53922
[5 empty] | 4909 | 2017-07-24 | TRUE | 7 | 24 | 12 | 0.42393 | 0.33157 | 0.34423
[5 empty] | 4910 | 2017-07-24 | TRUE | 7 | 24 | 13 | 0.38716 | 0.45952 | 0.48564
[5 empty] | 4911 | 2017-07-24 | TRUE | 7 | 24 | 14 | 0.33855 | 0.4004 | 0.42321
[5 empty] | 4912 | 2017-07-24 | TRUE | 7 | 24 | 15 | 0.31014 | 0.24694 | 0.206
[5 empty] | 4913 | 2017-07-24 | TRUE | 7 | 24 | 16 | 0.21879 | 0.14813 | 0.15779
[5 empty] | 4914 | 2017-07-24 | TRUE | 7 | 24 | 17 | 0.11846 | 0.092948 | 0.11477
[5 empty] | 4915 | 2017-07-24 | TRUE | 7 | 24 | 18 | 0.048491 | 0.032161 | 0.031286
[5 empty] | 4916 | 2017-07-24 | TRUE | 7 | 24 | 19 | 0.00096785 | 0 | 0
[5 empty] | 4917 | 2017-07-24 | TRUE | 7 | 24 | 20 | 0 | 0 | 0
[5 empty] | 4918 | 2017-07-24 | TRUE | 7 | 24 | 21 | 0 | 0 | 0
[5 empty] | 4919 | 2017-07-24 | TRUE | 7 | 24 | 22 | 0 | 0 | 0
[5 empty] | 4920 | 2017-07-24 | TRUE | 7 | 24 | 23 | 0 | 0 | 0
[5 empty] | 4921 | 2017-07-25 | TRUE | 7 | 25 | 0 | 0 | 0 | 0
[5 empty] | 4922 | 2017-07-25 | TRUE | 7 | 25 | 1 | 0 | 0 | 0
[5 empty] | 4923 | 2017-07-25 | TRUE | 7 | 25 | 2 | 0 | 0 | 0
[5 empty] | 4924 | 2017-07-25 | TRUE | 7 | 25 | 3 | 0 | 0 | 0
[5 empty] | 4925 | 2017-07-25 | TRUE | 7 | 25 | 4 | 0 | 0 | 0
[5 empty] | 4926 | 2017-07-25 | TRUE | 7 | 25 | 5 | 0.023706 | 0.026052 | 0.034974
[5 empty] | 4927 | 2017-07-25 | TRUE | 7 | 25 | 6 | 0.10092 | 0.081831 | 0.074256
[5 empty] | 4928 | 2017-07-25 | TRUE | 7 | 25 | 7 | 0.17139 | 0.18985 | 0.22548
[5 empty] | 4929 | 2017-07-25 | TRUE | 7 | 25 | 8 | 0.25084 | 0.26916 | 0.24938
[5 empty] | 4930 | 2017-07-25 | TRUE | 7 | 25 | 9 | 0.34423 | 0.37212 | 0.32815
[5 empty] | 4931 | 2017-07-25 | TRUE | 7 | 25 | 10 | 0.39654 | 0.38765 | 0.40169
[5 empty] | 4932 | 2017-07-25 | TRUE | 7 | 25 | 11 | 0.38192 | 0.38878 | 0.31629
[5 empty] | 4933 | 2017-07-25 | TRUE | 7 | 25 | 12 | 0.42319 | 0.4255 | 0.4208
[5 empty] | 4934 | 2017-07-25 | TRUE | 7 | 25 | 13 | 0.45068 | 0.42785 | 0.45329
[5 empty] | 4935 | 2017-07-25 | TRUE | 7 | 25 | 14 | 0.39804 | 0.34386 | 0.42455
[5 empty] | 4936 | 2017-07-25 | TRUE | 7 | 25 | 15 | 0.36371 | 0.27089 | 0.33274
[5 empty] | 4937 | 2017-07-25 | TRUE | 7 | 25 | 16 | 0.27987 | 0.18749 | 0.21405
[5 empty] | 4938 | 2017-07-25 | TRUE | 7 | 25 | 17 | 0.16315 | 0.12308 | 0.11679
[5 empty] | 4939 | 2017-07-25 | TRUE | 7 | 25 | 18 | 0.060343 | 0.038115 | 0.029433
[5 empty] | 4940 | 2017-07-25 | TRUE | 7 | 25 | 19 | 0.0010517 | 0 | 0
[5 empty] | 4941 | 2017-07-25 | TRUE | 7 | 25 | 20 | 0 | 0 | 0
[5 empty] | 4942 | 2017-07-25 | TRUE | 7 | 25 | 21 | 0 | 0 | 0
[5 empty] | 4943 | 2017-07-25 | TRUE | 7 | 25 | 22 | 0 | 0 | 0
[5 empty] | 4944 | 2017-07-25 | TRUE | 7 | 25 | 23 | 0 | 0 | 0
[5 empty] | 4945 | 2017-07-26 | TRUE | 7 | 26 | 0 | 0 | 0 | 0
[5 empty] | 4946 | 2017-07-26 | TRUE | 7 | 26 | 1 | 0 | 0 | 0
[5 empty] | 4947 | 2017-07-26 | TRUE | 7 | 26 | 2 | 0 | 0 | 0
[5 empty] | 4948 | 2017-07-26 | TRUE | 7 | 26 | 3 | 0 | 0 | 0
[5 empty] | 4949 | 2017-07-26 | TRUE | 7 | 26 | 4 | 0 | 0 | 0
[5 empty] | 4950 | 2017-07-26 | TRUE | 7 | 26 | 5 | 0.031149 | 0.040738 | 0.037326
[5 empty] | 4951 | 2017-07-26 | TRUE | 7 | 26 | 6 | 0.11842 | 0.1432 | 0.15785
[5 empty] | 4952 | 2017-07-26 | TRUE | 7 | 26 | 7 | 0.24824 | 0.28699 | 0.31938
[5 empty] | 4953 | 2017-07-26 | TRUE | 7 | 26 | 8 | 0.37863 | 0.41336 | 0.46159
[5 empty] | 4954 | 2017-07-26 | TRUE | 7 | 26 | 9 | 0.48311 | 0.56379 | 0.56897
[5 empty] | 4955 | 2017-07-26 | TRUE | 7 | 26 | 10 | 0.56771 | 0.6319 | 0.64413
[5 empty] | 4956 | 2017-07-26 | TRUE | 7 | 26 | 11 | 0.57611 | 0.66564 | 0.68091
[5 empty] | 4957 | 2017-07-26 | TRUE | 7 | 26 | 12 | 0.5974 | 0.60017 | 0.55169
[5 empty] | 4958 | 2017-07-26 | TRUE | 7 | 26 | 13 | 0.56128 | 0.62589 | 0.65332
[5 empty] | 4959 | 2017-07-26 | TRUE | 7 | 26 | 14 | 0.48642 | 0.55549 | 0.57676
[5 empty] | 4960 | 2017-07-26 | TRUE | 7 | 26 | 15 | 0.40624 | 0.45248 | 0.46526
[5 empty] | 4961 | 2017-07-26 | TRUE | 7 | 26 | 16 | 0.29108 | 0.30992 | 0.32091
[5 empty] | 4962 | 2017-07-26 | TRUE | 7 | 26 | 17 | 0.16454 | 0.15506 | 0.14713
[5 empty] | 4963 | 2017-07-26 | TRUE | 7 | 26 | 18 | 0.055886 | 0.043189 | 0.040923
[5 empty] | 4964 | 2017-07-26 | TRUE | 7 | 26 | 19 | 0.00064308 | 0 | 0
[5 empty] | 4965 | 2017-07-26 | TRUE | 7 | 26 | 20 | 0 | 0 | 0
[5 empty] | 4966 | 2017-07-26 | TRUE | 7 | 26 | 21 | 0 | 0 | 0
[5 empty] | 4967 | 2017-07-26 | TRUE | 7 | 26 | 22 | 0 | 0 | 0
[5 empty] | 4968 | 2017-07-26 | TRUE | 7 | 26 | 23 | 0 | 0 | 0
[5 empty] | 4969 | 2017-07-27 | TRUE | 7 | 27 | 0 | 0 | 0 | 0
[5 empty] | 4970 | 2017-07-27 | TRUE | 7 | 27 | 1 | 0 | 0 | 0
[5 empty] | 4971 | 2017-07-27 | TRUE | 7 | 27 | 2 | 0 | 0 | 0
[5 empty] | 4972 | 2017-07-27 | TRUE | 7 | 27 | 3 | 0 | 0 | 0
[5 empty] | 4973 | 2017-07-27 | TRUE | 7 | 27 | 4 | 0 | 0 | 0
[5 empty] | 4974 | 2017-07-27 | TRUE | 7 | 27 | 5 | 0.024365 | 0.037896 | 0.034555
[5 empty] | 4975 | 2017-07-27 | TRUE | 7 | 27 | 6 | 0.10746 | 0.14865 | 0.1468
[5 empty] | 4976 | 2017-07-27 | TRUE | 7 | 27 | 7 | 0.21795 | 0.26094 | 0.28965
[5 empty] | 4977 | 2017-07-27 | TRUE | 7 | 27 | 8 | 0.29993 | 0.33606 | 0.36862
[5 empty] | 4978 | 2017-07-27 | TRUE | 7 | 27 | 9 | 0.36511 | 0.41083 | 0.44525
[5 empty] | 4979 | 2017-07-27 | TRUE | 7 | 27 | 10 | 0.41733 | 0.44274 | 0.54915
[5 empty] | 4980 | 2017-07-27 | TRUE | 7 | 27 | 11 | 0.38684 | 0.44304 | 0.50888
[5 empty] | 4981 | 2017-07-27 | TRUE | 7 | 27 | 12 | 0.45186 | 0.48388 | 0.52915
[5 empty] | 4982 | 2017-07-27 | TRUE | 7 | 27 | 13 | 0.44924 | 0.38147 | 0.44796
[5 empty] | 4983 | 2017-07-27 | TRUE | 7 | 27 | 14 | 0.43931 | 0.37694 | 0.4023
[5 empty] | 4984 | 2017-07-27 | TRUE | 7 | 27 | 15 | 0.3326 | 0.32629 | 0.33724
[5 empty] | 4985 | 2017-07-27 | TRUE | 7 | 27 | 16 | 0.24528 | 0.22943 | 0.20655
[5 empty] | 4986 | 2017-07-27 | TRUE | 7 | 27 | 17 | 0.15034 | 0.10894 | 0.082423
[5 empty] | 4987 | 2017-07-27 | TRUE | 7 | 27 | 18 | 0.052213 | 0.029617 | 0.020177
[5 empty] | 4988 | 2017-07-27 | TRUE | 7 | 27 | 19 | 0.00047319 | 0 | 0
[5 empty] | 4989 | 2017-07-27 | TRUE | 7 | 27 | 20 | 0 | 0 | 0
[5 empty] | 4990 | 2017-07-27 | TRUE | 7 | 27 | 21 | 0 | 0 | 0
[5 empty] | 4991 | 2017-07-27 | TRUE | 7 | 27 | 22 | 0 | 0 | 0
[5 empty] | 4992 | 2017-07-27 | TRUE | 7 | 27 | 23 | 0 | 0 | 0
[5 empty] | 4993 | 2017-07-28 | TRUE | 7 | 28 | 0 | 0 | 0 | 0
[5 empty] | 4994 | 2017-07-28 | TRUE | 7 | 28 | 1 | 0 | 0 | 0
[5 empty] | 4995 | 2017-07-28 | TRUE | 7 | 28 | 2 | 0 | 0 | 0
[5 empty] | 4996 | 2017-07-28 | TRUE | 7 | 28 | 3 | 0 | 0 | 0
[5 empty] | 4997 | 2017-07-28 | TRUE | 7 | 28 | 4 | 0 | 0 | 0
[5 empty] | 4998 | 2017-07-28 | TRUE | 7 | 28 | 5 | 0.025999 | 0.028037 | 0.024148
[5 empty] | 4999 | 2017-07-28 | TRUE | 7 | 28 | 6 | 0.1171 | 0.10503 | 0.094201
[5 empty] | 5000 | 2017-07-28 | TRUE | 7 | 28 | 7 | 0.24628 | 0.2327 | 0.21898
[5 empty] | 5001 | 2017-07-28 | TRUE | 7 | 28 | 8 | 0.37668 | 0.37419 | 0.37153
[5 empty] | 5002 | 2017-07-28 | TRUE | 7 | 28 | 9 | 0.48438 | 0.49603 | 0.50727
[5 empty] | 5003 | 2017-07-28 | TRUE | 7 | 28 | 10 | 0.56627 | 0.5674 | 0.56173
[5 empty] | 5004 | 2017-07-28 | TRUE | 7 | 28 | 11 | 0.57361 | 0.5854 | 0.56855
[5 empty] | 5005 | 2017-07-28 | TRUE | 7 | 28 | 12 | 0.56923 | 0.59286 | 0.58118
[5 empty] | 5006 | 2017-07-28 | TRUE | 7 | 28 | 13 | 0.55991 | 0.49501 | 0.44719
[5 empty] | 5007 | 2017-07-28 | TRUE | 7 | 28 | 14 | 0.47469 | 0.37014 | 0.39457
[5 empty] | 5008 | 2017-07-28 | TRUE | 7 | 28 | 15 | 0.41939 | 0.36445 | 0.3989
[5 empty] | 5009 | 2017-07-28 | TRUE | 7 | 28 | 16 | 0.29615 | 0.22537 | 0.25719
[5 empty] | 5010 | 2017-07-28 | TRUE | 7 | 28 | 17 | 0.17631 | 0.12166 | 0.11758
[5 empty] | 5011 | 2017-07-28 | TRUE | 7 | 28 | 18 | 0.056541 | 0.034403 | 0.034899
[5 empty] | 5012 | 2017-07-28 | TRUE | 7 | 28 | 19 | 0.00024232 | 0 | 0
[5 empty] | 5013 | 2017-07-28 | TRUE | 7 | 28 | 20 | 0 | 0 | 0
[5 empty] | 5014 | 2017-07-28 | TRUE | 7 | 28 | 21 | 0 | 0 | 0
[5 empty] | 5015 | 2017-07-28 | TRUE | 7 | 28 | 22 | 0 | 0 | 0
[5 empty] | 5016 | 2017-07-28 | TRUE | 7 | 28 | 23 | 0 | 0 | 0
[5 empty] | 5017 | 2017-07-29 | FALSE | 7 | 29 | 0 | 0 | 0 | 0
[5 empty] | 5018 | 2017-07-29 | FALSE | 7 | 29 | 1 | 0 | 0 | 0
[5 empty] | 5019 | 2017-07-29 | FALSE | 7 | 29 | 2 | 0 | 0 | 0
[5 empty] | 5020 | 2017-07-29 | FALSE | 7 | 29 | 3 | 0 | 0 | 0
[5 empty] | 5021 | 2017-07-29 | FALSE | 7 | 29 | 4 | 0 | 0 | 0
[5 empty] | 5022 | 2017-07-29 | FALSE | 7 | 29 | 5 | 0.026569 | 0.03111 | 0.024765
[5 empty] | 5023 | 2017-07-29 | FALSE | 7 | 29 | 6 | 0.11659 | 0.1123 | 0.11189
[5 empty] | 5024 | 2017-07-29 | FALSE | 7 | 29 | 7 | 0.24015 | 0.2519 | 0.23769
[5 empty] | 5025 | 2017-07-29 | FALSE | 7 | 29 | 8 | 0.34782 | 0.35554 | 0.32049
[5 empty] | 5026 | 2017-07-29 | FALSE | 7 | 29 | 9 | 0.41043 | 0.41654 | 0.40647
[5 empty] | 5027 | 2017-07-29 | FALSE | 7 | 29 | 10 | 0.49446 | 0.49443 | 0.52388
[5 empty] | 5028 | 2017-07-29 | FALSE | 7 | 29 | 11 | 0.49656 | 0.40819 | 0.36374
[5 empty] | 5029 | 2017-07-29 | FALSE | 7 | 29 | 12 | 0.48247 | 0.52497 | 0.51608
[5 empty] | 5030 | 2017-07-29 | FALSE | 7 | 29 | 13 | 0.45968 | 0.35802 | 0.2504
[5 empty] | 5031 | 2017-07-29 | FALSE | 7 | 29 | 14 | 0.4371 | 0.33335 | 0.26339
[5 empty] | 5032 | 2017-07-29 | FALSE | 7 | 29 | 15 | 0.3679 | 0.32467 | 0.32208
[5 empty] | 5033 | 2017-07-29 | FALSE | 7 | 29 | 16 | 0.26939 | 0.21232 | 0.18335
[5 empty] | 5034 | 2017-07-29 | FALSE | 7 | 29 | 17 | 0.14275 | 0.1074 | 0.11411
[5 empty] | 5035 | 2017-07-29 | FALSE | 7 | 29 | 18 | 0.04317 | 0.032852 | 0.034399
[5 empty] | 5036 | 2017-07-29 | FALSE | 7 | 29 | 19 | 7.849e-05 | 0 | 0
[5 empty] | 5037 | 2017-07-29 | FALSE | 7 | 29 | 20 | 0 | 0 | 0
[5 empty] | 5038 | 2017-07-29 | FALSE | 7 | 29 | 21 | 0 | 0 | 0
[5 empty] | 5039 | 2017-07-29 | FALSE | 7 | 29 | 22 | 0 | 0 | 0
[5 empty] | 5040 | 2017-07-29 | FALSE | 7 | 29 | 23 | 0 | 0 | 0
[5 empty] | 5041 | 2017-07-30 | FALSE | 7 | 30 | 0 | 0 | 0 | 0
[5 empty] | 5042 | 2017-07-30 | FALSE | 7 | 30 | 1 | 0 | 0 | 0
[5 empty] | 5043 | 2017-07-30 | FALSE | 7 | 30 | 2 | 0 | 0 | 0
[5 empty] | 5044 | 2017-07-30 | FALSE | 7 | 30 | 3 | 0 | 0 | 0
[5 empty] | 5045 | 2017-07-30 | FALSE | 7 | 30 | 4 | 0 | 0 | 0
[5 empty] | 5046 | 2017-07-30 | FALSE | 7 | 30 | 5 | 0.023645 | 0.021903 | 0.021007
[5 empty] | 5047 | 2017-07-30 | FALSE | 7 | 30 | 6 | 0.11656 | 0.10865 | 0.09724
[5 empty] | 5048 | 2017-07-30 | FALSE | 7 | 30 | 7 | 0.22808 | 0.20639 | 0.24164
[5 empty] | 5049 | 2017-07-30 | FALSE | 7 | 30 | 8 | 0.34165 | 0.31717 | 0.35536
[5 empty] | 5050 | 2017-07-30 | FALSE | 7 | 30 | 9 | 0.41055 | 0.43142 | 0.50135
[5 empty] | 5051 | 2017-07-30 | FALSE | 7 | 30 | 10 | 0.48844 | 0.4539 | 0.49075
[5 empty] | 5052 | 2017-07-30 | FALSE | 7 | 30 | 11 | 0.50677 | 0.53994 | 0.62637
[5 empty] | 5053 | 2017-07-30 | FALSE | 7 | 30 | 12 | 0.48321 | 0.52047 | 0.58219
[5 empty] | 5054 | 2017-07-30 | FALSE | 7 | 30 | 13 | 0.50282 | 0.39417 | 0.33632
[5 empty] | 5055 | 2017-07-30 | FALSE | 7 | 30 | 14 | 0.46889 | 0.33978 | 0.30721
[5 empty] | 5056 | 2017-07-30 | FALSE | 7 | 30 | 15 | 0.38679 | 0.3555 | 0.39157
[5 empty] | 5057 | 2017-07-30 | FALSE | 7 | 30 | 16 | 0.2922 | 0.23746 | 0.22525
[5 empty] | 5058 | 2017-07-30 | FALSE | 7 | 30 | 17 | 0.15234 | 0.11617 | 0.11938
[5 empty] | 5059 | 2017-07-30 | FALSE | 7 | 30 | 18 | 0.047811 | 0.027924 | 0.027573
[5 empty] | 5060 | 2017-07-30 | FALSE | 7 | 30 | 19 | 0.00018316 | 0 | 0
[5 empty] | 5061 | 2017-07-30 | FALSE | 7 | 30 | 20 | 0 | 0 | 0
[5 empty] | 5062 | 2017-07-30 | FALSE | 7 | 30 | 21 | 0 | 0 | 0
[5 empty] | 5063 | 2017-07-30 | FALSE | 7 | 30 | 22 | 0 | 0 | 0
[5 empty] | 5064 | 2017-07-30 | FALSE | 7 | 30 | 23 | 0 | 0 | 0
[5 empty] | 5065 | 2017-07-31 | TRUE | 7 | 31 | 0 | 0 | 0 | 0
[5 empty] | 5066 | 2017-07-31 | TRUE | 7 | 31 | 1 | 0 | 0 | 0
[5 empty] | 5067 | 2017-07-31 | TRUE | 7 | 31 | 2 | 0 | 0 | 0
[5 empty] | 5068 | 2017-07-31 | TRUE | 7 | 31 | 3 | 0 | 0 | 0
[5 empty] | 5069 | 2017-07-31 | TRUE | 7 | 31 | 4 | 0 | 0 | 0
[5 empty] | 5070 | 2017-07-31 | TRUE | 7 | 31 | 5 | 0.024623 | 0.027907 | 0.027699
[5 empty] | 5071 | 2017-07-31 | TRUE | 7 | 31 | 6 | 0.11901 | 0.091676 | 0.07055
[5 empty] | 5072 | 2017-07-31 | TRUE | 7 | 31 | 7 | 0.21828 | 0.23997 | 0.26789
[5 empty] | 5073 | 2017-07-31 | TRUE | 7 | 31 | 8 | 0.33236 | 0.32223 | 0.31732
[5 empty] | 5074 | 2017-07-31 | TRUE | 7 | 31 | 9 | 0.42204 | 0.39579 | 0.41684
[5 empty] | 5075 | 2017-07-31 | TRUE | 7 | 31 | 10 | 0.50131 | 0.43725 | 0.44146
[5 empty] | 5076 | 2017-07-31 | TRUE | 7 | 31 | 11 | 0.56382 | 0.50825 | 0.50505
[5 empty] | 5077 | 2017-07-31 | TRUE | 7 | 31 | 12 | 0.49233 | 0.53796 | 0.59063
[5 empty] | 5078 | 2017-07-31 | TRUE | 7 | 31 | 13 | 0.53207 | 0.52432 | 0.55855
[5 empty] | 5079 | 2017-07-31 | TRUE | 7 | 31 | 14 | 0.48392 | 0.48664 | 0.48158
[5 empty] | 5080 | 2017-07-31 | TRUE | 7 | 31 | 15 | 0.38359 | 0.39698 | 0.4219
[5 empty] | 5081 | 2017-07-31 | TRUE | 7 | 31 | 16 | 0.28066 | 0.27759 | 0.28519
[5 empty] | 5082 | 2017-07-31 | TRUE | 7 | 31 | 17 | 0.15523 | 0.13588 | 0.14727
[5 empty] | 5083 | 2017-07-31 | TRUE | 7 | 31 | 18 | 0.047609 | 0.030814 | 0.030883
[5 empty] | 5084 | 2017-07-31 | TRUE | 7 | 31 | 19 | 0.00013611 | 0 | 0
[5 empty] | 5085 | 2017-07-31 | TRUE | 7 | 31 | 20 | 0 | 0 | 0
[5 empty] | 5086 | 2017-07-31 | TRUE | 7 | 31 | 21 | 0 | 0 | 0
[5 empty] | 5087 | 2017-07-31 | TRUE | 7 | 31 | 22 | 0 | 0 | 0
[5 empty] | 5088 | 2017-07-31 | TRUE | 7 | 31 | 23 | 0 | 0 | 0
[5 empty] | 5089 | 2017-08-01 | TRUE | 8 | 1 | 0 | 0 | 0 | 0
[5 empty] | 5090 | 2017-08-01 | TRUE | 8 | 1 | 1 | 0 | 0 | 0
[5 empty] | 5091 | 2017-08-01 | TRUE | 8 | 1 | 2 | 0 | 0 | 0
[5 empty] | 5092 | 2017-08-01 | TRUE | 8 | 1 | 3 | 0 | 0 | 0
[5 empty] | 5093 | 2017-08-01 | TRUE | 8 | 1 | 4 | 0 | 0 | 0
[5 empty] | 5094 | 2017-08-01 | TRUE | 8 | 1 | 5 | 0.024879 | 0.031968 | 0.028666
[5 empty] | 5095 | 2017-08-01 | TRUE | 8 | 1 | 6 | 0.12929 | 0.1431 | 0.14297
[5 empty] | 5096 | 2017-08-01 | TRUE | 8 | 1 | 7 | 0.26739 | 0.26753 | 0.2412
[5 empty] | 5097 | 2017-08-01 | TRUE | 8 | 1 | 8 | 0.37469 | 0.39278 | 0.41803
[5 empty] | 5098 | 2017-08-01 | TRUE | 8 | 1 | 9 | 0.48214 | 0.48495 | 0.53032
[5 empty] | 5099 | 2017-08-01 | TRUE | 8 | 1 | 10 | 0.5686 | 0.54737 | 0.58521
[5 empty] | 5100 | 2017-08-01 | TRUE | 8 | 1 | 11 | 0.57546 | 0.59172 | 0.62544
[5 empty] | 5101 | 2017-08-01 | TRUE | 8 | 1 | 12 | 0.57391 | 0.47128 | 0.53406
[5 empty] | 5102 | 2017-08-01 | TRUE | 8 | 1 | 13 | 0.54947 | 0.40497 | 0.42098
[5 empty] | 5103 | 2017-08-01 | TRUE | 8 | 1 | 14 | 0.50762 | 0.37377 | 0.37815
[5 empty] | 5104 | 2017-08-01 | TRUE | 8 | 1 | 15 | 0.40468 | 0.31814 | 0.36623
[5 empty] | 5105 | 2017-08-01 | TRUE | 8 | 1 | 16 | 0.29812 | 0.24689 | 0.26898
[5 empty] | 5106 | 2017-08-01 | TRUE | 8 | 1 | 17 | 0.17132 | 0.15112 | 0.1497
[5 empty] | 5107 | 2017-08-01 | TRUE | 8 | 1 | 18 | 0.05008 | 0.034152 | 0.034643
[5 empty] | 5108 | 2017-08-01 | TRUE | 8 | 1 | 19 | 0 | 0 | 0
[5 empty] | 5109 | 2017-08-01 | TRUE | 8 | 1 | 20 | 0 | 0 | 0
[5 empty] | 5110 | 2017-08-01 | TRUE | 8 | 1 | 21 | 0 | 0 | 0
[5 empty] | 5111 | 2017-08-01 | TRUE | 8 | 1 | 22 | 0 | 0 | 0
[5 empty] | 5112 | 2017-08-01 | TRUE | 8 | 1 | 23 | 0 | 0 | 0
[5 empty] | 5113 | 2017-08-02 | TRUE | 8 | 2 | 0 | 0 | 0 | 0
[5 empty] | 5114 | 2017-08-02 | TRUE | 8 | 2 | 1 | 0 | 0 | 0
[5 empty] | 5115 | 2017-08-02 | TRUE | 8 | 2 | 2 | 0 | 0 | 0
[5 empty] | 5116 | 2017-08-02 | TRUE | 8 | 2 | 3 | 0 | 0 | 0
[5 empty] | 5117 | 2017-08-02 | TRUE | 8 | 2 | 4 | 0 | 0 | 0
[5 empty] | 5118 | 2017-08-02 | TRUE | 8 | 2 | 5 | 0.023645 | 0.031672 | 0.028688
[5 empty] | 5119 | 2017-08-02 | TRUE | 8 | 2 | 6 | 0.11401 | 0.12779 | 0.13868
[5 empty] | 5120 | 2017-08-02 | TRUE | 8 | 2 | 7 | 0.2435 | 0.25237 | 0.24992
[5 empty] | 5121 | 2017-08-02 | TRUE | 8 | 2 | 8 | 0.37009 | 0.39805 | 0.40012
[5 empty] | 5122 | 2017-08-02 | TRUE | 8 | 2 | 9 | 0.46111 | 0.49469 | 0.5061
[5 empty] | 5123 | 2017-08-02 | TRUE | 8 | 2 | 10 | 0.53178 | 0.51211 | 0.47952
[5 empty] | 5124 | 2017-08-02 | TRUE | 8 | 2 | 11 | 0.56663 | 0.48055 | 0.43135
[5 empty] | 5125 | 2017-08-02 | TRUE | 8 | 2 | 12 | 0.56831 | 0.48699 | 0.52217
[5 empty] | 5126 | 2017-08-02 | TRUE | 8 | 2 | 13 | 0.55785 | 0.4586 | 0.45256
[5 empty] | 5127 | 2017-08-02 | TRUE | 8 | 2 | 14 | 0.4556 | 0.41056 | 0.40365
[5 empty] | 5128 | 2017-08-02 | TRUE | 8 | 2 | 15 | 0.38549 | 0.32633 | 0.28392
[5 empty] | 5129 | 2017-08-02 | TRUE | 8 | 2 | 16 | 0.25693 | 0.2695 | 0.26585
[5 empty] | 5130 | 2017-08-02 | TRUE | 8 | 2 | 17 | 0.15414 | 0.14111 | 0.13247
[5 empty] | 5131 | 2017-08-02 | TRUE | 8 | 2 | 18 | 0.047972 | 0.033779 | 0.030147
[5 empty] | 5132 | 2017-08-02 | TRUE | 8 | 2 | 19 | 0 | 0 | 0
[5 empty] | 5133 | 2017-08-02 | TRUE | 8 | 2 | 20 | 0 | 0 | 0
[5 empty] | 5134 | 2017-08-02 | TRUE | 8 | 2 | 21 | 0 | 0 | 0
[5 empty] | 5135 | 2017-08-02 | TRUE | 8 | 2 | 22 | 0 | 0 | 0
[5 empty] | 5136 | 2017-08-02 | TRUE | 8 | 2 | 23 | 0 | 0 | 0
[5 empty] | 5137 | 2017-08-03 | TRUE | 8 | 3 | 0 | 0 | 0 | 0
[5 empty] | 5138 | 2017-08-03 | TRUE | 8 | 3 | 1 | 0 | 0 | 0
[5 empty] | 5139 | 2017-08-03 | TRUE | 8 | 3 | 2 | 0 | 0 | 0
[5 empty] | 5140 | 2017-08-03 | TRUE | 8 | 3 | 3 | 0 | 0 | 0
[5 empty] | 5141 | 2017-08-03 | TRUE | 8 | 3 | 4 | 0 | 0 | 0
[5 empty] | 5142 | 2017-08-03 | TRUE | 8 | 3 | 5 | 0.02138 | 0.030854 | 0.028285
[5 empty] | 5143 | 2017-08-03 | TRUE | 8 | 3 | 6 | 0.10716 | 0.12763 | 0.14029
[5 empty] | 5144 | 2017-08-03 | TRUE | 8 | 3 | 7 | 0.22345 | 0.21395 | 0.20658
[5 empty] | 5145 | 2017-08-03 | TRUE | 8 | 3 | 8 | 0.33962 | 0.38409 | 0.35361
[5 empty] | 5146 | 2017-08-03 | TRUE | 8 | 3 | 9 | 0.43419 | 0.47185 | 0.46956
[5 empty] | 5147 | 2017-08-03 | TRUE | 8 | 3 | 10 | 0.52883 | 0.55619 | 0.55814
[5 empty] | 5148 | 2017-08-03 | TRUE | 8 | 3 | 11 | 0.53463 | 0.50537 | 0.56688
[5 empty] | 5149 | 2017-08-03 | TRUE | 8 | 3 | 12 | 0.52063 | 0.45385 | 0.52117
[5 empty] | 5150 | 2017-08-03 | TRUE | 8 | 3 | 13 | 0.51075 | 0.50362 | 0.48511
[5 empty] | 5151 | 2017-08-03 | TRUE | 8 | 3 | 14 | 0.44732 | 0.44871 | 0.42751
[5 empty] | 5152 | 2017-08-03 | TRUE | 8 | 3 | 15 | 0.38774 | 0.34012 | 0.30168
[5 empty] | 5153 | 2017-08-03 | TRUE | 8 | 3 | 16 | 0.30093 | 0.23093 | 0.17416
[5 empty] | 5154 | 2017-08-03 | TRUE | 8 | 3 | 17 | 0.1488 | 0.10659 | 0.065896
[5 empty] | 5155 | 2017-08-03 | TRUE | 8 | 3 | 18 | 0.043975 | 0.026921 | 0.017523
[5 empty] | 5156 | 2017-08-03 | TRUE | 8 | 3 | 19 | 0 | 0 | 0
[5 empty] | 5157 | 2017-08-03 | TRUE | 8 | 3 | 20 | 0 | 0 | 0
[5 empty] | 5158 | 2017-08-03 | TRUE | 8 | 3 | 21 | 0 | 0 | 0
[5 empty] | 5159 | 2017-08-03 | TRUE | 8 | 3 | 22 | 0 | 0 | 0
[5 empty] | 5160 | 2017-08-03 | TRUE | 8 | 3 | 23 | 0 | 0 | 0
[5 empty] | 5161 | 2017-08-04 | TRUE | 8 | 4 | 0 | 0 | 0 | 0
[5 empty] | 5162 | 2017-08-04 | TRUE | 8 | 4 | 1 | 0 | 0 | 0
[5 empty] | 5163 | 2017-08-04 | TRUE | 8 | 4 | 2 | 0 | 0 | 0
[5 empty] | 5164 | 2017-08-04 | TRUE | 8 | 4 | 3 | 0 | 0 | 0
[5 empty] | 5165 | 2017-08-04 | TRUE | 8 | 4 | 4 | 0 | 0 | 0
[5 empty] | 5166 | 2017-08-04 | TRUE | 8 | 4 | 5 | 0.02301 | 0.03003 | 0.025843
[5 empty] | 5167 | 2017-08-04 | TRUE | 8 | 4 | 6 | 0.12286 | 0.14055 | 0.13284
[5 empty] | 5168 | 2017-08-04 | TRUE | 8 | 4 | 7 | 0.25543 | 0.2936 | 0.29093
[5 empty] | 5169 | 2017-08-04 | TRUE | 8 | 4 | 8 | 0.38535 | 0.42253 | 0.41549
[5 empty] | 5170 | 2017-08-04 | TRUE | 8 | 4 | 9 | 0.48722 | 0.52679 | 0.54777
[5 empty] | 5171 | 2017-08-04 | TRUE | 8 | 4 | 10 | 0.54466 | 0.61219 | 0.62871
[5 empty] | 5172 | 2017-08-04 | TRUE | 8 | 4 | 11 | 0.56948 | 0.647 | 0.66924
[5 empty] | 5173 | 2017-08-04 | TRUE | 8 | 4 | 12 | 0.48424 | 0.60067 | 0.57887
[5 empty] | 5174 | 2017-08-04 | TRUE | 8 | 4 | 13 | 0.53839 | 0.56963 | 0.55082
[5 empty] | 5175 | 2017-08-04 | TRUE | 8 | 4 | 14 | 0.45108 | 0.49919 | 0.48998
[5 empty] | 5176 | 2017-08-04 | TRUE | 8 | 4 | 15 | 0.34103 | 0.37525 | 0.34928
[5 empty] | 5177 | 2017-08-04 | TRUE | 8 | 4 | 16 | 0.23352 | 0.24923 | 0.30093
[5 empty] | 5178 | 2017-08-04 | TRUE | 8 | 4 | 17 | 0.11487 | 0.12261 | 0.14657
[5 empty] | 5179 | 2017-08-04 | TRUE | 8 | 4 | 18 | 0.03566 | 0.027906 | 0.031805
[5 empty] | 5180 | 2017-08-04 | TRUE | 8 | 4 | 19 | 0 | 0 | 0
[5 empty] | 5181 | 2017-08-04 | TRUE | 8 | 4 | 20 | 0 | 0 | 0
[5 empty] | 5182 | 2017-08-04 | TRUE | 8 | 4 | 21 | 0 | 0 | 0
[5 empty] | 5183 | 2017-08-04 | TRUE | 8 | 4 | 22 | 0 | 0 | 0
[5 empty] | 5184 | 2017-08-04 | TRUE | 8 | 4 | 23 | 0 | 0 | 0
[5 empty] | 5185 | 2017-08-05 | FALSE | 8 | 5 | 0 | 0 | 0 | 0
[5 empty] | 5186 | 2017-08-05 | FALSE | 8 | 5 | 1 | 0 | 0 | 0
[5 empty] | 5187 | 2017-08-05 | FALSE | 8 | 5 | 2 | 0 | 0 | 0
[5 empty] | 5188 | 2017-08-05 | FALSE | 8 | 5 | 3 | 0 | 0 | 0
[5 empty] | 5189 | 2017-08-05 | FALSE | 8 | 5 | 4 | 0 | 0 | 0
[5 empty] | 5190 | 2017-08-05 | FALSE | 8 | 5 | 5 | 0.016945 | 0.011934 | 0.011854
[5 empty] | 5191 | 2017-08-05 | FALSE | 8 | 5 | 6 | 0.10787 | 0.0689 | 0.067195
[5 empty] | 5192 | 2017-08-05 | FALSE | 8 | 5 | 7 | 0.24939 | 0.18608 | 0.19078
[5 empty] | 5193 | 2017-08-05 | FALSE | 8 | 5 | 8 | 0.34586 | 0.31467 | 0.31756
[5 empty] | 5194 | 2017-08-05 | FALSE | 8 | 5 | 9 | 0.44161 | 0.38226 | 0.32567
[5 empty] | 5195 | 2017-08-05 | FALSE | 8 | 5 | 10 | 0.46531 | 0.45829 | 0.44292
[5 empty] | 5196 | 2017-08-05 | FALSE | 8 | 5 | 11 | 0.45821 | 0.45288 | 0.49478
[5 empty] | 5197 | 2017-08-05 | FALSE | 8 | 5 | 12 | 0.49228 | 0.47571 | 0.52756
[5 empty] | 5198 | 2017-08-05 | FALSE | 8 | 5 | 13 | 0.50749 | 0.49344 | 0.46765
[5 empty] | 5199 | 2017-08-05 | FALSE | 8 | 5 | 14 | 0.46541 | 0.41597 | 0.3911
[5 empty] | 5200 | 2017-08-05 | FALSE | 8 | 5 | 15 | 0.3667 | 0.29633 | 0.23015
[5 empty] | 5201 | 2017-08-05 | FALSE | 8 | 5 | 16 | 0.26084 | 0.27193 | 0.29594
[5 empty] | 5202 | 2017-08-05 | FALSE | 8 | 5 | 17 | 0.16729 | 0.1435 | 0.14583
[5 empty] | 5203 | 2017-08-05 | FALSE | 8 | 5 | 18 | 0.047463 | 0.032825 | 0.030771
[5 empty] | 5204 | 2017-08-05 | FALSE | 8 | 5 | 19 | 0 | 0 | 0
[5 empty] | 5205 | 2017-08-05 | FALSE | 8 | 5 | 20 | 0 | 0 | 0
[5 empty] | 5206 | 2017-08-05 | FALSE | 8 | 5 | 21 | 0 | 0 | 0
[5 empty] | 5207 | 2017-08-05 | FALSE | 8 | 5 | 22 | 0 | 0 | 0
[5 empty] | 5208 | 2017-08-05 | FALSE | 8 | 5 | 23 | 0 | 0 | 0
[5 empty] | 5209 | 2017-08-06 | FALSE | 8 | 6 | 0 | 0 | 0 | 0
[5 empty] | 5210 | 2017-08-06 | FALSE | 8 | 6 | 1 | 0 | 0 | 0
[5 empty] | 5211 | 2017-08-06 | FALSE | 8 | 6 | 2 | 0 | 0 | 0
[5 empty] | 5212 | 2017-08-06 | FALSE | 8 | 6 | 3 | 0 | 0 | 0
[5 empty] | 5213 | 2017-08-06 | FALSE | 8 | 6 | 4 | 0 | 0 | 0
[5 empty] | 5214 | 2017-08-06 | FALSE | 8 | 6 | 5 | 0.022071 | 0.030073 | 0.026666
[5 empty] | 5215 | 2017-08-06 | FALSE | 8 | 6 | 6 | 0.12582 | 0.14461 | 0.14236
[5 empty] | 5216 | 2017-08-06 | FALSE | 8 | 6 | 7 | 0.27706 | 0.28996 | 0.27315
[5 empty] | 5217 | 2017-08-06 | FALSE | 8 | 6 | 8 | 0.4109 | 0.42988 | 0.41486
[5 empty] | 5218 | 2017-08-06 | FALSE | 8 | 6 | 9 | 0.50129 | 0.48358 | 0.50601
[5 empty] | 5219 | 2017-08-06 | FALSE | 8 | 6 | 10 | 0.55465 | 0.55872 | 0.59444
[5 empty] | 5220 | 2017-08-06 | FALSE | 8 | 6 | 11 | 0.58206 | 0.58376 | 0.60748
[5 empty] | 5221 | 2017-08-06 | FALSE | 8 | 6 | 12 | 0.59575 | 0.60315 | 0.62953
[5 empty] | 5222 | 2017-08-06 | FALSE | 8 | 6 | 13 | 0.58313 | 0.58304 | 0.58139
[5 empty] | 5223 | 2017-08-06 | FALSE | 8 | 6 | 14 | 0.45624 | 0.49576 | 0.54235
[5 empty] | 5224 | 2017-08-06 | FALSE | 8 | 6 | 15 | 0.43965 | 0.40782 | 0.40392
[5 empty] | 5225 | 2017-08-06 | FALSE | 8 | 6 | 16 | 0.28575 | 0.23648 | 0.28516
[5 empty] | 5226 | 2017-08-06 | FALSE | 8 | 6 | 17 | 0.14977 | 0.12783 | 0.13796
[5 empty] | 5227 | 2017-08-06 | FALSE | 8 | 6 | 18 | 0.045668 | 0.030973 | 0.028551
[5 empty] | 5228 | 2017-08-06 | FALSE | 8 | 6 | 19 | 0 | 0 | 0
[5 empty] | 5229 | 2017-08-06 | FALSE | 8 | 6 | 20 | 0 | 0 | 0
[5 empty] | 5230 | 2017-08-06 | FALSE | 8 | 6 | 21 | 0 | 0 | 0
[5 empty] | 5231 | 2017-08-06 | FALSE | 8 | 6 | 22 | 0 | 0 | 0
[5 empty] | 5232 | 2017-08-06 | FALSE | 8 | 6 | 23 | 0 | 0 | 0
[5 empty] | 5233 | 2017-08-07 | TRUE | 8 | 7 | 0 | 0 | 0 | 0
[5 empty] | 5234 | 2017-08-07 | TRUE | 8 | 7 | 1 | 0 | 0 | 0
[5 empty] | 5235 | 2017-08-07 | TRUE | 8 | 7 | 2 | 0 | 0 | 0
[5 empty] | 5236 | 2017-08-07 | TRUE | 8 | 7 | 3 | 0 | 0 | 0
[5 empty] | 5237 | 2017-08-07 | TRUE | 8 | 7 | 4 | 0 | 0 | 0
[5 empty] | 5238 | 2017-08-07 | TRUE | 8 | 7 | 5 | 0.014952 | 0.022379 | 0.019241
[5 empty] | 5239 | 2017-08-07 | TRUE | 8 | 7 | 6 | 0.09145 | 0.11537 | 0.10953
[5 empty] | 5240 | 2017-08-07 | TRUE | 8 | 7 | 7 | 0.21584 | 0.21907 | 0.20744
[5 empty] | 5241 | 2017-08-07 | TRUE | 8 | 7 | 8 | 0.33326 | 0.31764 | 0.29363
[5 empty] | 5242 | 2017-08-07 | TRUE | 8 | 7 | 9 | 0.41561 | 0.40332 | 0.40516
[5 empty] | 5243 | 2017-08-07 | TRUE | 8 | 7 | 10 | 0.48391 | 0.4637 | 0.45559
[5 empty] | 5244 | 2017-08-07 | TRUE | 8 | 7 | 11 | 0.50343 | 0.46359 | 0.44552
[5 empty] | 5245 | 2017-08-07 | TRUE | 8 | 7 | 12 | 0.48904 | 0.49691 | 0.43856
[5 empty] | 5246 | 2017-08-07 | TRUE | 8 | 7 | 13 | 0.49176 | 0.41727 | 0.39618
[5 empty] | 5247 | 2017-08-07 | TRUE | 8 | 7 | 14 | 0.38994 | 0.31587 | 0.33922
[5 empty] | 5248 | 2017-08-07 | TRUE | 8 | 7 | 15 | 0.31363 | 0.26302 | 0.27516
[5 empty] | 5249 | 2017-08-07 | TRUE | 8 | 7 | 16 | 0.20892 | 0.17479 | 0.18553
[5 empty] | 5250 | 2017-08-07 | TRUE | 8 | 7 | 17 | 0.12987 | 0.095925 | 0.093301
[5 empty] | 5251 | 2017-08-07 | TRUE | 8 | 7 | 18 | 0.034405 | 0.02028 | 0.018878
[5 empty] | 5252 | 2017-08-07 | TRUE | 8 | 7 | 19 | 0 | 0 | 0
[5 empty] | 5253 | 2017-08-07 | TRUE | 8 | 7 | 20 | 0 | 0 | 0
[5 empty] | 5254 | 2017-08-07 | TRUE | 8 | 7 | 21 | 0 | 0 | 0
[5 empty] | 5255 | 2017-08-07 | TRUE | 8 | 7 | 22 | 0 | 0 | 0
[5 empty] | 5256 | 2017-08-07 | TRUE | 8 | 7 | 23 | 0 | 0 | 0
[5 empty] | 5257 | 2017-08-08 | TRUE | 8 | 8 | 0 | 0 | 0 | 0
[5 empty] | 5258 | 2017-08-08 | TRUE | 8 | 8 | 1 | 0 | 0 | 0
[5 empty] | 5259 | 2017-08-08 | TRUE | 8 | 8 | 2 | 0 | 0 | 0
[5 empty] | 5260 | 2017-08-08 | TRUE | 8 | 8 | 3 | 0 | 0 | 0
[5 empty] | 5261 | 2017-08-08 | TRUE | 8 | 8 | 4 | 0 | 0 | 0
[5 empty] | 5262 | 2017-08-08 | TRUE | 8 | 8 | 5 | 0.019473 | 0.020135 | 0.012836
[5 empty] | 5263 | 2017-08-08 | TRUE | 8 | 8 | 6 | 0.11218 | 0.11201 | 0.091947
[5 empty] | 5264 | 2017-08-08 | TRUE | 8 | 8 | 7 | 0.23099 | 0.24835 | 0.22299
[5 empty] | 5265 | 2017-08-08 | TRUE | 8 | 8 | 8 | 0.37996 | 0.4006 | 0.36251
[5 empty] | 5266 | 2017-08-08 | TRUE | 8 | 8 | 9 | 0.45199 | 0.48203 | 0.45714
[5 empty] | 5267 | 2017-08-08 | TRUE | 8 | 8 | 10 | 0.51107 | 0.55645 | 0.56984
[5 empty] | 5268 | 2017-08-08 | TRUE | 8 | 8 | 11 | 0.53807 | 0.55307 | 0.59401
[5 empty] | 5269 | 2017-08-08 | TRUE | 8 | 8 | 12 | 0.50693 | 0.51991 | 0.62778
[5 empty] | 5270 | 2017-08-08 | TRUE | 8 | 8 | 13 | 0.51918 | 0.59275 | 0.61353
[5 empty] | 5271 | 2017-08-08 | TRUE | 8 | 8 | 14 | 0.44541 | 0.41586 | 0.53187
[5 empty] | 5272 | 2017-08-08 | TRUE | 8 | 8 | 15 | 0.377 | 0.42377 | 0.44528
[5 empty] | 5273 | 2017-08-08 | TRUE | 8 | 8 | 16 | 0.25947 | 0.26136 | 0.28234
[5 empty] | 5274 | 2017-08-08 | TRUE | 8 | 8 | 17 | 0.15027 | 0.14256 | 0.14135
[5 empty] | 5275 | 2017-08-08 | TRUE | 8 | 8 | 18 | 0.042044 | 0.028987 | 0.027368
[5 empty] | 5276 | 2017-08-08 | TRUE | 8 | 8 | 19 | 0 | 0 | 0
[5 empty] | 5277 | 2017-08-08 | TRUE | 8 | 8 | 20 | 0 | 0 | 0
[5 empty] | 5278 | 2017-08-08 | TRUE | 8 | 8 | 21 | 0 | 0 | 0
[5 empty] | 5279 | 2017-08-08 | TRUE | 8 | 8 | 22 | 0 | 0 | 0
[5 empty] | 5280 | 2017-08-08 | TRUE | 8 | 8 | 23 | 0 | 0 | 0
[5 empty] | 5281 | 2017-08-09 | TRUE | 8 | 9 | 0 | 0 | 0 | 0
[5 empty] | 5282 | 2017-08-09 | TRUE | 8 | 9 | 1 | 0 | 0 | 0
[5 empty] | 5283 | 2017-08-09 | TRUE | 8 | 9 | 2 | 0 | 0 | 0
[5 empty] | 5284 | 2017-08-09 | TRUE | 8 | 9 | 3 | 0 | 0 | 0
[5 empty] | 5285 | 2017-08-09 | TRUE | 8 | 9 | 4 | 0 | 0 | 0
[5 empty] | 5286 | 2017-08-09 | TRUE | 8 | 9 | 5 | 0.013763 | 0.018803 | 0.020234
[5 empty] | 5287 | 2017-08-09 | TRUE | 8 | 9 | 6 | 0.092995 | 0.099905 | 0.11791
[5 empty] | 5288 | 2017-08-09 | TRUE | 8 | 9 | 7 | 0.2294 | 0.20297 | 0.19697
[5 empty] | 5289 | 2017-08-09 | TRUE | 8 | 9 | 8 | 0.34207 | 0.32377 | 0.30187
[5 empty] | 5290 | 2017-08-09 | TRUE | 8 | 9 | 9 | 0.42807 | 0.41523 | 0.4575
[5 empty] | 5291 | 2017-08-09 | TRUE | 8 | 9 | 10 | 0.50659 | 0.45281 | 0.52754
[5 empty] | 5292 | 2017-08-09 | TRUE | 8 | 9 | 11 | 0.52241 | 0.5094 | 0.47425
[5 empty] | 5293 | 2017-08-09 | TRUE | 8 | 9 | 12 | 0.49431 | 0.45097 | 0.47162
[5 empty] | 5294 | 2017-08-09 | TRUE | 8 | 9 | 13 | 0.48214 | 0.48311 | 0.52841
[5 empty] | 5295 | 2017-08-09 | TRUE | 8 | 9 | 14 | 0.49037 | 0.42685 | 0.4201
[5 empty] | 5296 | 2017-08-09 | TRUE | 8 | 9 | 15 | 0.3689 | 0.3098 | 0.26402
[5 empty] | 5297 | 2017-08-09 | TRUE | 8 | 9 | 16 | 0.28068 | 0.18916 | 0.13837
[5 empty] | 5298 | 2017-08-09 | TRUE | 8 | 9 | 17 | 0.153 | 0.10211 | 0.065657
[5 empty] | 5299 | 2017-08-09 | TRUE | 8 | 9 | 18 | 0.039965 | 0.024415 | 0.019987
[5 empty] | 5300 | 2017-08-09 | TRUE | 8 | 9 | 19 | 0 | 0 | 0
[5 empty] | 5301 | 2017-08-09 | TRUE | 8 | 9 | 20 | 0 | 0 | 0
[5 empty] | 5302 | 2017-08-09 | TRUE | 8 | 9 | 21 | 0 | 0 | 0
[5 empty] | 5303 | 2017-08-09 | TRUE | 8 | 9 | 22 | 0 | 0 | 0
[5 empty] | 5304 | 2017-08-09 | TRUE | 8 | 9 | 23 | 0 | 0 | 0
[5 empty] | 5305 | 2017-08-10 | TRUE | 8 | 10 | 0 | 0 | 0 | 0
[5 empty] | 5306 | 2017-08-10 | TRUE | 8 | 10 | 1 | 0 | 0 | 0
[5 empty] | 5307 | 2017-08-10 | TRUE | 8 | 10 | 2 | 0 | 0 | 0
[5 empty] | 5308 | 2017-08-10 | TRUE | 8 | 10 | 3 | 0 | 0 | 0
[5 empty] | 5309 | 2017-08-10 | TRUE | 8 | 10 | 4 | 0 | 0 | 0
[5 empty] | 5310 | 2017-08-10 | TRUE | 8 | 10 | 5 | 0.015648 | 0.019978 | 0.017245
[5 empty] | 5311 | 2017-08-10 | TRUE | 8 | 10 | 6 | 0.1117 | 0.11215 | 0.10194
[5 empty] | 5312 | 2017-08-10 | TRUE | 8 | 10 | 7 | 0.23912 | 0.20534 | 0.19154
[5 empty] | 5313 | 2017-08-10 | TRUE | 8 | 10 | 8 | 0.3857 | 0.40209 | 0.41189
[5 empty] | 5314 | 2017-08-10 | TRUE | 8 | 10 | 9 | 0.47843 | 0.49883 | 0.51223
[5 empty] | 5315 | 2017-08-10 | TRUE | 8 | 10 | 10 | 0.53043 | 0.55151 | 0.59911
[5 empty] | 5316 | 2017-08-10 | TRUE | 8 | 10 | 11 | 0.52819 | 0.62289 | 0.64555
[5 empty] | 5317 | 2017-08-10 | TRUE | 8 | 10 | 12 | 0.53877 | 0.59768 | 0.6424
[5 empty] | 5318 | 2017-08-10 | TRUE | 8 | 10 | 13 | 0.50785 | 0.55315 | 0.60005
[5 empty] | 5319 | 2017-08-10 | TRUE | 8 | 10 | 14 | 0.43464 | 0.47028 | 0.4743
[5 empty] | 5320 | 2017-08-10 | TRUE | 8 | 10 | 15 | 0.37341 | 0.34256 | 0.33248
[5 empty] | 5321 | 2017-08-10 | TRUE | 8 | 10 | 16 | 0.25721 | 0.19323 | 0.14054
[5 empty] | 5322 | 2017-08-10 | TRUE | 8 | 10 | 17 | 0.14132 | 0.10049 | 0.072082
[5 empty] | 5323 | 2017-08-10 | TRUE | 8 | 10 | 18 | 0.037247 | 0.019645 | 0.014852
[5 empty] | 5324 | 2017-08-10 | TRUE | 8 | 10 | 19 | 0 | 0 | 0
[5 empty] | 5325 | 2017-08-10 | TRUE | 8 | 10 | 20 | 0 | 0 | 0
[5 empty] | 5326 | 2017-08-10 | TRUE | 8 | 10 | 21 | 0 | 0 | 0
[5 empty] | 5327 | 2017-08-10 | TRUE | 8 | 10 | 22 | 0 | 0 | 0
[5 empty] | 5328 | 2017-08-10 | TRUE | 8 | 10 | 23 | 0 | 0 | 0
[5 empty] | 5329 | 2017-08-11 | TRUE | 8 | 11 | 0 | 0 | 0 | 0
[5 empty] | 5330 | 2017-08-11 | TRUE | 8 | 11 | 1 | 0 | 0 | 0
[5 empty] | 5331 | 2017-08-11 | TRUE | 8 | 11 | 2 | 0 | 0 | 0
[5 empty] | 5332 | 2017-08-11 | TRUE | 8 | 11 | 3 | 0 | 0 | 0
[5 empty] | 5333 | 2017-08-11 | TRUE | 8 | 11 | 4 | 0 | 0 | 0
[5 empty] | 5334 | 2017-08-11 | TRUE | 8 | 11 | 5 | 0.013813 | 0.020228 | 0.015526
[5 empty] | 5335 | 2017-08-11 | TRUE | 8 | 11 | 6 | 0.10047 | 0.1169 | 0.10355
[5 empty] | 5336 | 2017-08-11 | TRUE | 8 | 11 | 7 | 0.22381 | 0.24297 | 0.23385
[5 empty] | 5337 | 2017-08-11 | TRUE | 8 | 11 | 8 | 0.32677 | 0.3706 | 0.41145
[5 empty] | 5338 | 2017-08-11 | TRUE | 8 | 11 | 9 | 0.40484 | 0.46839 | 0.52003
[5 empty] | 5339 | 2017-08-11 | TRUE | 8 | 11 | 10 | 0.46793 | 0.51541 | 0.55978
[5 empty] | 5340 | 2017-08-11 | TRUE | 8 | 11 | 11 | 0.46488 | 0.54635 | 0.62748
[5 empty] | 5341 | 2017-08-11 | TRUE | 8 | 11 | 12 | 0.49217 | 0.54808 | 0.61425
[5 empty] | 5342 | 2017-08-11 | TRUE | 8 | 11 | 13 | 0.44838 | 0.49488 | 0.57317
[5 empty] | 5343 | 2017-08-11 | TRUE | 8 | 11 | 14 | 0.37765 | 0.44682 | 0.48119
[5 empty] | 5344 | 2017-08-11 | TRUE | 8 | 11 | 15 | 0.32688 | 0.34683 | 0.38649
[5 empty] | 5345 | 2017-08-11 | TRUE | 8 | 11 | 16 | 0.2365 | 0.25204 | 0.25234
[5 empty] | 5346 | 2017-08-11 | TRUE | 8 | 11 | 17 | 0.12125 | 0.11971 | 0.11874
[5 empty] | 5347 | 2017-08-11 | TRUE | 8 | 11 | 18 | 0.030996 | 0.020416 | 0.019723
[5 empty] | 5348 | 2017-08-11 | TRUE | 8 | 11 | 19 | 0 | 0 | 0
[5 empty] | 5349 | 2017-08-11 | TRUE | 8 | 11 | 20 | 0 | 0 | 0
[5 empty] | 5350 | 2017-08-11 | TRUE | 8 | 11 | 21 | 0 | 0 | 0
[5 empty] | 5351 | 2017-08-11 | TRUE | 8 | 11 | 22 | 0 | 0 | 0
[5 empty] | 5352 | 2017-08-11 | TRUE | 8 | 11 | 23 | 0 | 0 | 0
[5 empty] | 5353 | 2017-08-12 | FALSE | 8 | 12 | 0 | 0 | 0 | 0
[5 empty] | 5354 | 2017-08-12 | FALSE | 8 | 12 | 1 | 0 | 0 | 0
[5 empty] | 5355 | 2017-08-12 | FALSE | 8 | 12 | 2 | 0 | 0 | 0
[5 empty] | 5356 | 2017-08-12 | FALSE | 8 | 12 | 3 | 0 | 0 | 0
[5 empty] | 5357 | 2017-08-12 | FALSE | 8 | 12 | 4 | 0 | 0 | 0
[5 empty] | 5358 | 2017-08-12 | FALSE | 8 | 12 | 5 | 0.012626 | 0.01984 | 0.018961
[5 empty] | 5359 | 2017-08-12 | FALSE | 8 | 12 | 6 | 0.10013 | 0.12748 | 0.12684
[5 empty] | 5360 | 2017-08-12 | FALSE | 8 | 12 | 7 | 0.20437 | 0.23556 | 0.28275
[5 empty] | 5361 | 2017-08-12 | FALSE | 8 | 12 | 8 | 0.29914 | 0.35336 | 0.38329
[5 empty] | 5362 | 2017-08-12 | FALSE | 8 | 12 | 9 | 0.41584 | 0.47162 | 0.42625
[5 empty] | 5363 | 2017-08-12 | FALSE | 8 | 12 | 10 | 0.41125 | 0.53343 | 0.48404
[5 empty] | 5364 | 2017-08-12 | FALSE | 8 | 12 | 11 | 0.47007 | 0.54783 | 0.54615
[5 empty] | 5365 | 2017-08-12 | FALSE | 8 | 12 | 12 | 0.46354 | 0.54093 | 0.53055
[5 empty] | 5366 | 2017-08-12 | FALSE | 8 | 12 | 13 | 0.44303 | 0.43806 | 0.4524
[5 empty] | 5367 | 2017-08-12 | FALSE | 8 | 12 | 14 | 0.36495 | 0.39012 | 0.38805
[5 empty] | 5368 | 2017-08-12 | FALSE | 8 | 12 | 15 | 0.27905 | 0.35314 | 0.33903
[5 empty] | 5369 | 2017-08-12 | FALSE | 8 | 12 | 16 | 0.18783 | 0.22092 | 0.22058
[5 empty] | 5370 | 2017-08-12 | FALSE | 8 | 12 | 17 | 0.1021 | 0.099753 | 0.098605
[5 empty] | 5371 | 2017-08-12 | FALSE | 8 | 12 | 18 | 0.022395 | 0.016419 | 0.015201
[5 empty] | 5372 | 2017-08-12 | FALSE | 8 | 12 | 19 | 0 | 0 | 0
[5 empty] | 5373 | 2017-08-12 | FALSE | 8 | 12 | 20 | 0 | 0 | 0
[5 empty] | 5374 | 2017-08-12 | FALSE | 8 | 12 | 21 | 0 | 0 | 0
[5 empty] | 5375 | 2017-08-12 | FALSE | 8 | 12 | 22 | 0 | 0 | 0
[5 empty] | 5376 | 2017-08-12 | FALSE | 8 | 12 | 23 | 0 | 0 | 0
[5 empty] | 5377 | 2017-08-13 | FALSE | 8 | 13 | 0 | 0 | 0 | 0
[5 empty] | 5378 | 2017-08-13 | FALSE | 8 | 13 | 1 | 0 | 0 | 0
[5 empty] | 5379 | 2017-08-13 | FALSE | 8 | 13 | 2 | 0 | 0 | 0
[5 empty] | 5380 | 2017-08-13 | FALSE | 8 | 13 | 3 | 0 | 0 | 0
[5 empty] | 5381 | 2017-08-13 | FALSE | 8 | 13 | 4 | 0 | 0 | 0
[5 empty] | 5382 | 2017-08-13 | FALSE | 8 | 13 | 5 | 0.012709 | 0.01932 | 0.017518
[5 empty] | 5383 | 2017-08-13 | FALSE | 8 | 13 | 6 | 0.10269 | 0.12966 | 0.12619
[5 empty] | 5384 | 2017-08-13 | FALSE | 8 | 13 | 7 | 0.21782 | 0.2785 | 0.28494
[5 empty] | 5385 | 2017-08-13 | FALSE | 8 | 13 | 8 | 0.35008 | 0.42187 | 0.43487
[5 empty] | 5386 | 2017-08-13 | FALSE | 8 | 13 | 9 | 0.42455 | 0.45686 | 0.55054
[5 empty] | 5387 | 2017-08-13 | FALSE | 8 | 13 | 10 | 0.51293 | 0.55773 | 0.62328
[5 empty] | 5388 | 2017-08-13 | FALSE | 8 | 13 | 11 | 0.52932 | 0.56324 | 0.65804
[5 empty] | 5389 | 2017-08-13 | FALSE | 8 | 13 | 12 | 0.54118 | 0.50326 | 0.52642
[5 empty] | 5390 | 2017-08-13 | FALSE | 8 | 13 | 13 | 0.52542 | 0.46611 | 0.4956
[5 empty] | 5391 | 2017-08-13 | FALSE | 8 | 13 | 14 | 0.46097 | 0.46077 | 0.53962
[5 empty] | 5392 | 2017-08-13 | FALSE | 8 | 13 | 15 | 0.37765 | 0.29058 | 0.35983
[5 empty] | 5393 | 2017-08-13 | FALSE | 8 | 13 | 16 | 0.26523 | 0.24353 | 0.2791
[5 empty] | 5394 | 2017-08-13 | FALSE | 8 | 13 | 17 | 0.13551 | 0.11139 | 0.12604
[5 empty] | 5395 | 2017-08-13 | FALSE | 8 | 13 | 18 | 0.033151 | 0.018153 | 0.019295
[5 empty] | 5396 | 2017-08-13 | FALSE | 8 | 13 | 19 | 0 | 0 | 0
[5 empty] | 5397 | 2017-08-13 | FALSE | 8 | 13 | 20 | 0 | 0 | 0
[5 empty] | 5398 | 2017-08-13 | FALSE | 8 | 13 | 21 | 0 | 0 | 0
[5 empty] | 5399 | 2017-08-13 | FALSE | 8 | 13 | 22 | 0 | 0 | 0
[5 empty] | 5400 | 2017-08-13 | FALSE | 8 | 13 | 23 | 0 | 0 | 0
[5 empty] | 5401 | 2017-08-14 | TRUE | 8 | 14 | 0 | 0 | 0 | 0
[5 empty] | 5402 | 2017-08-14 | TRUE | 8 | 14 | 1 | 0 | 0 | 0
[5 empty] | 5403 | 2017-08-14 | TRUE | 8 | 14 | 2 | 0 | 0 | 0
[5 empty] | 5404 | 2017-08-14 | TRUE | 8 | 14 | 3 | 0 | 0 | 0
[5 empty] | 5405 | 2017-08-14 | TRUE | 8 | 14 | 4 | 0 | 0 | 0
[5 empty] | 5406 | 2017-08-14 | TRUE | 8 | 14 | 5 | 0.011769 | 0.017704 | 0.016167
[5 empty] | 5407 | 2017-08-14 | TRUE | 8 | 14 | 6 | 0.096335 | 0.11127 | 0.11717
[5 empty] | 5408 | 2017-08-14 | TRUE | 8 | 14 | 7 | 0.20342 | 0.2354 | 0.22806
[5 empty] | 5409 | 2017-08-14 | TRUE | 8 | 14 | 8 | 0.30023 | 0.3675 | 0.391
[5 empty] | 5410 | 2017-08-14 | TRUE | 8 | 14 | 9 | 0.3982 | 0.48999 | 0.50641
[5 empty] | 5411 | 2017-08-14 | TRUE | 8 | 14 | 10 | 0.46794 | 0.52207 | 0.52272
[5 empty] | 5412 | 2017-08-14 | TRUE | 8 | 14 | 11 | 0.45455 | 0.57345 | 0.5814
[5 empty] | 5413 | 2017-08-14 | TRUE | 8 | 14 | 12 | 0.47276 | 0.56998 | 0.5893
[5 empty] | 5414 | 2017-08-14 | TRUE | 8 | 14 | 13 | 0.47065 | 0.49238 | 0.49594
[5 empty] | 5415 | 2017-08-14 | TRUE | 8 | 14 | 14 | 0.40918 | 0.3919 | 0.35017
[5 empty] | 5416 | 2017-08-14 | TRUE | 8 | 14 | 15 | 0.30308 | 0.30953 | 0.25298
[5 empty] | 5417 | 2017-08-14 | TRUE | 8 | 14 | 16 | 0.19815 | 0.20393 | 0.17349
[5 empty] | 5418 | 2017-08-14 | TRUE | 8 | 14 | 17 | 0.088268 | 0.097561 | 0.089456
[5 empty] | 5419 | 2017-08-14 | TRUE | 8 | 14 | 18 | 0.022931 | 0.011506 | 0.011282
[5 empty] | 5420 | 2017-08-14 | TRUE | 8 | 14 | 19 | 0 | 0 | 0
[5 empty] | 5421 | 2017-08-14 | TRUE | 8 | 14 | 20 | 0 | 0 | 0
[5 empty] | 5422 | 2017-08-14 | TRUE | 8 | 14 | 21 | 0 | 0 | 0
[5 empty] | 5423 | 2017-08-14 | TRUE | 8 | 14 | 22 | 0 | 0 | 0
[5 empty] | 5424 | 2017-08-14 | TRUE | 8 | 14 | 23 | 0 | 0 | 0
[5 empty] | 5425 | 2017-08-15 | TRUE | 8 | 15 | 0 | 0 | 0 | 0
[5 empty] | 5426 | 2017-08-15 | TRUE | 8 | 15 | 1 | 0 | 0 | 0
[5 empty] | 5427 | 2017-08-15 | TRUE | 8 | 15 | 2 | 0 | 0 | 0
[5 empty] | 5428 | 2017-08-15 | TRUE | 8 | 15 | 3 | 0 | 0 | 0
[5 empty] | 5429 | 2017-08-15 | TRUE | 8 | 15 | 4 | 0 | 0 | 0
[5 empty] | 5430 | 2017-08-15 | TRUE | 8 | 15 | 5 | 0.0051945 | 0.007311 | 0.0073636
[5 empty] | 5431 | 2017-08-15 | TRUE | 8 | 15 | 6 | 0.070392 | 0.057121 | 0.045661
[5 empty] | 5432 | 2017-08-15 | TRUE | 8 | 15 | 7 | 0.15335 | 0.12251 | 0.13174
[5 empty] | 5433 | 2017-08-15 | TRUE | 8 | 15 | 8 | 0.24018 | 0.22921 | 0.2095
[5 empty] | 5434 | 2017-08-15 | TRUE | 8 | 15 | 9 | 0.26682 | 0.29656 | 0.26439
[5 empty] | 5435 | 2017-08-15 | TRUE | 8 | 15 | 10 | 0.35726 | 0.3443 | 0.29636
[5 empty] | 5436 | 2017-08-15 | TRUE | 8 | 15 | 11 | 0.37991 | 0.28008 | 0.26446
[5 empty] | 5437 | 2017-08-15 | TRUE | 8 | 15 | 12 | 0.43538 | 0.30467 | 0.27526
[5 empty] | 5438 | 2017-08-15 | TRUE | 8 | 15 | 13 | 0.35243 | 0.30774 | 0.28855
[5 empty] | 5439 | 2017-08-15 | TRUE | 8 | 15 | 14 | 0.3187 | 0.31215 | 0.36791
[5 empty] | 5440 | 2017-08-15 | TRUE | 8 | 15 | 15 | 0.31506 | 0.23229 | 0.2494
[5 empty] | 5441 | 2017-08-15 | TRUE | 8 | 15 | 16 | 0.23062 | 0.18275 | 0.14537
[5 empty] | 5442 | 2017-08-15 | TRUE | 8 | 15 | 17 | 0.11093 | 0.085118 | 0.075749
[5 empty] | 5443 | 2017-08-15 | TRUE | 8 | 15 | 18 | 0.028901 | 0.012652 | 0.0081006
[5 empty] | 5444 | 2017-08-15 | TRUE | 8 | 15 | 19 | 0 | 0 | 0
[5 empty] | 5445 | 2017-08-15 | TRUE | 8 | 15 | 20 | 0 | 0 | 0
[5 empty] | 5446 | 2017-08-15 | TRUE | 8 | 15 | 21 | 0 | 0 | 0
[5 empty] | 5447 | 2017-08-15 | TRUE | 8 | 15 | 22 | 0 | 0 | 0
[5 empty] | 5448 | 2017-08-15 | TRUE | 8 | 15 | 23 | 0 | 0 | 0
[5 empty] | 5449 | 2017-08-16 | TRUE | 8 | 16 | 0 | 0 | 0 | 0
[5 empty] | 5450 | 2017-08-16 | TRUE | 8 | 16 | 1 | 0 | 0 | 0
[5 empty] | 5451 | 2017-08-16 | TRUE | 8 | 16 | 2 | 0 | 0 | 0
[5 empty] | 5452 | 2017-08-16 | TRUE | 8 | 16 | 3 | 0 | 0 | 0
[5 empty] | 5453 | 2017-08-16 | TRUE | 8 | 16 | 4 | 0 | 0 | 0
[5 empty] | 5454 | 2017-08-16 | TRUE | 8 | 16 | 5 | 0.009612 | 0.016891 | 0.014208
[5 empty] | 5455 | 2017-08-16 | TRUE | 8 | 16 | 6 | 0.08661 | 0.12027 | 0.11803
[5 empty] | 5456 | 2017-08-16 | TRUE | 8 | 16 | 7 | 0.19243 | 0.2705 | 0.25851
[5 empty] | 5457 | 2017-08-16 | TRUE | 8 | 16 | 8 | 0.31638 | 0.3926 | 0.40172
[5 empty] | 5458 | 2017-08-16 | TRUE | 8 | 16 | 9 | 0.42604 | 0.51306 | 0.55425
[5 empty] | 5459 | 2017-08-16 | TRUE | 8 | 16 | 10 | 0.47987 | 0.55249 | 0.62943
[5 empty] | 5460 | 2017-08-16 | TRUE | 8 | 16 | 11 | 0.50574 | 0.59575 | 0.6616
[5 empty] | 5461 | 2017-08-16 | TRUE | 8 | 16 | 12 | 0.51778 | 0.58419 | 0.62585
[5 empty] | 5462 | 2017-08-16 | TRUE | 8 | 16 | 13 | 0.56084 | 0.57471 | 0.56769
[5 empty] | 5463 | 2017-08-16 | TRUE | 8 | 16 | 14 | 0.43488 | 0.47581 | 0.53869
[5 empty] | 5464 | 2017-08-16 | TRUE | 8 | 16 | 15 | 0.38971 | 0.38335 | 0.35045
[5 empty] | 5465 | 2017-08-16 | TRUE | 8 | 16 | 16 | 0.25606 | 0.229 | 0.18898
[5 empty] | 5466 | 2017-08-16 | TRUE | 8 | 16 | 17 | 0.13686 | 0.10659 | 0.089772
[5 empty] | 5467 | 2017-08-16 | TRUE | 8 | 16 | 18 | 0.029932 | 0.01626 | 0.014159
[5 empty] | 5468 | 2017-08-16 | TRUE | 8 | 16 | 19 | 0 | 0 | 0
[5 empty] | 5469 | 2017-08-16 | TRUE | 8 | 16 | 20 | 0 | 0 | 0
[5 empty] | 5470 | 2017-08-16 | TRUE | 8 | 16 | 21 | 0 | 0 | 0
[5 empty] | 5471 | 2017-08-16 | TRUE | 8 | 16 | 22 | 0 | 0 | 0
[5 empty] | 5472 | 2017-08-16 | TRUE | 8 | 16 | 23 | 0 | 0 | 0
[5 empty] | 5473 | 2017-08-17 | TRUE | 8 | 17 | 0 | 0 | 0 | 0
[5 empty] | 5474 | 2017-08-17 | TRUE | 8 | 17 | 1 | 0 | 0 | 0
[5 empty] | 5475 | 2017-08-17 | TRUE | 8 | 17 | 2 | 0 | 0 | 0
[5 empty] | 5476 | 2017-08-17 | TRUE | 8 | 17 | 3 | 0 | 0 | 0
[5 empty] | 5477 | 2017-08-17 | TRUE | 8 | 17 | 4 | 0 | 0 | 0
[5 empty] | 5478 | 2017-08-17 | TRUE | 8 | 17 | 5 | 0.010108 | 0.015804 | 0.011439
[5 empty] | 5479 | 2017-08-17 | TRUE | 8 | 17 | 6 | 0.097694 | 0.11722 | 0.10367
[5 empty] | 5480 | 2017-08-17 | TRUE | 8 | 17 | 7 | 0.23389 | 0.24425 | 0.20756
[5 empty] | 5481 | 2017-08-17 | TRUE | 8 | 17 | 8 | 0.38621 | 0.41677 | 0.41911
[5 empty] | 5482 | 2017-08-17 | TRUE | 8 | 17 | 9 | 0.45136 | 0.43513 | 0.42295
[5 empty] | 5483 | 2017-08-17 | TRUE | 8 | 17 | 10 | 0.50234 | 0.51692 | 0.49938
[5 empty] | 5484 | 2017-08-17 | TRUE | 8 | 17 | 11 | 0.5163 | 0.54974 | 0.5246
[5 empty] | 5485 | 2017-08-17 | TRUE | 8 | 17 | 12 | 0.50501 | 0.54535 | 0.58958
[5 empty] | 5486 | 2017-08-17 | TRUE | 8 | 17 | 13 | 0.51954 | 0.55456 | 0.54472
[5 empty] | 5487 | 2017-08-17 | TRUE | 8 | 17 | 14 | 0.43441 | 0.46639 | 0.48234
[5 empty] | 5488 | 2017-08-17 | TRUE | 8 | 17 | 15 | 0.3638 | 0.36892 | 0.41944
[5 empty] | 5489 | 2017-08-17 | TRUE | 8 | 17 | 16 | 0.25098 | 0.24589 | 0.27027
[5 empty] | 5490 | 2017-08-17 | TRUE | 8 | 17 | 17 | 0.11809 | 0.1163 | 0.11746
[5 empty] | 5491 | 2017-08-17 | TRUE | 8 | 17 | 18 | 0.022441 | 0.014444 | 0.013051
[5 empty] | 5492 | 2017-08-17 | TRUE | 8 | 17 | 19 | 0 | 0 | 0
[5 empty] | 5493 | 2017-08-17 | TRUE | 8 | 17 | 20 | 0 | 0 | 0
[5 empty] | 5494 | 2017-08-17 | TRUE | 8 | 17 | 21 | 0 | 0 | 0
[5 empty] | 5495 | 2017-08-17 | TRUE | 8 | 17 | 22 | 0 | 0 | 0
[5 empty] | 5496 | 2017-08-17 | TRUE | 8 | 17 | 23 | 0 | 0 | 0
[5 empty] | 5497 | 2017-08-18 | TRUE | 8 | 18 | 0 | 0 | 0 | 0
[5 empty] | 5498 | 2017-08-18 | TRUE | 8 | 18 | 1 | 0 | 0 | 0
[5 empty] | 5499 | 2017-08-18 | TRUE | 8 | 18 | 2 | 0 | 0 | 0
[5 empty] | 5500 | 2017-08-18 | TRUE | 8 | 18 | 3 | 0 | 0 | 0
[5 empty] | 5501 | 2017-08-18 | TRUE | 8 | 18 | 4 | 0 | 0 | 0
[5 empty] | 5502 | 2017-08-18 | TRUE | 8 | 18 | 5 | 0.0074942 | 0.011786 | 0.010092
[5 empty] | 5503 | 2017-08-18 | TRUE | 8 | 18 | 6 | 0.087992 | 0.092002 | 0.081363
[5 empty] | 5504 | 2017-08-18 | TRUE | 8 | 18 | 7 | 0.2264 | 0.24676 | 0.25423
[5 empty] | 5505 | 2017-08-18 | TRUE | 8 | 18 | 8 | 0.31091 | 0.31942 | 0.32906
[5 empty] | 5506 | 2017-08-18 | TRUE | 8 | 18 | 9 | 0.40002 | 0.39267 | 0.37751
[5 empty] | 5507 | 2017-08-18 | TRUE | 8 | 18 | 10 | 0.49239 | 0.42986 | 0.42153
[5 empty] | 5508 | 2017-08-18 | TRUE | 8 | 18 | 11 | 0.49527 | 0.40953 | 0.36181
[5 empty] | 5509 | 2017-08-18 | TRUE | 8 | 18 | 12 | 0.4716 | 0.48546 | 0.52483
[5 empty] | 5510 | 2017-08-18 | TRUE | 8 | 18 | 13 | 0.45205 | 0.44001 | 0.43012
[5 empty] | 5511 | 2017-08-18 | TRUE | 8 | 18 | 14 | 0.41501 | 0.38367 | 0.46185
[5 empty] | 5512 | 2017-08-18 | TRUE | 8 | 18 | 15 | 0.34176 | 0.26446 | 0.27441
[5 empty] | 5513 | 2017-08-18 | TRUE | 8 | 18 | 16 | 0.21148 | 0.18342 | 0.15976
[5 empty] | 5514 | 2017-08-18 | TRUE | 8 | 18 | 17 | 0.1119 | 0.087675 | 0.07148
[5 empty] | 5515 | 2017-08-18 | TRUE | 8 | 18 | 18 | 0.022849 | 0.009315 | 0.0065368
[5 empty] | 5516 | 2017-08-18 | TRUE | 8 | 18 | 19 | 0 | 0 | 0
[5 empty] | 5517 | 2017-08-18 | TRUE | 8 | 18 | 20 | 0 | 0 | 0
[5 empty] | 5518 | 2017-08-18 | TRUE | 8 | 18 | 21 | 0 | 0 | 0
[5 empty] | 5519 | 2017-08-18 | TRUE | 8 | 18 | 22 | 0 | 0 | 0
[5 empty] | 5520 | 2017-08-18 | TRUE | 8 | 18 | 23 | 0 | 0 | 0
[5 empty] | 5521 | 2017-08-19 | FALSE | 8 | 19 | 0 | 0 | 0 | 0
[5 empty] | 5522 | 2017-08-19 | FALSE | 8 | 19 | 1 | 0 | 0 | 0
[5 empty] | 5523 | 2017-08-19 | FALSE | 8 | 19 | 2 | 0 | 0 | 0
[5 empty] | 5524 | 2017-08-19 | FALSE | 8 | 19 | 3 | 0 | 0 | 0
[5 empty] | 5525 | 2017-08-19 | FALSE | 8 | 19 | 4 | 0 | 0 | 0
[5 empty] | 5526 | 2017-08-19 | FALSE | 8 | 19 | 5 | 0.0067189 | 0.014294 | 0.011429
[5 empty] | 5527 | 2017-08-19 | FALSE | 8 | 19 | 6 | 0.083836 | 0.11981 | 0.11576
[5 empty] | 5528 | 2017-08-19 | FALSE | 8 | 19 | 7 | 0.18921 | 0.23749 | 0.27143
[5 empty] | 5529 | 2017-08-19 | FALSE | 8 | 19 | 8 | 0.31191 | 0.40646 | 0.4173
[5 empty] | 5530 | 2017-08-19 | FALSE | 8 | 19 | 9 | 0.40299 | 0.49396 | 0.4951
[5 empty] | 5531 | 2017-08-19 | FALSE | 8 | 19 | 10 | 0.4852 | 0.5012 | 0.46472
[5 empty] | 5532 | 2017-08-19 | FALSE | 8 | 19 | 11 | 0.51423 | 0.61798 | 0.64422
[5 empty] | 5533 | 2017-08-19 | FALSE | 8 | 19 | 12 | 0.54349 | 0.59777 | 0.60811
[5 empty] | 5534 | 2017-08-19 | FALSE | 8 | 19 | 13 | 0.47667 | 0.46713 | 0.47134
[5 empty] | 5535 | 2017-08-19 | FALSE | 8 | 19 | 14 | 0.43464 | 0.49331 | 0.49793
[5 empty] | 5536 | 2017-08-19 | FALSE | 8 | 19 | 15 | 0.32819 | 0.31664 | 0.41059
[5 empty] | 5537 | 2017-08-19 | FALSE | 8 | 19 | 16 | 0.21939 | 0.2155 | 0.26353
[5 empty] | 5538 | 2017-08-19 | FALSE | 8 | 19 | 17 | 0.11036 | 0.10698 | 0.11046
[5 empty] | 5539 | 2017-08-19 | FALSE | 8 | 19 | 18 | 0.022588 | 0.011096 | 0.010096
[5 empty] | 5540 | 2017-08-19 | FALSE | 8 | 19 | 19 | 0 | 0 | 0
[5 empty] | 5541 | 2017-08-19 | FALSE | 8 | 19 | 20 | 0 | 0 | 0
[5 empty] | 5542 | 2017-08-19 | FALSE | 8 | 19 | 21 | 0 | 0 | 0
[5 empty] | 5543 | 2017-08-19 | FALSE | 8 | 19 | 22 | 0 | 0 | 0
[5 empty] | 5544 | 2017-08-19 | FALSE | 8 | 19 | 23 | 0 | 0 | 0
[5 empty] | 5545 | 2017-08-20 | FALSE | 8 | 20 | 0 | 0 | 0 | 0
[5 empty] | 5546 | 2017-08-20 | FALSE | 8 | 20 | 1 | 0 | 0 | 0
[5 empty] | 5547 | 2017-08-20 | FALSE | 8 | 20 | 2 | 0 | 0 | 0
[5 empty] | 5548 | 2017-08-20 | FALSE | 8 | 20 | 3 | 0 | 0 | 0
[5 empty] | 5549 | 2017-08-20 | FALSE | 8 | 20 | 4 | 0 | 0 | 0
[5 empty] | 5550 | 2017-08-20 | FALSE | 8 | 20 | 5 | 0.0071336 | 0.012428 | 0.011209
[5 empty] | 5551 | 2017-08-20 | FALSE | 8 | 20 | 6 | 0.08828 | 0.11322 | 0.1157
[5 empty] | 5552 | 2017-08-20 | FALSE | 8 | 20 | 7 | 0.20741 | 0.22157 | 0.25265
[5 empty] | 5553 | 2017-08-20 | FALSE | 8 | 20 | 8 | 0.31749 | 0.35418 | 0.38057
[5 empty] | 5554 | 2017-08-20 | FALSE | 8 | 20 | 9 | 0.41272 | 0.51687 | 0.54266
[5 empty] | 5555 | 2017-08-20 | FALSE | 8 | 20 | 10 | 0.46978 | 0.5478 | 0.61522
[5 empty] | 5556 | 2017-08-20 | FALSE | 8 | 20 | 11 | 0.4617 | 0.56272 | 0.65109
[5 empty] | 5557 | 2017-08-20 | FALSE | 8 | 20 | 12 | 0.46849 | 0.52386 | 0.64752
[5 empty] | 5558 | 2017-08-20 | FALSE | 8 | 20 | 13 | 0.44695 | 0.4064 | 0.40548
[5 empty] | 5559 | 2017-08-20 | FALSE | 8 | 20 | 14 | 0.42355 | 0.37054 | 0.32315
[5 empty] | 5560 | 2017-08-20 | FALSE | 8 | 20 | 15 | 0.35084 | 0.26941 | 0.23821
[5 empty] | 5561 | 2017-08-20 | FALSE | 8 | 20 | 16 | 0.21949 | 0.18693 | 0.20114
[5 empty] | 5562 | 2017-08-20 | FALSE | 8 | 20 | 17 | 0.11276 | 0.085935 | 0.096919
[5 empty] | 5563 | 2017-08-20 | FALSE | 8 | 20 | 18 | 0.020633 | 0.0076386 | 0.006893
[5 empty] | 5564 | 2017-08-20 | FALSE | 8 | 20 | 19 | 0 | 0 | 0
[5 empty] | 5565 | 2017-08-20 | FALSE | 8 | 20 | 20 | 0 | 0 | 0
[5 empty] | 5566 | 2017-08-20 | FALSE | 8 | 20 | 21 | 0 | 0 | 0
[5 empty] | 5567 | 2017-08-20 | FALSE | 8 | 20 | 22 | 0 | 0 | 0
[5 empty] | 5568 | 2017-08-20 | FALSE | 8 | 20 | 23 | 0 | 0 | 0
[5 empty] | 5569 | 2017-08-21 | TRUE | 8 | 21 | 0 | 0 | 0 | 0
[5 empty] | 5570 | 2017-08-21 | TRUE | 8 | 21 | 1 | 0 | 0 | 0
[5 empty] | 5571 | 2017-08-21 | TRUE | 8 | 21 | 2 | 0 | 0 | 0
[5 empty] | 5572 | 2017-08-21 | TRUE | 8 | 21 | 3 | 0 | 0 | 0
[5 empty] | 5573 | 2017-08-21 | TRUE | 8 | 21 | 4 | 0 | 0 | 0
[5 empty] | 5574 | 2017-08-21 | TRUE | 8 | 21 | 5 | 0.0065635 | 0.012138 | 0.011038
[5 empty] | 5575 | 2017-08-21 | TRUE | 8 | 21 | 6 | 0.095186 | 0.11464 | 0.11665
[5 empty] | 5576 | 2017-08-21 | TRUE | 8 | 21 | 7 | 0.2301 | 0.2663 | 0.27548
[5 empty] | 5577 | 2017-08-21 | TRUE | 8 | 21 | 8 | 0.36048 | 0.39633 | 0.39977
[5 empty] | 5578 | 2017-08-21 | TRUE | 8 | 21 | 9 | 0.47827 | 0.53699 | 0.54758
[5 empty] | 5579 | 2017-08-21 | TRUE | 8 | 21 | 10 | 0.54488 | 0.60926 | 0.62422
[5 empty] | 5580 | 2017-08-21 | TRUE | 8 | 21 | 11 | 0.59742 | 0.61905 | 0.66236
[5 empty] | 5581 | 2017-08-21 | TRUE | 8 | 21 | 12 | 0.56755 | 0.52637 | 0.49035
[5 empty] | 5582 | 2017-08-21 | TRUE | 8 | 21 | 13 | 0.53535 | 0.47087 | 0.4778
[5 empty] | 5583 | 2017-08-21 | TRUE | 8 | 21 | 14 | 0.48621 | 0.44096 | 0.36817
[5 empty] | 5584 | 2017-08-21 | TRUE | 8 | 21 | 15 | 0.37598 | 0.38835 | 0.37494
[5 empty] | 5585 | 2017-08-21 | TRUE | 8 | 21 | 16 | 0.26161 | 0.26431 | 0.26831
[5 empty] | 5586 | 2017-08-21 | TRUE | 8 | 21 | 17 | 0.13022 | 0.1091 | 0.10841
[5 empty] | 5587 | 2017-08-21 | TRUE | 8 | 21 | 18 | 0.022006 | 0.0097081 | 0.0083471
[5 empty] | 5588 | 2017-08-21 | TRUE | 8 | 21 | 19 | 0 | 0 | 0
[5 empty] | 5589 | 2017-08-21 | TRUE | 8 | 21 | 20 | 0 | 0 | 0
[5 empty] | 5590 | 2017-08-21 | TRUE | 8 | 21 | 21 | 0 | 0 | 0
[5 empty] | 5591 | 2017-08-21 | TRUE | 8 | 21 | 22 | 0 | 0 | 0
[5 empty] | 5592 | 2017-08-21 | TRUE | 8 | 21 | 23 | 0 | 0 | 0
[5 empty] | 5593 | 2017-08-22 | TRUE | 8 | 22 | 0 | 0 | 0 | 0
[5 empty] | 5594 | 2017-08-22 | TRUE | 8 | 22 | 1 | 0 | 0 | 0
[5 empty] | 5595 | 2017-08-22 | TRUE | 8 | 22 | 2 | 0 | 0 | 0
[5 empty] | 5596 | 2017-08-22 | TRUE | 8 | 22 | 3 | 0 | 0 | 0
[5 empty] | 5597 | 2017-08-22 | TRUE | 8 | 22 | 4 | 0 | 0 | 0
[5 empty] | 5598 | 2017-08-22 | TRUE | 8 | 22 | 5 | 0.0057377 | 0.0093358 | 0.0061318
[5 empty] | 5599 | 2017-08-22 | TRUE | 8 | 22 | 6 | 0.09433 | 0.090742 | 0.07375
[5 empty] | 5600 | 2017-08-22 | TRUE | 8 | 22 | 7 | 0.2364 | 0.24446 | 0.21879
[5 empty] | 5601 | 2017-08-22 | TRUE | 8 | 22 | 8 | 0.36417 | 0.39089 | 0.37705
[5 empty] | 5602 | 2017-08-22 | TRUE | 8 | 22 | 9 | 0.44062 | 0.49028 | 0.47441
[5 empty] | 5603 | 2017-08-22 | TRUE | 8 | 22 | 10 | 0.50172 | 0.58961 | 0.60954
[5 empty] | 5604 | 2017-08-22 | TRUE | 8 | 22 | 11 | 0.5211 | 0.62504 | 0.64863
[5 empty] | 5605 | 2017-08-22 | TRUE | 8 | 22 | 12 | 0.4601 | 0.62488 | 0.65189
[5 empty] | 5606 | 2017-08-22 | TRUE | 8 | 22 | 13 | 0.45445 | 0.57073 | 0.61477
[5 empty] | 5607 | 2017-08-22 | TRUE | 8 | 22 | 14 | 0.3839 | 0.48237 | 0.53484
[5 empty] | 5608 | 2017-08-22 | TRUE | 8 | 22 | 15 | 0.26257 | 0.38377 | 0.41482
[5 empty] | 5609 | 2017-08-22 | TRUE | 8 | 22 | 16 | 0.2002 | 0.18476 | 0.17972
[5 empty] | 5610 | 2017-08-22 | TRUE | 8 | 22 | 17 | 0.099082 | 0.085966 | 0.071605
[5 empty] | 5611 | 2017-08-22 | TRUE | 8 | 22 | 18 | 0.013809 | 0.0065748 | 0.0052504
[5 empty] | 5612 | 2017-08-22 | TRUE | 8 | 22 | 19 | 0 | 0 | 0
[5 empty] | 5613 | 2017-08-22 | TRUE | 8 | 22 | 20 | 0 | 0 | 0
[5 empty] | 5614 | 2017-08-22 | TRUE | 8 | 22 | 21 | 0 | 0 | 0
[5 empty] | 5615 | 2017-08-22 | TRUE | 8 | 22 | 22 | 0 | 0 | 0
[5 empty] | 5616 | 2017-08-22 | TRUE | 8 | 22 | 23 | 0 | 0 | 0
[5 empty] | 5617 | 2017-08-23 | TRUE | 8 | 23 | 0 | 0 | 0 | 0
[5 empty] | 5618 | 2017-08-23 | TRUE | 8 | 23 | 1 | 0 | 0 | 0
[5 empty] | 5619 | 2017-08-23 | TRUE | 8 | 23 | 2 | 0 | 0 | 0
[5 empty] | 5620 | 2017-08-23 | TRUE | 8 | 23 | 3 | 0 | 0 | 0
[5 empty] | 5621 | 2017-08-23 | TRUE | 8 | 23 | 4 | 0 | 0 | 0
[5 empty] | 5622 | 2017-08-23 | TRUE | 8 | 23 | 5 | 0.0048228 | 0.0094773 | 0.0060793
[5 empty] | 5623 | 2017-08-23 | TRUE | 8 | 23 | 6 | 0.089386 | 0.078369 | 0.059432
[5 empty] | 5624 | 2017-08-23 | TRUE | 8 | 23 | 7 | 0.24639 | 0.24461 | 0.22925
[5 empty] | 5625 | 2017-08-23 | TRUE | 8 | 23 | 8 | 0.38329 | 0.36703 | 0.32946
[5 empty] | 5626 | 2017-08-23 | TRUE | 8 | 23 | 9 | 0.47795 | 0.48994 | 0.47939
[5 empty] | 5627 | 2017-08-23 | TRUE | 8 | 23 | 10 | 0.51622 | 0.56022 | 0.56049
[5 empty] | 5628 | 2017-08-23 | TRUE | 8 | 23 | 11 | 0.54489 | 0.57747 | 0.56285
[5 empty] | 5629 | 2017-08-23 | TRUE | 8 | 23 | 12 | 0.56226 | 0.53351 | 0.47234
[5 empty] | 5630 | 2017-08-23 | TRUE | 8 | 23 | 13 | 0.51546 | 0.55147 | 0.52792
[5 empty] | 5631 | 2017-08-23 | TRUE | 8 | 23 | 14 | 0.48162 | 0.51164 | 0.53212
[5 empty] | 5632 | 2017-08-23 | TRUE | 8 | 23 | 15 | 0.37225 | 0.38685 | 0.4124
[5 empty] | 5633 | 2017-08-23 | TRUE | 8 | 23 | 16 | 0.25274 | 0.25314 | 0.25416
[5 empty] | 5634 | 2017-08-23 | TRUE | 8 | 23 | 17 | 0.11505 | 0.10134 | 0.099823
[5 empty] | 5635 | 2017-08-23 | TRUE | 8 | 23 | 18 | 0.016341 | 0.0064163 | 0.0056662
[5 empty] | 5636 | 2017-08-23 | TRUE | 8 | 23 | 19 | 0 | 0 | 0
[5 empty] | 5637 | 2017-08-23 | TRUE | 8 | 23 | 20 | 0 | 0 | 0
[5 empty] | 5638 | 2017-08-23 | TRUE | 8 | 23 | 21 | 0 | 0 | 0
[5 empty] | 5639 | 2017-08-23 | TRUE | 8 | 23 | 22 | 0 | 0 | 0
[5 empty] | 5640 | 2017-08-23 | TRUE | 8 | 23 | 23 | 0 | 0 | 0
[5 empty] | 5641 | 2017-08-24 | TRUE | 8 | 24 | 0 | 0 | 0 | 0
[5 empty] | 5642 | 2017-08-24 | TRUE | 8 | 24 | 1 | 0 | 0 | 0
[5 empty] | 5643 | 2017-08-24 | TRUE | 8 | 24 | 2 | 0 | 0 | 0
[5 empty] | 5644 | 2017-08-24 | TRUE | 8 | 24 | 3 | 0 | 0 | 0
[5 empty] | 5645 | 2017-08-24 | TRUE | 8 | 24 | 4 | 0 | 0 | 0
[5 empty] | 5646 | 2017-08-24 | TRUE | 8 | 24 | 5 | 0.0027878 | 0.0083444 | 0.0080807
[5 empty] | 5647 | 2017-08-24 | TRUE | 8 | 24 | 6 | 0.064416 | 0.092245 | 0.11096
[5 empty] | 5648 | 2017-08-24 | TRUE | 8 | 24 | 7 | 0.17901 | 0.21934 | 0.21022
[5 empty] | 5649 | 2017-08-24 | TRUE | 8 | 24 | 8 | 0.25852 | 0.35 | 0.32984
[5 empty] | 5650 | 2017-08-24 | TRUE | 8 | 24 | 9 | 0.32298 | 0.48405 | 0.52493
[5 empty] | 5651 | 2017-08-24 | TRUE | 8 | 24 | 10 | 0.32899 | 0.53448 | 0.53475
[5 empty] | 5652 | 2017-08-24 | TRUE | 8 | 24 | 11 | 0.3606 | 0.51239 | 0.53631
[5 empty] | 5653 | 2017-08-24 | TRUE | 8 | 24 | 12 | 0.3868 | 0.47364 | 0.55311
[5 empty] | 5654 | 2017-08-24 | TRUE | 8 | 24 | 13 | 0.34536 | 0.38957 | 0.4777
[5 empty] | 5655 | 2017-08-24 | TRUE | 8 | 24 | 14 | 0.31793 | 0.33796 | 0.41409
[5 empty] | 5656 | 2017-08-24 | TRUE | 8 | 24 | 15 | 0.27897 | 0.25762 | 0.21914
[5 empty] | 5657 | 2017-08-24 | TRUE | 8 | 24 | 16 | 0.16805 | 0.17188 | 0.18755
[5 empty] | 5658 | 2017-08-24 | TRUE | 8 | 24 | 17 | 0.089102 | 0.066983 | 0.063354
[5 empty] | 5659 | 2017-08-24 | TRUE | 8 | 24 | 18 | 0.012285 | 0.0032419 | 0.0009848
[5 empty] | 5660 | 2017-08-24 | TRUE | 8 | 24 | 19 | 0 | 0 | 0
[5 empty] | 5661 | 2017-08-24 | TRUE | 8 | 24 | 20 | 0 | 0 | 0
[5 empty] | 5662 | 2017-08-24 | TRUE | 8 | 24 | 21 | 0 | 0 | 0
[5 empty] | 5663 | 2017-08-24 | TRUE | 8 | 24 | 22 | 0 | 0 | 0
[5 empty] | 5664 | 2017-08-24 | TRUE | 8 | 24 | 23 | 0 | 0 | 0
[5 empty] | 5665 | 2017-08-25 | TRUE | 8 | 25 | 0 | 0 | 0 | 0
[5 empty] | 5666 | 2017-08-25 | TRUE | 8 | 25 | 1 | 0 | 0 | 0
[5 empty] | 5667 | 2017-08-25 | TRUE | 8 | 25 | 2 | 0 | 0 | 0
[5 empty] | 5668 | 2017-08-25 | TRUE | 8 | 25 | 3 | 0 | 0 | 0
[5 empty] | 5669 | 2017-08-25 | TRUE | 8 | 25 | 4 | 0 | 0 | 0
[5 empty] | 5670 | 2017-08-25 | TRUE | 8 | 25 | 5 | 0.0032564 | 0.004605 | 0.0048842
[5 empty] | 5671 | 2017-08-25 | TRUE | 8 | 25 | 6 | 0.089205 | 0.092148 | 0.10009
[5 empty] | 5672 | 2017-08-25 | TRUE | 8 | 25 | 7 | 0.22156 | 0.22226 | 0.23492
[5 empty] | 5673 | 2017-08-25 | TRUE | 8 | 25 | 8 | 0.35989 | 0.35374 | 0.38601
[5 empty] | 5674 | 2017-08-25 | TRUE | 8 | 25 | 9 | 0.4684 | 0.49778 | 0.52767
[5 empty] | 5675 | 2017-08-25 | TRUE | 8 | 25 | 10 | 0.51733 | 0.55609 | 0.5676
[5 empty] | 5676 | 2017-08-25 | TRUE | 8 | 25 | 11 | 0.55384 | 0.57921 | 0.56741
[5 empty] | 5677 | 2017-08-25 | TRUE | 8 | 25 | 12 | 0.60339 | 0.58464 | 0.5836
[5 empty] | 5678 | 2017-08-25 | TRUE | 8 | 25 | 13 | 0.5514 | 0.51555 | 0.54135
[5 empty] | 5679 | 2017-08-25 | TRUE | 8 | 25 | 14 | 0.48389 | 0.43144 | 0.38394
[5 empty] | 5680 | 2017-08-25 | TRUE | 8 | 25 | 15 | 0.38065 | 0.315 | 0.28215
[5 empty] | 5681 | 2017-08-25 | TRUE | 8 | 25 | 16 | 0.2526 | 0.21326 | 0.17995
[5 empty] | 5682 | 2017-08-25 | TRUE | 8 | 25 | 17 | 0.11909 | 0.091143 | 0.083766
[5 empty] | 5683 | 2017-08-25 | TRUE | 8 | 25 | 18 | 0.014647 | 0.0030943 | 0.0027796
[5 empty] | 5684 | 2017-08-25 | TRUE | 8 | 25 | 19 | 0 | 0 | 0
[5 empty] | 5685 | 2017-08-25 | TRUE | 8 | 25 | 20 | 0 | 0 | 0
[5 empty] | 5686 | 2017-08-25 | TRUE | 8 | 25 | 21 | 0 | 0 | 0
[5 empty] | 5687 | 2017-08-25 | TRUE | 8 | 25 | 22 | 0 | 0 | 0
[5 empty] | 5688 | 2017-08-25 | TRUE | 8 | 25 | 23 | 0 | 0 | 0
[5 empty] | 5689 | 2017-08-26 | FALSE | 8 | 26 | 0 | 0 | 0 | 0
[5 empty] | 5690 | 2017-08-26 | FALSE | 8 | 26 | 1 | 0 | 0 | 0
[5 empty] | 5691 | 2017-08-26 | FALSE | 8 | 26 | 2 | 0 | 0 | 0
[5 empty] | 5692 | 2017-08-26 | FALSE | 8 | 26 | 3 | 0 | 0 | 0
[5 empty] | 5693 | 2017-08-26 | FALSE | 8 | 26 | 4 | 0 | 0 | 0
[5 empty] | 5694 | 2017-08-26 | FALSE | 8 | 26 | 5 | 0.0033643 | 0.0073898 | 0.0055227
[5 empty] | 5695 | 2017-08-26 | FALSE | 8 | 26 | 6 | 0.090484 | 0.11321 | 0.11083
[5 empty] | 5696 | 2017-08-26 | FALSE | 8 | 26 | 7 | 0.22546 | 0.26561 | 0.26044
[5 empty] | 5697 | 2017-08-26 | FALSE | 8 | 26 | 8 | 0.37799 | 0.40928 | 0.40649
[5 empty] | 5698 | 2017-08-26 | FALSE | 8 | 26 | 9 | 0.4878 | 0.53228 | 0.54535
[5 empty] | 5699 | 2017-08-26 | FALSE | 8 | 26 | 10 | 0.56057 | 0.60323 | 0.61727
[5 empty] | 5700 | 2017-08-26 | FALSE | 8 | 26 | 11 | 0.50755 | 0.63163 | 0.64522
[5 empty] | 5701 | 2017-08-26 | FALSE | 8 | 26 | 12 | 0.569 | 0.6066 | 0.60263
[5 empty] | 5702 | 2017-08-26 | FALSE | 8 | 26 | 13 | 0.54233 | 0.55385 | 0.57491
[5 empty] | 5703 | 2017-08-26 | FALSE | 8 | 26 | 14 | 0.47967 | 0.47662 | 0.49249
[5 empty] | 5704 | 2017-08-26 | FALSE | 8 | 26 | 15 | 0.39356 | 0.38546 | 0.385
[5 empty] | 5705 | 2017-08-26 | FALSE | 8 | 26 | 16 | 0.25453 | 0.22688 | 0.24731
[5 empty] | 5706 | 2017-08-26 | FALSE | 8 | 26 | 17 | 0.11409 | 0.095696 | 0.09544
[5 empty] | 5707 | 2017-08-26 | FALSE | 8 | 26 | 18 | 0.01314 | 0.0029318 | 0.0024987
[5 empty] | 5708 | 2017-08-26 | FALSE | 8 | 26 | 19 | 0 | 0 | 0
[5 empty] | 5709 | 2017-08-26 | FALSE | 8 | 26 | 20 | 0 | 0 | 0
[5 empty] | 5710 | 2017-08-26 | FALSE | 8 | 26 | 21 | 0 | 0 | 0
[5 empty] | 5711 | 2017-08-26 | FALSE | 8 | 26 | 22 | 0 | 0 | 0
[5 empty] | 5712 | 2017-08-26 | FALSE | 8 | 26 | 23 | 0 | 0 | 0
[5 empty] | 5713 | 2017-08-27 | FALSE | 8 | 27 | 0 | 0 | 0 | 0
[5 empty] | 5714 | 2017-08-27 | FALSE | 8 | 27 | 1 | 0 | 0 | 0
[5 empty] | 5715 | 2017-08-27 | FALSE | 8 | 27 | 2 | 0 | 0 | 0
[5 empty] | 5716 | 2017-08-27 | FALSE | 8 | 27 | 3 | 0 | 0 | 0
[5 empty] | 5717 | 2017-08-27 | FALSE | 8 | 27 | 4 | 0 | 0 | 0
[5 empty] | 5718 | 2017-08-27 | FALSE | 8 | 27 | 5 | 0.0023987 | 0.0049632 | 0.0016615
[5 empty] | 5719 | 2017-08-27 | FALSE | 8 | 27 | 6 | 0.076446 | 0.10988 | 0.10682
[5 empty] | 5720 | 2017-08-27 | FALSE | 8 | 27 | 7 | 0.20061 | 0.25829 | 0.25028
[5 empty] | 5721 | 2017-08-27 | FALSE | 8 | 27 | 8 | 0.36066 | 0.40722 | 0.40713
[5 empty] | 5722 | 2017-08-27 | FALSE | 8 | 27 | 9 | 0.47117 | 0.52446 | 0.53742
[5 empty] | 5723 | 2017-08-27 | FALSE | 8 | 27 | 10 | 0.55015 | 0.57867 | 0.57189
[5 empty] | 5724 | 2017-08-27 | FALSE | 8 | 27 | 11 | 0.57488 | 0.61659 | 0.61942
[5 empty] | 5725 | 2017-08-27 | FALSE | 8 | 27 | 12 | 0.57568 | 0.6093 | 0.61051
[5 empty] | 5726 | 2017-08-27 | FALSE | 8 | 27 | 13 | 0.51548 | 0.47372 | 0.48394
[5 empty] | 5727 | 2017-08-27 | FALSE | 8 | 27 | 14 | 0.44414 | 0.44534 | 0.49174
[5 empty] | 5728 | 2017-08-27 | FALSE | 8 | 27 | 15 | 0.34313 | 0.37521 | 0.37827
[5 empty] | 5729 | 2017-08-27 | FALSE | 8 | 27 | 16 | 0.23159 | 0.1939 | 0.22505
[5 empty] | 5730 | 2017-08-27 | FALSE | 8 | 27 | 17 | 0.10545 | 0.083207 | 0.080597
[5 empty] | 5731 | 2017-08-27 | FALSE | 8 | 27 | 18 | 0.010975 | 0.0015755 | 0.00055358
[5 empty] | 5732 | 2017-08-27 | FALSE | 8 | 27 | 19 | 0 | 0 | 0
[5 empty] | 5733 | 2017-08-27 | FALSE | 8 | 27 | 20 | 0 | 0 | 0
[5 empty] | 5734 | 2017-08-27 | FALSE | 8 | 27 | 21 | 0 | 0 | 0
[5 empty] | 5735 | 2017-08-27 | FALSE | 8 | 27 | 22 | 0 | 0 | 0
[5 empty] | 5736 | 2017-08-27 | FALSE | 8 | 27 | 23 | 0 | 0 | 0
[5 empty] | 5737 | 2017-08-28 | TRUE | 8 | 28 | 0 | 0 | 0 | 0
[5 empty] | 5738 | 2017-08-28 | TRUE | 8 | 28 | 1 | 0 | 0 | 0
[5 empty] | 5739 | 2017-08-28 | TRUE | 8 | 28 | 2 | 0 | 0 | 0
[5 empty] | 5740 | 2017-08-28 | TRUE | 8 | 28 | 3 | 0 | 0 | 0
[5 empty] | 5741 | 2017-08-28 | TRUE | 8 | 28 | 4 | 0 | 0 | 0
[5 empty] | 5742 | 2017-08-28 | TRUE | 8 | 28 | 5 | 0.0027011 | 0.0051959 | 0.0031805
[5 empty] | 5743 | 2017-08-28 | TRUE | 8 | 28 | 6 | 0.080751 | 0.095766 | 0.081041
[5 empty] | 5744 | 2017-08-28 | TRUE | 8 | 28 | 7 | 0.21788 | 0.23141 | 0.2046
[5 empty] | 5745 | 2017-08-28 | TRUE | 8 | 28 | 8 | 0.33017 | 0.37106 | 0.36502
[5 empty] | 5746 | 2017-08-28 | TRUE | 8 | 28 | 9 | 0.41365 | 0.49392 | 0.48646
[5 empty] | 5747 | 2017-08-28 | TRUE | 8 | 28 | 10 | 0.47782 | 0.55626 | 0.54727
[5 empty] | 5748 | 2017-08-28 | TRUE | 8 | 28 | 11 | 0.5011 | 0.5822 | 0.61469
[5 empty] | 5749 | 2017-08-28 | TRUE | 8 | 28 | 12 | 0.53023 | 0.59254 | 0.60065
[5 empty] | 5750 | 2017-08-28 | TRUE | 8 | 28 | 13 | 0.49235 | 0.51206 | 0.55963
[5 empty] | 5751 | 2017-08-28 | TRUE | 8 | 28 | 14 | 0.42704 | 0.48002 | 0.5037
[5 empty] | 5752 | 2017-08-28 | TRUE | 8 | 28 | 15 | 0.36076 | 0.35136 | 0.36265
[5 empty] | 5753 | 2017-08-28 | TRUE | 8 | 28 | 16 | 0.21859 | 0.20968 | 0.22491
[5 empty] | 5754 | 2017-08-28 | TRUE | 8 | 28 | 17 | 0.10451 | 0.077636 | 0.084436
[5 empty] | 5755 | 2017-08-28 | TRUE | 8 | 28 | 18 | 0.0097552 | 0.00068618 | 0.0013724
[5 empty] | 5756 | 2017-08-28 | TRUE | 8 | 28 | 19 | 0 | 0 | 0
[5 empty] | 5757 | 2017-08-28 | TRUE | 8 | 28 | 20 | 0 | 0 | 0
[5 empty] | 5758 | 2017-08-28 | TRUE | 8 | 28 | 21 | 0 | 0 | 0
[5 empty] | 5759 | 2017-08-28 | TRUE | 8 | 28 | 22 | 0 | 0 | 0
[5 empty] | 5760 | 2017-08-28 | TRUE | 8 | 28 | 23 | 0 | 0 | 0
[5 empty] | 5761 | 2017-08-29 | TRUE | 8 | 29 | 0 | 0 | 0 | 0
[5 empty] | 5762 | 2017-08-29 | TRUE | 8 | 29 | 1 | 0 | 0 | 0
[5 empty] | 5763 | 2017-08-29 | TRUE | 8 | 29 | 2 | 0 | 0 | 0
[5 empty] | 5764 | 2017-08-29 | TRUE | 8 | 29 | 3 | 0 | 0 | 0
[5 empty] | 5765 | 2017-08-29 | TRUE | 8 | 29 | 4 | 0 | 0 | 0
[5 empty] | 5766 | 2017-08-29 | TRUE | 8 | 29 | 5 | 0.0019354 | 0.0021492 | 0.002164
[5 empty] | 5767 | 2017-08-29 | TRUE | 8 | 29 | 6 | 0.066403 | 0.065679 | 0.060407
[5 empty] | 5768 | 2017-08-29 | TRUE | 8 | 29 | 7 | 0.18414 | 0.16814 | 0.1868
[5 empty] | 5769 | 2017-08-29 | TRUE | 8 | 29 | 8 | 0.31976 | 0.2999 | 0.28216
[5 empty] | 5770 | 2017-08-29 | TRUE | 8 | 29 | 9 | 0.38925 | 0.40935 | 0.40568
[5 empty] | 5771 | 2017-08-29 | TRUE | 8 | 29 | 10 | 0.47291 | 0.47008 | 0.46358
[5 empty] | 5772 | 2017-08-29 | TRUE | 8 | 29 | 11 | 0.50103 | 0.48749 | 0.48234
[5 empty] | 5773 | 2017-08-29 | TRUE | 8 | 29 | 12 | 0.4577 | 0.48137 | 0.4941
[5 empty] | 5774 | 2017-08-29 | TRUE | 8 | 29 | 13 | 0.45391 | 0.40393 | 0.41317
[5 empty] | 5775 | 2017-08-29 | TRUE | 8 | 29 | 14 | 0.38445 | 0.36321 | 0.36154
[5 empty] | 5776 | 2017-08-29 | TRUE | 8 | 29 | 15 | 0.29638 | 0.21957 | 0.29093
[5 empty] | 5777 | 2017-08-29 | TRUE | 8 | 29 | 16 | 0.19352 | 0.17546 | 0.17747
[5 empty] | 5778 | 2017-08-29 | TRUE | 8 | 29 | 17 | 0.082406 | 0.063713 | 0.064512
[5 empty] | 5779 | 2017-08-29 | TRUE | 8 | 29 | 18 | 0.0051458 | 0.00078143 | 0
[5 empty] | 5780 | 2017-08-29 | TRUE | 8 | 29 | 19 | 0 | 0 | 0
[5 empty] | 5781 | 2017-08-29 | TRUE | 8 | 29 | 20 | 0 | 0 | 0
[5 empty] | 5782 | 2017-08-29 | TRUE | 8 | 29 | 21 | 0 | 0 | 0
[5 empty] | 5783 | 2017-08-29 | TRUE | 8 | 29 | 22 | 0 | 0 | 0
[5 empty] | 5784 | 2017-08-29 | TRUE | 8 | 29 | 23 | 0 | 0 | 0
[5 empty] | 5785 | 2017-08-30 | TRUE | 8 | 30 | 0 | 0 | 0 | 0
[5 empty] | 5786 | 2017-08-30 | TRUE | 8 | 30 | 1 | 0 | 0 | 0
[5 empty] | 5787 | 2017-08-30 | TRUE | 8 | 30 | 2 | 0 | 0 | 0
[5 empty] | 5788 | 2017-08-30 | TRUE | 8 | 30 | 3 | 0 | 0 | 0
[5 empty] | 5789 | 2017-08-30 | TRUE | 8 | 30 | 4 | 0 | 0 | 0
[5 empty] | 5790 | 2017-08-30 | TRUE | 8 | 30 | 5 | 0.0015961 | 0.0038303 | 0.002276
[5 empty] | 5791 | 2017-08-30 | TRUE | 8 | 30 | 6 | 0.063259 | 0.094555 | 0.09484
[5 empty] | 5792 | 2017-08-30 | TRUE | 8 | 30 | 7 | 0.16464 | 0.2301 | 0.25918
[5 empty] | 5793 | 2017-08-30 | TRUE | 8 | 30 | 8 | 0.29354 | 0.39348 | 0.40106
[5 empty] | 5794 | 2017-08-30 | TRUE | 8 | 30 | 9 | 0.36961 | 0.49617 | 0.52606
[5 empty] | 5795 | 2017-08-30 | TRUE | 8 | 30 | 10 | 0.42613 | 0.52309 | 0.58399
[5 empty] | 5796 | 2017-08-30 | TRUE | 8 | 30 | 11 | 0.45561 | 0.53765 | 0.57957
[5 empty] | 5797 | 2017-08-30 | TRUE | 8 | 30 | 12 | 0.3909 | 0.50029 | 0.56304
[5 empty] | 5798 | 2017-08-30 | TRUE | 8 | 30 | 13 | 0.36176 | 0.52087 | 0.55705
[5 empty] | 5799 | 2017-08-30 | TRUE | 8 | 30 | 14 | 0.35069 | 0.42658 | 0.46492
[5 empty] | 5800 | 2017-08-30 | TRUE | 8 | 30 | 15 | 0.24295 | 0.2984 | 0.34806
[5 empty] | 5801 | 2017-08-30 | TRUE | 8 | 30 | 16 | 0.17921 | 0.17409 | 0.19883
[5 empty] | 5802 | 2017-08-30 | TRUE | 8 | 30 | 17 | 0.072294 | 0.067447 | 0.072034
[5 empty] | 5803 | 2017-08-30 | TRUE | 8 | 30 | 18 | 0.0032215 | 0 | 0
[5 empty] | 5804 | 2017-08-30 | TRUE | 8 | 30 | 19 | 0 | 0 | 0
[5 empty] | 5805 | 2017-08-30 | TRUE | 8 | 30 | 20 | 0 | 0 | 0
[5 empty] | 5806 | 2017-08-30 | TRUE | 8 | 30 | 21 | 0 | 0 | 0
[5 empty] | 5807 | 2017-08-30 | TRUE | 8 | 30 | 22 | 0 | 0 | 0
[5 empty] | 5808 | 2017-08-30 | TRUE | 8 | 30 | 23 | 0 | 0 | 0
[5 empty] | 5809 | 2017-08-31 | TRUE | 8 | 31 | 0 | 0 | 0 | 0
[5 empty] | 5810 | 2017-08-31 | TRUE | 8 | 31 | 1 | 0 | 0 | 0
[5 empty] | 5811 | 2017-08-31 | TRUE | 8 | 31 | 2 | 0 | 0 | 0
[5 empty] | 5812 | 2017-08-31 | TRUE | 8 | 31 | 3 | 0 | 0 | 0
[5 empty] | 5813 | 2017-08-31 | TRUE | 8 | 31 | 4 | 0 | 0 | 0
[5 empty] | 5814 | 2017-08-31 | TRUE | 8 | 31 | 5 | 0.00079038 | 0.0026117 | 0.001928
[5 empty] | 5815 | 2017-08-31 | TRUE | 8 | 31 | 6 | 0.050478 | 0.06934 | 0.06987
[5 empty] | 5816 | 2017-08-31 | TRUE | 8 | 31 | 7 | 0.1486 | 0.21097 | 0.19943
[5 empty] | 5817 | 2017-08-31 | TRUE | 8 | 31 | 8 | 0.2364 | 0.26476 | 0.31845
[5 empty] | 5818 | 2017-08-31 | TRUE | 8 | 31 | 9 | 0.35407 | 0.40772 | 0.40415
[5 empty] | 5819 | 2017-08-31 | TRUE | 8 | 31 | 10 | 0.37691 | 0.41775 | 0.4976
[5 empty] | 5820 | 2017-08-31 | TRUE | 8 | 31 | 11 | 0.3534 | 0.51651 | 0.51498
[5 empty] | 5821 | 2017-08-31 | TRUE | 8 | 31 | 12 | 0.43242 | 0.32106 | 0.3781
[5 empty] | 5822 | 2017-08-31 | TRUE | 8 | 31 | 13 | 0.3994 | 0.36296 | 0.29229
[5 empty] | 5823 | 2017-08-31 | TRUE | 8 | 31 | 14 | 0.39354 | 0.30298 | 0.26244
[5 empty] | 5824 | 2017-08-31 | TRUE | 8 | 31 | 15 | 0.34583 | 0.2791 | 0.24772
[5 empty] | 5825 | 2017-08-31 | TRUE | 8 | 31 | 16 | 0.21456 | 0.18301 | 0.19733
[5 empty] | 5826 | 2017-08-31 | TRUE | 8 | 31 | 17 | 0.095119 | 0.074413 | 0.070979
[5 empty] | 5827 | 2017-08-31 | TRUE | 8 | 31 | 18 | 0.0069163 | 0 | 0
[5 empty] | 5828 | 2017-08-31 | TRUE | 8 | 31 | 19 | 0 | 0 | 0
[5 empty] | 5829 | 2017-08-31 | TRUE | 8 | 31 | 20 | 0 | 0 | 0
[5 empty] | 5830 | 2017-08-31 | TRUE | 8 | 31 | 21 | 0 | 0 | 0
[5 empty] | 5831 | 2017-08-31 | TRUE | 8 | 31 | 22 | 0 | 0 | 0
[5 empty] | 5832 | 2017-08-31 | TRUE | 8 | 31 | 23 | 0 | 0 | 0
[5 empty] | 5833 | 2017-09-01 | TRUE | 9 | 1 | 0 | 0 | 0 | 0
[5 empty] | 5834 | 2017-09-01 | TRUE | 9 | 1 | 1 | 0 | 0 | 0
[5 empty] | 5835 | 2017-09-01 | TRUE | 9 | 1 | 2 | 0 | 0 | 0
[5 empty] | 5836 | 2017-09-01 | TRUE | 9 | 1 | 3 | 0 | 0 | 0
[5 empty] | 5837 | 2017-09-01 | TRUE | 9 | 1 | 4 | 0 | 0 | 0
[5 empty] | 5838 | 2017-09-01 | TRUE | 9 | 1 | 5 | 0.0017096 | 0.002279 | 0.0016049
[5 empty] | 5839 | 2017-09-01 | TRUE | 9 | 1 | 6 | 0.08388 | 0.1088 | 0.10634
[5 empty] | 5840 | 2017-09-01 | TRUE | 9 | 1 | 7 | 0.21729 | 0.25399 | 0.28061
[5 empty] | 5841 | 2017-09-01 | TRUE | 9 | 1 | 8 | 0.35351 | 0.43607 | 0.44583
[5 empty] | 5842 | 2017-09-01 | TRUE | 9 | 1 | 9 | 0.48427 | 0.55118 | 0.56718
[5 empty] | 5843 | 2017-09-01 | TRUE | 9 | 1 | 10 | 0.56229 | 0.62412 | 0.64393
[5 empty] | 5844 | 2017-09-01 | TRUE | 9 | 1 | 11 | 0.57905 | 0.61148 | 0.67822
[5 empty] | 5845 | 2017-09-01 | TRUE | 9 | 1 | 12 | 0.55364 | 0.54336 | 0.62509
[5 empty] | 5846 | 2017-09-01 | TRUE | 9 | 1 | 13 | 0.51739 | 0.47646 | 0.56422
[5 empty] | 5847 | 2017-09-01 | TRUE | 9 | 1 | 14 | 0.46995 | 0.44039 | 0.47193
[5 empty] | 5848 | 2017-09-01 | TRUE | 9 | 1 | 15 | 0.36588 | 0.31689 | 0.35093
[5 empty] | 5849 | 2017-09-01 | TRUE | 9 | 1 | 16 | 0.2389 | 0.20919 | 0.22285
[5 empty] | 5850 | 2017-09-01 | TRUE | 9 | 1 | 17 | 0.097641 | 0.07778 | 0.077884
[5 empty] | 5851 | 2017-09-01 | TRUE | 9 | 1 | 18 | 0.0051975 | 0 | 0
[5 empty] | 5852 | 2017-09-01 | TRUE | 9 | 1 | 19 | 0 | 0 | 0
[5 empty] | 5853 | 2017-09-01 | TRUE | 9 | 1 | 20 | 0 | 0 | 0
[5 empty] | 5854 | 2017-09-01 | TRUE | 9 | 1 | 21 | 0 | 0 | 0
[5 empty] | 5855 | 2017-09-01 | TRUE | 9 | 1 | 22 | 0 | 0 | 0
[5 empty] | 5856 | 2017-09-01 | TRUE | 9 | 1 | 23 | 0 | 0 | 0
[5 empty] | 5857 | 2017-09-02 | FALSE | 9 | 2 | 0 | 0 | 0 | 0
[5 empty] | 5858 | 2017-09-02 | FALSE | 9 | 2 | 1 | 0 | 0 | 0
[5 empty] | 5859 | 2017-09-02 | FALSE | 9 | 2 | 2 | 0 | 0 | 0
[5 empty] | 5860 | 2017-09-02 | FALSE | 9 | 2 | 3 | 0 | 0 | 0
[5 empty] | 5861 | 2017-09-02 | FALSE | 9 | 2 | 4 | 0 | 0 | 0
[5 empty] | 5862 | 2017-09-02 | FALSE | 9 | 2 | 5 | 0.001246 | 0.0021798 | 0.0015176
[5 empty] | 5863 | 2017-09-02 | FALSE | 9 | 2 | 6 | 0.080804 | 0.093015 | 0.08365
[5 empty] | 5864 | 2017-09-02 | FALSE | 9 | 2 | 7 | 0.23556 | 0.23978 | 0.21363
[5 empty] | 5865 | 2017-09-02 | FALSE | 9 | 2 | 8 | 0.37492 | 0.36254 | 0.32057
[5 empty] | 5866 | 2017-09-02 | FALSE | 9 | 2 | 9 | 0.48372 | 0.45182 | 0.39712
[5 empty] | 5867 | 2017-09-02 | FALSE | 9 | 2 | 10 | 0.54911 | 0.53103 | 0.4946
[5 empty] | 5868 | 2017-09-02 | FALSE | 9 | 2 | 11 | 0.54033 | 0.5179 | 0.46135
[5 empty] | 5869 | 2017-09-02 | FALSE | 9 | 2 | 12 | 0.53252 | 0.53166 | 0.46908
[5 empty] | 5870 | 2017-09-02 | FALSE | 9 | 2 | 13 | 0.48646 | 0.49677 | 0.48507
[5 empty] | 5871 | 2017-09-02 | FALSE | 9 | 2 | 14 | 0.4339 | 0.44297 | 0.43488
[5 empty] | 5872 | 2017-09-02 | FALSE | 9 | 2 | 15 | 0.33061 | 0.2938 | 0.28016
[5 empty] | 5873 | 2017-09-02 | FALSE | 9 | 2 | 16 | 0.20442 | 0.15871 | 0.15762
[5 empty] | 5874 | 2017-09-02 | FALSE | 9 | 2 | 17 | 0.087991 | 0.058068 | 0.048225
[5 empty] | 5875 | 2017-09-02 | FALSE | 9 | 2 | 18 | 0.0040213 | 0 | 0
[5 empty] | 5876 | 2017-09-02 | FALSE | 9 | 2 | 19 | 0 | 0 | 0
[5 empty] | 5877 | 2017-09-02 | FALSE | 9 | 2 | 20 | 0 | 0 | 0
[5 empty] | 5878 | 2017-09-02 | FALSE | 9 | 2 | 21 | 0 | 0 | 0
[5 empty] | 5879 | 2017-09-02 | FALSE | 9 | 2 | 22 | 0 | 0 | 0
[5 empty] | 5880 | 2017-09-02 | FALSE | 9 | 2 | 23 | 0 | 0 | 0
[5 empty] | 5881 | 2017-09-03 | FALSE | 9 | 3 | 0 | 0 | 0 | 0
[5 empty] | 5882 | 2017-09-03 | FALSE | 9 | 3 | 1 | 0 | 0 | 0
[5 empty] | 5883 | 2017-09-03 | FALSE | 9 | 3 | 2 | 0 | 0 | 0
[5 empty] | 5884 | 2017-09-03 | FALSE | 9 | 3 | 3 | 0 | 0 | 0
[5 empty] | 5885 | 2017-09-03 | FALSE | 9 | 3 | 4 | 0 | 0 | 0
[5 empty] | 5886 | 2017-09-03 | FALSE | 9 | 3 | 5 | 0.0007478 | 0.0010169 | 0
[5 empty] | 5887 | 2017-09-03 | FALSE | 9 | 3 | 6 | 0.044022 | 0.070494 | 0.065057
[5 empty] | 5888 | 2017-09-03 | FALSE | 9 | 3 | 7 | 0.11575 | 0.16171 | 0.18974
[5 empty] | 5889 | 2017-09-03 | FALSE | 9 | 3 | 8 | 0.22907 | 0.25292 | 0.29818
[5 empty] | 5890 | 2017-09-03 | FALSE | 9 | 3 | 9 | 0.3403 | 0.33744 | 0.40752
[5 empty] | 5891 | 2017-09-03 | FALSE | 9 | 3 | 10 | 0.3678 | 0.36542 | 0.42519
[5 empty] | 5892 | 2017-09-03 | FALSE | 9 | 3 | 11 | 0.41648 | 0.44153 | 0.49477
[5 empty] | 5893 | 2017-09-03 | FALSE | 9 | 3 | 12 | 0.44402 | 0.41664 | 0.47608
[5 empty] | 5894 | 2017-09-03 | FALSE | 9 | 3 | 13 | 0.40761 | 0.37672 | 0.42995
[5 empty] | 5895 | 2017-09-03 | FALSE | 9 | 3 | 14 | 0.37718 | 0.34275 | 0.37005
[5 empty] | 5896 | 2017-09-03 | FALSE | 9 | 3 | 15 | 0.29682 | 0.31209 | 0.31538
[5 empty] | 5897 | 2017-09-03 | FALSE | 9 | 3 | 16 | 0.16418 | 0.17135 | 0.1861
[5 empty] | 5898 | 2017-09-03 | FALSE | 9 | 3 | 17 | 0.066388 | 0.057867 | 0.065944
[5 empty] | 5899 | 2017-09-03 | FALSE | 9 | 3 | 18 | 0.0023736 | 0 | 0
[5 empty] | 5900 | 2017-09-03 | FALSE | 9 | 3 | 19 | 0 | 0 | 0
[5 empty] | 5901 | 2017-09-03 | FALSE | 9 | 3 | 20 | 0 | 0 | 0
[5 empty] | 5902 | 2017-09-03 | FALSE | 9 | 3 | 21 | 0 | 0 | 0
[5 empty] | 5903 | 2017-09-03 | FALSE | 9 | 3 | 22 | 0 | 0 | 0
[5 empty] | 5904 | 2017-09-03 | FALSE | 9 | 3 | 23 | 0 | 0 | 0
[5 empty] | 5905 | 2017-09-04 | TRUE | 9 | 4 | 0 | 0 | 0 | 0
[5 empty] | 5906 | 2017-09-04 | TRUE | 9 | 4 | 1 | 0 | 0 | 0
[5 empty] | 5907 | 2017-09-04 | TRUE | 9 | 4 | 2 | 0 | 0 | 0
[5 empty] | 5908 | 2017-09-04 | TRUE | 9 | 4 | 3 | 0 | 0 | 0
[5 empty] | 5909 | 2017-09-04 | TRUE | 9 | 4 | 4 | 0 | 0 | 0
[5 empty] | 5910 | 2017-09-04 | TRUE | 9 | 4 | 5 | 0.00063529 | 0.00082693 | 0
[5 empty] | 5911 | 2017-09-04 | TRUE | 9 | 4 | 6 | 0.0777 | 0.091136 | 0.083647
[5 empty] | 5912 | 2017-09-04 | TRUE | 9 | 4 | 7 | 0.20445 | 0.2152 | 0.18374
[5 empty] | 5913 | 2017-09-04 | TRUE | 9 | 4 | 8 | 0.3379 | 0.34218 | 0.31143
[5 empty] | 5914 | 2017-09-04 | TRUE | 9 | 4 | 9 | 0.46058 | 0.43145 | 0.36105
[5 empty] | 5915 | 2017-09-04 | TRUE | 9 | 4 | 10 | 0.52912 | 0.50848 | 0.44908
[5 empty] | 5916 | 2017-09-04 | TRUE | 9 | 4 | 11 | 0.55661 | 0.56036 | 0.52187
[5 empty] | 5917 | 2017-09-04 | TRUE | 9 | 4 | 12 | 0.55418 | 0.55379 | 0.61503
[5 empty] | 5918 | 2017-09-04 | TRUE | 9 | 4 | 13 | 0.54229 | 0.52123 | 0.53242
[5 empty] | 5919 | 2017-09-04 | TRUE | 9 | 4 | 14 | 0.46893 | 0.46793 | 0.46149
[5 empty] | 5920 | 2017-09-04 | TRUE | 9 | 4 | 15 | 0.34363 | 0.32354 | 0.28897
[5 empty] | 5921 | 2017-09-04 | TRUE | 9 | 4 | 16 | 0.21494 | 0.19243 | 0.18613
[5 empty] | 5922 | 2017-09-04 | TRUE | 9 | 4 | 17 | 0.078742 | 0.066784 | 0.06551
[5 empty] | 5923 | 2017-09-04 | TRUE | 9 | 4 | 18 | 0.0019246 | 0 | 0
[5 empty] | 5924 | 2017-09-04 | TRUE | 9 | 4 | 19 | 0 | 0 | 0
[5 empty] | 5925 | 2017-09-04 | TRUE | 9 | 4 | 20 | 0 | 0 | 0
[5 empty] | 5926 | 2017-09-04 | TRUE | 9 | 4 | 21 | 0 | 0 | 0
[5 empty] | 5927 | 2017-09-04 | TRUE | 9 | 4 | 22 | 0 | 0 | 0
[5 empty] | 5928 | 2017-09-04 | TRUE | 9 | 4 | 23 | 0 | 0 | 0
[5 empty] | 5929 | 2017-09-05 | TRUE | 9 | 5 | 0 | 0 | 0 | 0
[5 empty] | 5930 | 2017-09-05 | TRUE | 9 | 5 | 1 | 0 | 0 | 0
[5 empty] | 5931 | 2017-09-05 | TRUE | 9 | 5 | 2 | 0 | 0 | 0
[5 empty] | 5932 | 2017-09-05 | TRUE | 9 | 5 | 3 | 0 | 0 | 0
[5 empty] | 5933 | 2017-09-05 | TRUE | 9 | 5 | 4 | 0 | 0 | 0
[5 empty] | 5934 | 2017-09-05 | TRUE | 9 | 5 | 5 | 0.00053138 | 0.00066707 | 0
[5 empty] | 5935 | 2017-09-05 | TRUE | 9 | 5 | 6 | 0.056622 | 0.084411 | 0.091272
[5 empty] | 5936 | 2017-09-05 | TRUE | 9 | 5 | 7 | 0.14498 | 0.17119 | 0.18818
[5 empty] | 5937 | 2017-09-05 | TRUE | 9 | 5 | 8 | 0.25724 | 0.32591 | 0.31089
[5 empty] | 5938 | 2017-09-05 | TRUE | 9 | 5 | 9 | 0.36526 | 0.39294 | 0.3846
[5 empty] | 5939 | 2017-09-05 | TRUE | 9 | 5 | 10 | 0.46339 | 0.51874 | 0.52352
[5 empty] | 5940 | 2017-09-05 | TRUE | 9 | 5 | 11 | 0.48013 | 0.49295 | 0.48508
[5 empty] | 5941 | 2017-09-05 | TRUE | 9 | 5 | 12 | 0.46114 | 0.43598 | 0.48635
[5 empty] | 5942 | 2017-09-05 | TRUE | 9 | 5 | 13 | 0.45426 | 0.38119 | 0.33756
[5 empty] | 5943 | 2017-09-05 | TRUE | 9 | 5 | 14 | 0.39194 | 0.34137 | 0.38024
[5 empty] | 5944 | 2017-09-05 | TRUE | 9 | 5 | 15 | 0.30588 | 0.2858 | 0.27714
[5 empty] | 5945 | 2017-09-05 | TRUE | 9 | 5 | 16 | 0.18779 | 0.16617 | 0.16173
[5 empty] | 5946 | 2017-09-05 | TRUE | 9 | 5 | 17 | 0.068008 | 0.048767 | 0.050303
[5 empty] | 5947 | 2017-09-05 | TRUE | 9 | 5 | 18 | 0.0013524 | 0 | 0
[5 empty] | 5948 | 2017-09-05 | TRUE | 9 | 5 | 19 | 0 | 0 | 0
[5 empty] | 5949 | 2017-09-05 | TRUE | 9 | 5 | 20 | 0 | 0 | 0
[5 empty] | 5950 | 2017-09-05 | TRUE | 9 | 5 | 21 | 0 | 0 | 0
[5 empty] | 5951 | 2017-09-05 | TRUE | 9 | 5 | 22 | 0 | 0 | 0
[5 empty] | 5952 | 2017-09-05 | TRUE | 9 | 5 | 23 | 0 | 0 | 0
[5 empty] | 5953 | 2017-09-06 | TRUE | 9 | 6 | 0 | 0 | 0 | 0
[5 empty] | 5954 | 2017-09-06 | TRUE | 9 | 6 | 1 | 0 | 0 | 0
[5 empty] | 5955 | 2017-09-06 | TRUE | 9 | 6 | 2 | 0 | 0 | 0
[5 empty] | 5956 | 2017-09-06 | TRUE | 9 | 6 | 3 | 0 | 0 | 0
[5 empty] | 5957 | 2017-09-06 | TRUE | 9 | 6 | 4 | 0 | 0 | 0
[5 empty] | 5958 | 2017-09-06 | TRUE | 9 | 6 | 5 | 0.00028474 | 0 | 0
[5 empty] | 5959 | 2017-09-06 | TRUE | 9 | 6 | 6 | 0.052726 | 0.064437 | 0.064057
[5 empty] | 5960 | 2017-09-06 | TRUE | 9 | 6 | 7 | 0.15499 | 0.15424 | 0.14358
[5 empty] | 5961 | 2017-09-06 | TRUE | 9 | 6 | 8 | 0.3 | 0.2372 | 0.17784
[5 empty] | 5962 | 2017-09-06 | TRUE | 9 | 6 | 9 | 0.36237 | 0.34223 | 0.36585
[5 empty] | 5963 | 2017-09-06 | TRUE | 9 | 6 | 10 | 0.44179 | 0.44431 | 0.47634
[5 empty] | 5964 | 2017-09-06 | TRUE | 9 | 6 | 11 | 0.47118 | 0.40748 | 0.41525
[5 empty] | 5965 | 2017-09-06 | TRUE | 9 | 6 | 12 | 0.43866 | 0.33837 | 0.26624
[5 empty] | 5966 | 2017-09-06 | TRUE | 9 | 6 | 13 | 0.44084 | 0.31643 | 0.25567
[5 empty] | 5967 | 2017-09-06 | TRUE | 9 | 6 | 14 | 0.36032 | 0.3139 | 0.31565
[5 empty] | 5968 | 2017-09-06 | TRUE | 9 | 6 | 15 | 0.26465 | 0.26153 | 0.26054
[5 empty] | 5969 | 2017-09-06 | TRUE | 9 | 6 | 16 | 0.15647 | 0.15314 | 0.14913
[5 empty] | 5970 | 2017-09-06 | TRUE | 9 | 6 | 17 | 0.060269 | 0.046036 | 0.043969
[5 empty] | 5971 | 2017-09-06 | TRUE | 9 | 6 | 18 | 0.00086316 | 0 | 0
[5 empty] | 5972 | 2017-09-06 | TRUE | 9 | 6 | 19 | 0 | 0 | 0
[5 empty] | 5973 | 2017-09-06 | TRUE | 9 | 6 | 20 | 0 | 0 | 0
[5 empty] | 5974 | 2017-09-06 | TRUE | 9 | 6 | 21 | 0 | 0 | 0
[5 empty] | 5975 | 2017-09-06 | TRUE | 9 | 6 | 22 | 0 | 0 | 0
[5 empty] | 5976 | 2017-09-06 | TRUE | 9 | 6 | 23 | 0 | 0 | 0
[5 empty] | 5977 | 2017-09-07 | TRUE | 9 | 7 | 0 | 0 | 0 | 0
[5 empty] | 5978 | 2017-09-07 | TRUE | 9 | 7 | 1 | 0 | 0 | 0
[5 empty] | 5979 | 2017-09-07 | TRUE | 9 | 7 | 2 | 0 | 0 | 0
[5 empty] | 5980 | 2017-09-07 | TRUE | 9 | 7 | 3 | 0 | 0 | 0
[5 empty] | 5981 | 2017-09-07 | TRUE | 9 | 7 | 4 | 0 | 0 | 0
[5 empty] | 5982 | 2017-09-07 | TRUE | 9 | 7 | 5 | 0 | 0 | 0
[5 empty] | 5983 | 2017-09-07 | TRUE | 9 | 7 | 6 | 0.061598 | 0.087518 | 0.087676
[5 empty] | 5984 | 2017-09-07 | TRUE | 9 | 7 | 7 | 0.16824 | 0.19966 | 0.21296
[5 empty] | 5985 | 2017-09-07 | TRUE | 9 | 7 | 8 | 0.2817 | 0.37415 | 0.39621
[5 empty] | 5986 | 2017-09-07 | TRUE | 9 | 7 | 9 | 0.3648 | 0.4315 | 0.43804
[5 empty] | 5987 | 2017-09-07 | TRUE | 9 | 7 | 10 | 0.39286 | 0.40524 | 0.46521
[5 empty] | 5988 | 2017-09-07 | TRUE | 9 | 7 | 11 | 0.43841 | 0.47606 | 0.54498
[5 empty] | 5989 | 2017-09-07 | TRUE | 9 | 7 | 12 | 0.47351 | 0.51821 | 0.62277
[5 empty] | 5990 | 2017-09-07 | TRUE | 9 | 7 | 13 | 0.39684 | 0.47336 | 0.5541
[5 empty] | 5991 | 2017-09-07 | TRUE | 9 | 7 | 14 | 0.36725 | 0.38726 | 0.48689
[5 empty] | 5992 | 2017-09-07 | TRUE | 9 | 7 | 15 | 0.26218 | 0.28261 | 0.35999
[5 empty] | 5993 | 2017-09-07 | TRUE | 9 | 7 | 16 | 0.17563 | 0.16955 | 0.18379
[5 empty] | 5994 | 2017-09-07 | TRUE | 9 | 7 | 17 | 0.063052 | 0.056046 | 0.06045
[5 empty] | 5995 | 2017-09-07 | TRUE | 9 | 7 | 18 | 0.00067365 | 0 | 0
[5 empty] | 5996 | 2017-09-07 | TRUE | 9 | 7 | 19 | 0 | 0 | 0
[5 empty] | 5997 | 2017-09-07 | TRUE | 9 | 7 | 20 | 0 | 0 | 0
[5 empty] | 5998 | 2017-09-07 | TRUE | 9 | 7 | 21 | 0 | 0 | 0
[5 empty] | 5999 | 2017-09-07 | TRUE | 9 | 7 | 22 | 0 | 0 | 0
[5 empty] | 6000 | 2017-09-07 | TRUE | 9 | 7 | 23 | 0 | 0 | 0
[5 empty] | 6001 | 2017-09-08 | TRUE | 9 | 8 | 0 | 0 | 0 | 0
[5 empty] | 6002 | 2017-09-08 | TRUE | 9 | 8 | 1 | 0 | 0 | 0
[5 empty] | 6003 | 2017-09-08 | TRUE | 9 | 8 | 2 | 0 | 0 | 0
[5 empty] | 6004 | 2017-09-08 | TRUE | 9 | 8 | 3 | 0 | 0 | 0
[5 empty] | 6005 | 2017-09-08 | TRUE | 9 | 8 | 4 | 0 | 0 | 0
[5 empty] | 6006 | 2017-09-08 | TRUE | 9 | 8 | 5 | 0.00022054 | 0 | 0
[5 empty] | 6007 | 2017-09-08 | TRUE | 9 | 8 | 6 | 0.058358 | 0.076003 | 0.086236
[5 empty] | 6008 | 2017-09-08 | TRUE | 9 | 8 | 7 | 0.16605 | 0.20294 | 0.24338
[5 empty] | 6009 | 2017-09-08 | TRUE | 9 | 8 | 8 | 0.27868 | 0.32885 | 0.37455
[5 empty] | 6010 | 2017-09-08 | TRUE | 9 | 8 | 9 | 0.38682 | 0.43249 | 0.44355
[5 empty] | 6011 | 2017-09-08 | TRUE | 9 | 8 | 10 | 0.41129 | 0.4284 | 0.37851
[5 empty] | 6012 | 2017-09-08 | TRUE | 9 | 8 | 11 | 0.46594 | 0.44045 | 0.34159
[5 empty] | 6013 | 2017-09-08 | TRUE | 9 | 8 | 12 | 0.45581 | 0.39402 | 0.30784
[5 empty] | 6014 | 2017-09-08 | TRUE | 9 | 8 | 13 | 0.42883 | 0.42465 | 0.45711
[5 empty] | 6015 | 2017-09-08 | TRUE | 9 | 8 | 14 | 0.36183 | 0.35414 | 0.36757
[5 empty] | 6016 | 2017-09-08 | TRUE | 9 | 8 | 15 | 0.28182 | 0.27025 | 0.30657
[5 empty] | 6017 | 2017-09-08 | TRUE | 9 | 8 | 16 | 0.1972 | 0.15857 | 0.14483
[5 empty] | 6018 | 2017-09-08 | TRUE | 9 | 8 | 17 | 0.072714 | 0.059329 | 0.059124
[5 empty] | 6019 | 2017-09-08 | TRUE | 9 | 8 | 18 | 0.00054758 | 0 | 0
[5 empty] | 6020 | 2017-09-08 | TRUE | 9 | 8 | 19 | 0 | 0 | 0
[5 empty] | 6021 | 2017-09-08 | TRUE | 9 | 8 | 20 | 0 | 0 | 0
[5 empty] | 6022 | 2017-09-08 | TRUE | 9 | 8 | 21 | 0 | 0 | 0
[5 empty] | 6023 | 2017-09-08 | TRUE | 9 | 8 | 22 | 0 | 0 | 0
[5 empty] | 6024 | 2017-09-08 | TRUE | 9 | 8 | 23 | 0 | 0 | 0
[5 empty] | 6025 | 2017-09-09 | FALSE | 9 | 9 | 0 | 0 | 0 | 0
[5 empty] | 6026 | 2017-09-09 | FALSE | 9 | 9 | 1 | 0 | 0 | 0
[5 empty] | 6027 | 2017-09-09 | FALSE | 9 | 9 | 2 | 0 | 0 | 0
[5 empty] | 6028 | 2017-09-09 | FALSE | 9 | 9 | 3 | 0 | 0 | 0
[5 empty] | 6029 | 2017-09-09 | FALSE | 9 | 9 | 4 | 0 | 0 | 0
[5 empty] | 6030 | 2017-09-09 | FALSE | 9 | 9 | 5 | 0 | 0 | 0
[5 empty] | 6031 | 2017-09-09 | FALSE | 9 | 9 | 6 | 0.05734 | 0.086907 | 0.087475
[5 empty] | 6032 | 2017-09-09 | FALSE | 9 | 9 | 7 | 0.17226 | 0.23895 | 0.24937
[5 empty] | 6033 | 2017-09-09 | FALSE | 9 | 9 | 8 | 0.29308 | 0.34307 | 0.40921
[5 empty] | 6034 | 2017-09-09 | FALSE | 9 | 9 | 9 | 0.38947 | 0.43054 | 0.51844
[5 empty] | 6035 | 2017-09-09 | FALSE | 9 | 9 | 10 | 0.42297 | 0.50687 | 0.57368
[5 empty] | 6036 | 2017-09-09 | FALSE | 9 | 9 | 11 | 0.45402 | 0.54884 | 0.64505
[5 empty] | 6037 | 2017-09-09 | FALSE | 9 | 9 | 12 | 0.45037 | 0.56417 | 0.6375
[5 empty] | 6038 | 2017-09-09 | FALSE | 9 | 9 | 13 | 0.44516 | 0.45686 | 0.37649
[5 empty] | 6039 | 2017-09-09 | FALSE | 9 | 9 | 14 | 0.37053 | 0.37504 | 0.39995
[5 empty] | 6040 | 2017-09-09 | FALSE | 9 | 9 | 15 | 0.2921 | 0.2815 | 0.28325
[5 empty] | 6041 | 2017-09-09 | FALSE | 9 | 9 | 16 | 0.20249 | 0.18119 | 0.16985
[5 empty] | 6042 | 2017-09-09 | FALSE | 9 | 9 | 17 | 0.066338 | 0.053892 | 0.052454
[5 empty] | 6043 | 2017-09-09 | FALSE | 9 | 9 | 18 | 0.00030852 | 0 | 0
[5 empty] | 6044 | 2017-09-09 | FALSE | 9 | 9 | 19 | 0 | 0 | 0
[5 empty] | 6045 | 2017-09-09 | FALSE | 9 | 9 | 20 | 0 | 0 | 0
[5 empty] | 6046 | 2017-09-09 | FALSE | 9 | 9 | 21 | 0 | 0 | 0
[5 empty] | 6047 | 2017-09-09 | FALSE | 9 | 9 | 22 | 0 | 0 | 0
[5 empty] | 6048 | 2017-09-09 | FALSE | 9 | 9 | 23 | 0 | 0 | 0
[5 empty] | 6049 | 2017-09-10 | FALSE | 9 | 10 | 0 | 0 | 0 | 0
[5 empty] | 6050 | 2017-09-10 | FALSE | 9 | 10 | 1 | 0 | 0 | 0
[5 empty] | 6051 | 2017-09-10 | FALSE | 9 | 10 | 2 | 0 | 0 | 0
[5 empty] | 6052 | 2017-09-10 | FALSE | 9 | 10 | 3 | 0 | 0 | 0
[5 empty] | 6053 | 2017-09-10 | FALSE | 9 | 10 | 4 | 0 | 0 | 0
[5 empty] | 6054 | 2017-09-10 | FALSE | 9 | 10 | 5 | 0 | 0 | 0
[5 empty] | 6055 | 2017-09-10 | FALSE | 9 | 10 | 6 | 0.062806 | 0.066748 | 0.06111
[5 empty] | 6056 | 2017-09-10 | FALSE | 9 | 10 | 7 | 0.18762 | 0.18547 | 0.17323
[5 empty] | 6057 | 2017-09-10 | FALSE | 9 | 10 | 8 | 0.32953 | 0.34658 | 0.40498
[5 empty] | 6058 | 2017-09-10 | FALSE | 9 | 10 | 9 | 0.466 | 0.48792 | 0.50177
[5 empty] | 6059 | 2017-09-10 | FALSE | 9 | 10 | 10 | 0.52882 | 0.55706 | 0.53996
[5 empty] | 6060 | 2017-09-10 | FALSE | 9 | 10 | 11 | 0.5808 | 0.59434 | 0.61514
[5 empty] | 6061 | 2017-09-10 | FALSE | 9 | 10 | 12 | 0.59225 | 0.58878 | 0.61095
[5 empty] | 6062 | 2017-09-10 | FALSE | 9 | 10 | 13 | 0.54011 | 0.54098 | 0.5573
[5 empty] | 6063 | 2017-09-10 | FALSE | 9 | 10 | 14 | 0.48345 | 0.45496 | 0.47589
[5 empty] | 6064 | 2017-09-10 | FALSE | 9 | 10 | 15 | 0.35942 | 0.3505 | 0.35473
[5 empty] | 6065 | 2017-09-10 | FALSE | 9 | 10 | 16 | 0.22217 | 0.19415 | 0.19344
[5 empty] | 6066 | 2017-09-10 | FALSE | 9 | 10 | 17 | 0.073804 | 0.055147 | 0.055568
[5 empty] | 6067 | 2017-09-10 | FALSE | 9 | 10 | 18 | 0.00022135 | 0 | 0
[5 empty] | 6068 | 2017-09-10 | FALSE | 9 | 10 | 19 | 0 | 0 | 0
[5 empty] | 6069 | 2017-09-10 | FALSE | 9 | 10 | 20 | 0 | 0 | 0
[5 empty] | 6070 | 2017-09-10 | FALSE | 9 | 10 | 21 | 0 | 0 | 0
[5 empty] | 6071 | 2017-09-10 | FALSE | 9 | 10 | 22 | 0 | 0 | 0
[5 empty] | 6072 | 2017-09-10 | FALSE | 9 | 10 | 23 | 0 | 0 | 0
[5 empty] | 6073 | 2017-09-11 | TRUE | 9 | 11 | 0 | 0 | 0 | 0
[5 empty] | 6074 | 2017-09-11 | TRUE | 9 | 11 | 1 | 0 | 0 | 0
[5 empty] | 6075 | 2017-09-11 | TRUE | 9 | 11 | 2 | 0 | 0 | 0
[5 empty] | 6076 | 2017-09-11 | TRUE | 9 | 11 | 3 | 0 | 0 | 0
[5 empty] | 6077 | 2017-09-11 | TRUE | 9 | 11 | 4 | 0 | 0 | 0
[5 empty] | 6078 | 2017-09-11 | TRUE | 9 | 11 | 5 | 0 | 0 | 0
[5 empty] | 6079 | 2017-09-11 | TRUE | 9 | 11 | 6 | 0.067999 | 0.087432 | 0.086527
[5 empty] | 6080 | 2017-09-11 | TRUE | 9 | 11 | 7 | 0.21298 | 0.24578 | 0.24619
[5 empty] | 6081 | 2017-09-11 | TRUE | 9 | 11 | 8 | 0.36434 | 0.39624 | 0.39965
[5 empty] | 6082 | 2017-09-11 | TRUE | 9 | 11 | 9 | 0.48684 | 0.51581 | 0.52914
[5 empty] | 6083 | 2017-09-11 | TRUE | 9 | 11 | 10 | 0.5529 | 0.5845 | 0.59825
[5 empty] | 6084 | 2017-09-11 | TRUE | 9 | 11 | 11 | 0.57649 | 0.61334 | 0.62682
[5 empty] | 6085 | 2017-09-11 | TRUE | 9 | 11 | 12 | 0.59334 | 0.60371 | 0.61656
[5 empty] | 6086 | 2017-09-11 | TRUE | 9 | 11 | 13 | 0.54885 | 0.54292 | 0.56919
[5 empty] | 6087 | 2017-09-11 | TRUE | 9 | 11 | 14 | 0.47597 | 0.47159 | 0.47915
[5 empty] | 6088 | 2017-09-11 | TRUE | 9 | 11 | 15 | 0.34243 | 0.34711 | 0.352
[5 empty] | 6089 | 2017-09-11 | TRUE | 9 | 11 | 16 | 0.2089 | 0.19266 | 0.19452
[5 empty] | 6090 | 2017-09-11 | TRUE | 9 | 11 | 17 | 0.067954 | 0.051568 | 0.051349
[5 empty] | 6091 | 2017-09-11 | TRUE | 9 | 11 | 18 | 0 | 0 | 0
[5 empty] | 6092 | 2017-09-11 | TRUE | 9 | 11 | 19 | 0 | 0 | 0
[5 empty] | 6093 | 2017-09-11 | TRUE | 9 | 11 | 20 | 0 | 0 | 0
[5 empty] | 6094 | 2017-09-11 | TRUE | 9 | 11 | 21 | 0 | 0 | 0
[5 empty] | 6095 | 2017-09-11 | TRUE | 9 | 11 | 22 | 0 | 0 | 0
[5 empty] | 6096 | 2017-09-11 | TRUE | 9 | 11 | 23 | 0 | 0 | 0
[5 empty] | 6097 | 2017-09-12 | TRUE | 9 | 12 | 0 | 0 | 0 | 0
[5 empty] | 6098 | 2017-09-12 | TRUE | 9 | 12 | 1 | 0 | 0 | 0
[5 empty] | 6099 | 2017-09-12 | TRUE | 9 | 12 | 2 | 0 | 0 | 0
[5 empty] | 6100 | 2017-09-12 | TRUE | 9 | 12 | 3 | 0 | 0 | 0
[5 empty] | 6101 | 2017-09-12 | TRUE | 9 | 12 | 4 | 0 | 0 | 0
[5 empty] | 6102 | 2017-09-12 | TRUE | 9 | 12 | 5 | 0 | 0 | 0
[5 empty] | 6103 | 2017-09-12 | TRUE | 9 | 12 | 6 | 0.064076 | 0.081893 | 0.078423
[5 empty] | 6104 | 2017-09-12 | TRUE | 9 | 12 | 7 | 0.20235 | 0.23475 | 0.22978
[5 empty] | 6105 | 2017-09-12 | TRUE | 9 | 12 | 8 | 0.34731 | 0.38395 | 0.38513
[5 empty] | 6106 | 2017-09-12 | TRUE | 9 | 12 | 9 | 0.46114 | 0.48128 | 0.47494
[5 empty] | 6107 | 2017-09-12 | TRUE | 9 | 12 | 10 | 0.53542 | 0.56306 | 0.56719
[5 empty] | 6108 | 2017-09-12 | TRUE | 9 | 12 | 11 | 0.55734 | 0.59262 | 0.59946
[5 empty] | 6109 | 2017-09-12 | TRUE | 9 | 12 | 12 | 0.53606 | 0.56384 | 0.58478
[5 empty] | 6110 | 2017-09-12 | TRUE | 9 | 12 | 13 | 0.51156 | 0.53164 | 0.53277
[5 empty] | 6111 | 2017-09-12 | TRUE | 9 | 12 | 14 | 0.4247 | 0.43496 | 0.458
[5 empty] | 6112 | 2017-09-12 | TRUE | 9 | 12 | 15 | 0.32689 | 0.33248 | 0.33645
[5 empty] | 6113 | 2017-09-12 | TRUE | 9 | 12 | 16 | 0.179 | 0.15269 | 0.18654
[5 empty] | 6114 | 2017-09-12 | TRUE | 9 | 12 | 17 | 0.061063 | 0.046959 | 0.046865
[5 empty] | 6115 | 2017-09-12 | TRUE | 9 | 12 | 18 | 0 | 0 | 0
[5 empty] | 6116 | 2017-09-12 | TRUE | 9 | 12 | 19 | 0 | 0 | 0
[5 empty] | 6117 | 2017-09-12 | TRUE | 9 | 12 | 20 | 0 | 0 | 0
[5 empty] | 6118 | 2017-09-12 | TRUE | 9 | 12 | 21 | 0 | 0 | 0
[5 empty] | 6119 | 2017-09-12 | TRUE | 9 | 12 | 22 | 0 | 0 | 0
[5 empty] | 6120 | 2017-09-12 | TRUE | 9 | 12 | 23 | 0 | 0 | 0
[5 empty] | 6121 | 2017-09-13 | TRUE | 9 | 13 | 0 | 0 | 0 | 0
[5 empty] | 6122 | 2017-09-13 | TRUE | 9 | 13 | 1 | 0 | 0 | 0
[5 empty] | 6123 | 2017-09-13 | TRUE | 9 | 13 | 2 | 0 | 0 | 0
[5 empty] | 6124 | 2017-09-13 | TRUE | 9 | 13 | 3 | 0 | 0 | 0
[5 empty] | 6125 | 2017-09-13 | TRUE | 9 | 13 | 4 | 0 | 0 | 0
[5 empty] | 6126 | 2017-09-13 | TRUE | 9 | 13 | 5 | 0 | 0 | 0
[5 empty] | 6127 | 2017-09-13 | TRUE | 9 | 13 | 6 | 0.048089 | 0.077147 | 0.077154
[5 empty] | 6128 | 2017-09-13 | TRUE | 9 | 13 | 7 | 0.1409 | 0.20816 | 0.23233
[5 empty] | 6129 | 2017-09-13 | TRUE | 9 | 13 | 8 | 0.22049 | 0.34687 | 0.38528
[5 empty] | 6130 | 2017-09-13 | TRUE | 9 | 13 | 9 | 0.32052 | 0.44469 | 0.50164
[5 empty] | 6131 | 2017-09-13 | TRUE | 9 | 13 | 10 | 0.39172 | 0.4951 | 0.57908
[5 empty] | 6132 | 2017-09-13 | TRUE | 9 | 13 | 11 | 0.40466 | 0.42981 | 0.54018
[5 empty] | 6133 | 2017-09-13 | TRUE | 9 | 13 | 12 | 0.36471 | 0.42979 | 0.53001
[5 empty] | 6134 | 2017-09-13 | TRUE | 9 | 13 | 13 | 0.40528 | 0.40158 | 0.3762
[5 empty] | 6135 | 2017-09-13 | TRUE | 9 | 13 | 14 | 0.30744 | 0.3343 | 0.27992
[5 empty] | 6136 | 2017-09-13 | TRUE | 9 | 13 | 15 | 0.2551 | 0.20261 | 0.1256
[5 empty] | 6137 | 2017-09-13 | TRUE | 9 | 13 | 16 | 0.16639 | 0.11146 | 0.091565
[5 empty] | 6138 | 2017-09-13 | TRUE | 9 | 13 | 17 | 0.052342 | 0.026603 | 0.017241
[5 empty] | 6139 | 2017-09-13 | TRUE | 9 | 13 | 18 | 0 | 0 | 0
[5 empty] | 6140 | 2017-09-13 | TRUE | 9 | 13 | 19 | 0 | 0 | 0
[5 empty] | 6141 | 2017-09-13 | TRUE | 9 | 13 | 20 | 0 | 0 | 0
[5 empty] | 6142 | 2017-09-13 | TRUE | 9 | 13 | 21 | 0 | 0 | 0
[5 empty] | 6143 | 2017-09-13 | TRUE | 9 | 13 | 22 | 0 | 0 | 0
[5 empty] | 6144 | 2017-09-13 | TRUE | 9 | 13 | 23 | 0 | 0 | 0
[5 empty] | 6145 | 2017-09-14 | TRUE | 9 | 14 | 0 | 0 | 0 | 0
[5 empty] | 6146 | 2017-09-14 | TRUE | 9 | 14 | 1 | 0 | 0 | 0
[5 empty] | 6147 | 2017-09-14 | TRUE | 9 | 14 | 2 | 0 | 0 | 0
[5 empty] | 6148 | 2017-09-14 | TRUE | 9 | 14 | 3 | 0 | 0 | 0
[5 empty] | 6149 | 2017-09-14 | TRUE | 9 | 14 | 4 | 0 | 0 | 0
[5 empty] | 6150 | 2017-09-14 | TRUE | 9 | 14 | 5 | 0 | 0 | 0
[5 empty] | 6151 | 2017-09-14 | TRUE | 9 | 14 | 6 | 0.039022 | 0.044953 | 0.041916
[5 empty] | 6152 | 2017-09-14 | TRUE | 9 | 14 | 7 | 0.13297 | 0.14173 | 0.11998
[5 empty] | 6153 | 2017-09-14 | TRUE | 9 | 14 | 8 | 0.24427 | 0.25011 | 0.24671
[5 empty] | 6154 | 2017-09-14 | TRUE | 9 | 14 | 9 | 0.32828 | 0.36801 | 0.40131
[5 empty] | 6155 | 2017-09-14 | TRUE | 9 | 14 | 10 | 0.38561 | 0.37008 | 0.39182
[5 empty] | 6156 | 2017-09-14 | TRUE | 9 | 14 | 11 | 0.42843 | 0.3752 | 0.3638
[5 empty] | 6157 | 2017-09-14 | TRUE | 9 | 14 | 12 | 0.40313 | 0.41456 | 0.525
[5 empty] | 6158 | 2017-09-14 | TRUE | 9 | 14 | 13 | 0.39533 | 0.2982 | 0.32671
[5 empty] | 6159 | 2017-09-14 | TRUE | 9 | 14 | 14 | 0.34122 | 0.26164 | 0.26711
[5 empty] | 6160 | 2017-09-14 | TRUE | 9 | 14 | 15 | 0.26447 | 0.18081 | 0.16082
[5 empty] | 6161 | 2017-09-14 | TRUE | 9 | 14 | 16 | 0.15856 | 0.11383 | 0.10025
[5 empty] | 6162 | 2017-09-14 | TRUE | 9 | 14 | 17 | 0.046053 | 0.029847 | 0.025643
[5 empty] | 6163 | 2017-09-14 | TRUE | 9 | 14 | 18 | 0 | 0 | 0
[5 empty] | 6164 | 2017-09-14 | TRUE | 9 | 14 | 19 | 0 | 0 | 0
[5 empty] | 6165 | 2017-09-14 | TRUE | 9 | 14 | 20 | 0 | 0 | 0
[5 empty] | 6166 | 2017-09-14 | TRUE | 9 | 14 | 21 | 0 | 0 | 0
[5 empty] | 6167 | 2017-09-14 | TRUE | 9 | 14 | 22 | 0 | 0 | 0
[5 empty] | 6168 | 2017-09-14 | TRUE | 9 | 14 | 23 | 0 | 0 | 0
[5 empty] | 6169 | 2017-09-15 | TRUE | 9 | 15 | 0 | 0 | 0 | 0
[5 empty] | 6170 | 2017-09-15 | TRUE | 9 | 15 | 1 | 0 | 0 | 0
[5 empty] | 6171 | 2017-09-15 | TRUE | 9 | 15 | 2 | 0 | 0 | 0
[5 empty] | 6172 | 2017-09-15 | TRUE | 9 | 15 | 3 | 0 | 0 | 0
[5 empty] | 6173 | 2017-09-15 | TRUE | 9 | 15 | 4 | 0 | 0 | 0
[5 empty] | 6174 | 2017-09-15 | TRUE | 9 | 15 | 5 | 0 | 0 | 0
[5 empty] | 6175 | 2017-09-15 | TRUE | 9 | 15 | 6 | 0.057407 | 0.052524 | 0.063281
[5 empty] | 6176 | 2017-09-15 | TRUE | 9 | 15 | 7 | 0.19555 | 0.14563 | 0.16253
[5 empty] | 6177 | 2017-09-15 | TRUE | 9 | 15 | 8 | 0.33651 | 0.29087 | 0.26843
[5 empty] | 6178 | 2017-09-15 | TRUE | 9 | 15 | 9 | 0.46228 | 0.38702 | 0.3635
[5 empty] | 6179 | 2017-09-15 | TRUE | 9 | 15 | 10 | 0.53119 | 0.44517 | 0.3625
[5 empty] | 6180 | 2017-09-15 | TRUE | 9 | 15 | 11 | 0.5396 | 0.51362 | 0.47624
[5 empty] | 6181 | 2017-09-15 | TRUE | 9 | 15 | 12 | 0.57237 | 0.48929 | 0.39831
[5 empty] | 6182 | 2017-09-15 | TRUE | 9 | 15 | 13 | 0.52423 | 0.4512 | 0.40555
[5 empty] | 6183 | 2017-09-15 | TRUE | 9 | 15 | 14 | 0.45267 | 0.45266 | 0.4829
[5 empty] | 6184 | 2017-09-15 | TRUE | 9 | 15 | 15 | 0.32399 | 0.30398 | 0.34602
[5 empty] | 6185 | 2017-09-15 | TRUE | 9 | 15 | 16 | 0.18127 | 0.17825 | 0.18206
[5 empty] | 6186 | 2017-09-15 | TRUE | 9 | 15 | 17 | 0.053433 | 0.041639 | 0.04231
[5 empty] | 6187 | 2017-09-15 | TRUE | 9 | 15 | 18 | 0 | 0 | 0
[5 empty] | 6188 | 2017-09-15 | TRUE | 9 | 15 | 19 | 0 | 0 | 0
[5 empty] | 6189 | 2017-09-15 | TRUE | 9 | 15 | 20 | 0 | 0 | 0
[5 empty] | 6190 | 2017-09-15 | TRUE | 9 | 15 | 21 | 0 | 0 | 0
[5 empty] | 6191 | 2017-09-15 | TRUE | 9 | 15 | 22 | 0 | 0 | 0
[5 empty] | 6192 | 2017-09-15 | TRUE | 9 | 15 | 23 | 0 | 0 | 0
[5 empty] | 6193 | 2017-09-16 | FALSE | 9 | 16 | 0 | 0 | 0 | 0
[5 empty] | 6194 | 2017-09-16 | FALSE | 9 | 16 | 1 | 0 | 0 | 0
[5 empty] | 6195 | 2017-09-16 | FALSE | 9 | 16 | 2 | 0 | 0 | 0
[5 empty] | 6196 | 2017-09-16 | FALSE | 9 | 16 | 3 | 0 | 0 | 0
[5 empty] | 6197 | 2017-09-16 | FALSE | 9 | 16 | 4 | 0 | 0 | 0
[5 empty] | 6198 | 2017-09-16 | FALSE | 9 | 16 | 5 | 0 | 0 | 0
[5 empty] | 6199 | 2017-09-16 | FALSE | 9 | 16 | 6 | 0.041173 | 0.07004 | 0.07442
[5 empty] | 6200 | 2017-09-16 | FALSE | 9 | 16 | 7 | 0.14613 | 0.21383 | 0.22795
[5 empty] | 6201 | 2017-09-16 | FALSE | 9 | 16 | 8 | 0.25592 | 0.31974 | 0.28202
[5 empty] | 6202 | 2017-09-16 | FALSE | 9 | 16 | 9 | 0.33357 | 0.43602 | 0.42721
[5 empty] | 6203 | 2017-09-16 | FALSE | 9 | 16 | 10 | 0.36707 | 0.47866 | 0.48874
[5 empty] | 6204 | 2017-09-16 | FALSE | 9 | 16 | 11 | 0.36889 | 0.45823 | 0.42023
[5 empty] | 6205 | 2017-09-16 | FALSE | 9 | 16 | 12 | 0.35817 | 0.44389 | 0.41943
[5 empty] | 6206 | 2017-09-16 | FALSE | 9 | 16 | 13 | 0.30768 | 0.42847 | 0.4498
[5 empty] | 6207 | 2017-09-16 | FALSE | 9 | 16 | 14 | 0.24092 | 0.33659 | 0.38277
[5 empty] | 6208 | 2017-09-16 | FALSE | 9 | 16 | 15 | 0.16444 | 0.22658 | 0.23264
[5 empty] | 6209 | 2017-09-16 | FALSE | 9 | 16 | 16 | 0.099993 | 0.12471 | 0.13491
[5 empty] | 6210 | 2017-09-16 | FALSE | 9 | 16 | 17 | 0.026149 | 0.025036 | 0.027148
[5 empty] | 6211 | 2017-09-16 | FALSE | 9 | 16 | 18 | 0 | 0 | 0
[5 empty] | 6212 | 2017-09-16 | FALSE | 9 | 16 | 19 | 0 | 0 | 0
[5 empty] | 6213 | 2017-09-16 | FALSE | 9 | 16 | 20 | 0 | 0 | 0
[5 empty] | 6214 | 2017-09-16 | FALSE | 9 | 16 | 21 | 0 | 0 | 0
[5 empty] | 6215 | 2017-09-16 | FALSE | 9 | 16 | 22 | 0 | 0 | 0
[5 empty] | 6216 | 2017-09-16 | FALSE | 9 | 16 | 23 | 0 | 0 | 0
[5 empty] | 6217 | 2017-09-17 | FALSE | 9 | 17 | 0 | 0 | 0 | 0
[5 empty] | 6218 | 2017-09-17 | FALSE | 9 | 17 | 1 | 0 | 0 | 0
[5 empty] | 6219 | 2017-09-17 | FALSE | 9 | 17 | 2 | 0 | 0 | 0
[5 empty] | 6220 | 2017-09-17 | FALSE | 9 | 17 | 3 | 0 | 0 | 0
[5 empty] | 6221 | 2017-09-17 | FALSE | 9 | 17 | 4 | 0 | 0 | 0
[5 empty] | 6222 | 2017-09-17 | FALSE | 9 | 17 | 5 | 0 | 0 | 0
[5 empty] | 6223 | 2017-09-17 | FALSE | 9 | 17 | 6 | 0.034532 | 0.047547 | 0.060634
[5 empty] | 6224 | 2017-09-17 | FALSE | 9 | 17 | 7 | 0.1222 | 0.1088 | 0.088514
[5 empty] | 6225 | 2017-09-17 | FALSE | 9 | 17 | 8 | 0.23057 | 0.23862 | 0.24645
[5 empty] | 6226 | 2017-09-17 | FALSE | 9 | 17 | 9 | 0.2775 | 0.28594 | 0.31654
[5 empty] | 6227 | 2017-09-17 | FALSE | 9 | 17 | 10 | 0.36908 | 0.41423 | 0.35991
[5 empty] | 6228 | 2017-09-17 | FALSE | 9 | 17 | 11 | 0.39238 | 0.40928 | 0.40011
[5 empty] | 6229 | 2017-09-17 | FALSE | 9 | 17 | 12 | 0.39262 | 0.47032 | 0.46986
[5 empty] | 6230 | 2017-09-17 | FALSE | 9 | 17 | 13 | 0.35398 | 0.34463 | 0.31399
[5 empty] | 6231 | 2017-09-17 | FALSE | 9 | 17 | 14 | 0.28915 | 0.26609 | 0.2475
[5 empty] | 6232 | 2017-09-17 | FALSE | 9 | 17 | 15 | 0.19688 | 0.16262 | 0.1732
[5 empty] | 6233 | 2017-09-17 | FALSE | 9 | 17 | 16 | 0.11445 | 0.09661 | 0.094279
[5 empty] | 6234 | 2017-09-17 | FALSE | 9 | 17 | 17 | 0.032815 | 0.020945 | 0.020029
[5 empty] | 6235 | 2017-09-17 | FALSE | 9 | 17 | 18 | 0 | 0 | 0
[5 empty] | 6236 | 2017-09-17 | FALSE | 9 | 17 | 19 | 0 | 0 | 0
[5 empty] | 6237 | 2017-09-17 | FALSE | 9 | 17 | 20 | 0 | 0 | 0
[5 empty] | 6238 | 2017-09-17 | FALSE | 9 | 17 | 21 | 0 | 0 | 0
[5 empty] | 6239 | 2017-09-17 | FALSE | 9 | 17 | 22 | 0 | 0 | 0
[5 empty] | 6240 | 2017-09-17 | FALSE | 9 | 17 | 23 | 0 | 0 | 0
[5 empty] | 6241 | 2017-09-18 | TRUE | 9 | 18 | 0 | 0 | 0 | 0
[5 empty] | 6242 | 2017-09-18 | TRUE | 9 | 18 | 1 | 0 | 0 | 0
[5 empty] | 6243 | 2017-09-18 | TRUE | 9 | 18 | 2 | 0 | 0 | 0
[5 empty] | 6244 | 2017-09-18 | TRUE | 9 | 18 | 3 | 0 | 0 | 0
[5 empty] | 6245 | 2017-09-18 | TRUE | 9 | 18 | 4 | 0 | 0 | 0
[5 empty] | 6246 | 2017-09-18 | TRUE | 9 | 18 | 5 | 0 | 0 | 0
[5 empty] | 6247 | 2017-09-18 | TRUE | 9 | 18 | 6 | 0.037443 | 0.05278 | 0.051366
[5 empty] | 6248 | 2017-09-18 | TRUE | 9 | 18 | 7 | 0.12805 | 0.099387 | 0.10347
[5 empty] | 6249 | 2017-09-18 | TRUE | 9 | 18 | 8 | 0.26849 | 0.17918 | 0.1833
[5 empty] | 6250 | 2017-09-18 | TRUE | 9 | 18 | 9 | 0.38259 | 0.28092 | 0.26296
[5 empty] | 6251 | 2017-09-18 | TRUE | 9 | 18 | 10 | 0.45306 | 0.34669 | 0.3298
[5 empty] | 6252 | 2017-09-18 | TRUE | 9 | 18 | 11 | 0.4917 | 0.39069 | 0.31888
[5 empty] | 6253 | 2017-09-18 | TRUE | 9 | 18 | 12 | 0.50342 | 0.40774 | 0.35512
[5 empty] | 6254 | 2017-09-18 | TRUE | 9 | 18 | 13 | 0.46424 | 0.34236 | 0.32781
[5 empty] | 6255 | 2017-09-18 | TRUE | 9 | 18 | 14 | 0.38246 | 0.26434 | 0.26348
[5 empty] | 6256 | 2017-09-18 | TRUE | 9 | 18 | 15 | 0.28242 | 0.20252 | 0.22037
[5 empty] | 6257 | 2017-09-18 | TRUE | 9 | 18 | 16 | 0.16083 | 0.11975 | 0.1419
[5 empty] | 6258 | 2017-09-18 | TRUE | 9 | 18 | 17 | 0.043844 | 0.023851 | 0.02814
[5 empty] | 6259 | 2017-09-18 | TRUE | 9 | 18 | 18 | 0 | 0 | 0
[5 empty] | 6260 | 2017-09-18 | TRUE | 9 | 18 | 19 | 0 | 0 | 0
[5 empty] | 6261 | 2017-09-18 | TRUE | 9 | 18 | 20 | 0 | 0 | 0
[5 empty] | 6262 | 2017-09-18 | TRUE | 9 | 18 | 21 | 0 | 0 | 0
[5 empty] | 6263 | 2017-09-18 | TRUE | 9 | 18 | 22 | 0 | 0 | 0
[5 empty] | 6264 | 2017-09-18 | TRUE | 9 | 18 | 23 | 0 | 0 | 0
[5 empty] | 6265 | 2017-09-19 | TRUE | 9 | 19 | 0 | 0 | 0 | 0
[5 empty] | 6266 | 2017-09-19 | TRUE | 9 | 19 | 1 | 0 | 0 | 0
[5 empty] | 6267 | 2017-09-19 | TRUE | 9 | 19 | 2 | 0 | 0 | 0
[5 empty] | 6268 | 2017-09-19 | TRUE | 9 | 19 | 3 | 0 | 0 | 0
[5 empty] | 6269 | 2017-09-19 | TRUE | 9 | 19 | 4 | 0 | 0 | 0
[5 empty] | 6270 | 2017-09-19 | TRUE | 9 | 19 | 5 | 0 | 0 | 0
[5 empty] | 6271 | 2017-09-19 | TRUE | 9 | 19 | 6 | 0.054104 | 0.067049 | 0.060571
[5 empty] | 6272 | 2017-09-19 | TRUE | 9 | 19 | 7 | 0.18456 | 0.19099 | 0.17528
[5 empty] | 6273 | 2017-09-19 | TRUE | 9 | 19 | 8 | 0.32688 | 0.36332 | 0.35709
[5 empty] | 6274 | 2017-09-19 | TRUE | 9 | 19 | 9 | 0.44813 | 0.43888 | 0.4005
[5 empty] | 6275 | 2017-09-19 | TRUE | 9 | 19 | 10 | 0.52931 | 0.49946 | 0.45356
[5 empty] | 6276 | 2017-09-19 | TRUE | 9 | 19 | 11 | 0.56298 | 0.54014 | 0.50845
[5 empty] | 6277 | 2017-09-19 | TRUE | 9 | 19 | 12 | 0.55597 | 0.52512 | 0.49006
[5 empty] | 6278 | 2017-09-19 | TRUE | 9 | 19 | 13 | 0.50541 | 0.4735 | 0.43369
[5 empty] | 6279 | 2017-09-19 | TRUE | 9 | 19 | 14 | 0.41936 | 0.36149 | 0.29402
[5 empty] | 6280 | 2017-09-19 | TRUE | 9 | 19 | 15 | 0.31325 | 0.25109 | 0.2039
[5 empty] | 6281 | 2017-09-19 | TRUE | 9 | 19 | 16 | 0.17325 | 0.12968 | 0.10622
[5 empty] | 6282 | 2017-09-19 | TRUE | 9 | 19 | 17 | 0.045075 | 0.024583 | 0.019747
[5 empty] | 6283 | 2017-09-19 | TRUE | 9 | 19 | 18 | 0 | 0 | 0
[5 empty] | 6284 | 2017-09-19 | TRUE | 9 | 19 | 19 | 0 | 0 | 0
[5 empty] | 6285 | 2017-09-19 | TRUE | 9 | 19 | 20 | 0 | 0 | 0
[5 empty] | 6286 | 2017-09-19 | TRUE | 9 | 19 | 21 | 0 | 0 | 0
[5 empty] | 6287 | 2017-09-19 | TRUE | 9 | 19 | 22 | 0 | 0 | 0
[5 empty] | 6288 | 2017-09-19 | TRUE | 9 | 19 | 23 | 0 | 0 | 0
[5 empty] | 6289 | 2017-09-20 | TRUE | 9 | 20 | 0 | 0 | 0 | 0
[5 empty] | 6290 | 2017-09-20 | TRUE | 9 | 20 | 1 | 0 | 0 | 0
[5 empty] | 6291 | 2017-09-20 | TRUE | 9 | 20 | 2 | 0 | 0 | 0
[5 empty] | 6292 | 2017-09-20 | TRUE | 9 | 20 | 3 | 0 | 0 | 0
[5 empty] | 6293 | 2017-09-20 | TRUE | 9 | 20 | 4 | 0 | 0 | 0
[5 empty] | 6294 | 2017-09-20 | TRUE | 9 | 20 | 5 | 0 | 0 | 0
[5 empty] | 6295 | 2017-09-20 | TRUE | 9 | 20 | 6 | 0.051036 | 0.062234 | 0.057814
[5 empty] | 6296 | 2017-09-20 | TRUE | 9 | 20 | 7 | 0.18867 | 0.18449 | 0.18306
[5 empty] | 6297 | 2017-09-20 | TRUE | 9 | 20 | 8 | 0.3291 | 0.31549 | 0.31576
[5 empty] | 6298 | 2017-09-20 | TRUE | 9 | 20 | 9 | 0.44065 | 0.43268 | 0.42135
[5 empty] | 6299 | 2017-09-20 | TRUE | 9 | 20 | 10 | 0.51302 | 0.50067 | 0.48952
[5 empty] | 6300 | 2017-09-20 | TRUE | 9 | 20 | 11 | 0.53315 | 0.48713 | 0.49827
[5 empty] | 6301 | 2017-09-20 | TRUE | 9 | 20 | 12 | 0.52387 | 0.4817 | 0.48493
[5 empty] | 6302 | 2017-09-20 | TRUE | 9 | 20 | 13 | 0.4728 | 0.45062 | 0.45755
[5 empty] | 6303 | 2017-09-20 | TRUE | 9 | 20 | 14 | 0.4189 | 0.36759 | 0.37565
[5 empty] | 6304 | 2017-09-20 | TRUE | 9 | 20 | 15 | 0.30898 | 0.25627 | 0.26303
[5 empty] | 6305 | 2017-09-20 | TRUE | 9 | 20 | 16 | 0.17049 | 0.13251 | 0.13582
[5 empty] | 6306 | 2017-09-20 | TRUE | 9 | 20 | 17 | 0.041727 | 0.023975 | 0.024262
[5 empty] | 6307 | 2017-09-20 | TRUE | 9 | 20 | 18 | 0 | 0 | 0
[5 empty] | 6308 | 2017-09-20 | TRUE | 9 | 20 | 19 | 0 | 0 | 0
[5 empty] | 6309 | 2017-09-20 | TRUE | 9 | 20 | 20 | 0 | 0 | 0
[5 empty] | 6310 | 2017-09-20 | TRUE | 9 | 20 | 21 | 0 | 0 | 0
[5 empty] | 6311 | 2017-09-20 | TRUE | 9 | 20 | 22 | 0 | 0 | 0
[5 empty] | 6312 | 2017-09-20 | TRUE | 9 | 20 | 23 | 0 | 0 | 0
[5 empty] | 6313 | 2017-09-21 | TRUE | 9 | 21 | 0 | 0 | 0 | 0
[5 empty] | 6314 | 2017-09-21 | TRUE | 9 | 21 | 1 | 0 | 0 | 0
[5 empty] | 6315 | 2017-09-21 | TRUE | 9 | 21 | 2 | 0 | 0 | 0
[5 empty] | 6316 | 2017-09-21 | TRUE | 9 | 21 | 3 | 0 | 0 | 0
[5 empty] | 6317 | 2017-09-21 | TRUE | 9 | 21 | 4 | 0 | 0 | 0
[5 empty] | 6318 | 2017-09-21 | TRUE | 9 | 21 | 5 | 0 | 0 | 0
[5 empty] | 6319 | 2017-09-21 | TRUE | 9 | 21 | 6 | 0.048493 | 0.063322 | 0.05592
[5 empty] | 6320 | 2017-09-21 | TRUE | 9 | 21 | 7 | 0.17363 | 0.20842 | 0.20739
[5 empty] | 6321 | 2017-09-21 | TRUE | 9 | 21 | 8 | 0.31782 | 0.34596 | 0.34887
[5 empty] | 6322 | 2017-09-21 | TRUE | 9 | 21 | 9 | 0.42647 | 0.43204 | 0.43026
[5 empty] | 6323 | 2017-09-21 | TRUE | 9 | 21 | 10 | 0.5182 | 0.53175 | 0.55054
[5 empty] | 6324 | 2017-09-21 | TRUE | 9 | 21 | 11 | 0.54377 | 0.54047 | 0.53631
[5 empty] | 6325 | 2017-09-21 | TRUE | 9 | 21 | 12 | 0.54941 | 0.50934 | 0.49032
[5 empty] | 6326 | 2017-09-21 | TRUE | 9 | 21 | 13 | 0.50885 | 0.47463 | 0.46754
[5 empty] | 6327 | 2017-09-21 | TRUE | 9 | 21 | 14 | 0.42203 | 0.40715 | 0.41652
[5 empty] | 6328 | 2017-09-21 | TRUE | 9 | 21 | 15 | 0.29856 | 0.2863 | 0.29752
[5 empty] | 6329 | 2017-09-21 | TRUE | 9 | 21 | 16 | 0.16345 | 0.14409 | 0.14929
[5 empty] | 6330 | 2017-09-21 | TRUE | 9 | 21 | 17 | 0.038796 | 0.024329 | 0.0253
[5 empty] | 6331 | 2017-09-21 | TRUE | 9 | 21 | 18 | 0 | 0 | 0
[5 empty] | 6332 | 2017-09-21 | TRUE | 9 | 21 | 19 | 0 | 0 | 0
[5 empty] | 6333 | 2017-09-21 | TRUE | 9 | 21 | 20 | 0 | 0 | 0
[5 empty] | 6334 | 2017-09-21 | TRUE | 9 | 21 | 21 | 0 | 0 | 0
[5 empty] | 6335 | 2017-09-21 | TRUE | 9 | 21 | 22 | 0 | 0 | 0
[5 empty] | 6336 | 2017-09-21 | TRUE | 9 | 21 | 23 | 0 | 0 | 0
[5 empty] | 6337 | 2017-09-22 | TRUE | 9 | 22 | 0 | 0 | 0 | 0
[5 empty] | 6338 | 2017-09-22 | TRUE | 9 | 22 | 1 | 0 | 0 | 0
[5 empty] | 6339 | 2017-09-22 | TRUE | 9 | 22 | 2 | 0 | 0 | 0
[5 empty] | 6340 | 2017-09-22 | TRUE | 9 | 22 | 3 | 0 | 0 | 0
[5 empty] | 6341 | 2017-09-22 | TRUE | 9 | 22 | 4 | 0 | 0 | 0
[5 empty] | 6342 | 2017-09-22 | TRUE | 9 | 22 | 5 | 0 | 0 | 0
[5 empty] | 6343 | 2017-09-22 | TRUE | 9 | 22 | 6 | 0.041198 | 0.061745 | 0.06714
[5 empty] | 6344 | 2017-09-22 | TRUE | 9 | 22 | 7 | 0.1561 | 0.19721 | 0.21657
[5 empty] | 6345 | 2017-09-22 | TRUE | 9 | 22 | 8 | 0.24381 | 0.31612 | 0.35885
[5 empty] | 6346 | 2017-09-22 | TRUE | 9 | 22 | 9 | 0.35908 | 0.45693 | 0.49649
[5 empty] | 6347 | 2017-09-22 | TRUE | 9 | 22 | 10 | 0.41229 | 0.48015 | 0.5356
[5 empty] | 6348 | 2017-09-22 | TRUE | 9 | 22 | 11 | 0.45678 | 0.54894 | 0.60387
[5 empty] | 6349 | 2017-09-22 | TRUE | 9 | 22 | 12 | 0.45958 | 0.54097 | 0.55671
[5 empty] | 6350 | 2017-09-22 | TRUE | 9 | 22 | 13 | 0.41042 | 0.48438 | 0.54206
[5 empty] | 6351 | 2017-09-22 | TRUE | 9 | 22 | 14 | 0.35459 | 0.40415 | 0.44747
[5 empty] | 6352 | 2017-09-22 | TRUE | 9 | 22 | 15 | 0.23213 | 0.27515 | 0.31228
[5 empty] | 6353 | 2017-09-22 | TRUE | 9 | 22 | 16 | 0.11964 | 0.13493 | 0.15234
[5 empty] | 6354 | 2017-09-22 | TRUE | 9 | 22 | 17 | 0.026852 | 0.021014 | 0.024059
[5 empty] | 6355 | 2017-09-22 | TRUE | 9 | 22 | 18 | 0 | 0 | 0
[5 empty] | 6356 | 2017-09-22 | TRUE | 9 | 22 | 19 | 0 | 0 | 0
[5 empty] | 6357 | 2017-09-22 | TRUE | 9 | 22 | 20 | 0 | 0 | 0
[5 empty] | 6358 | 2017-09-22 | TRUE | 9 | 22 | 21 | 0 | 0 | 0
[5 empty] | 6359 | 2017-09-22 | TRUE | 9 | 22 | 22 | 0 | 0 | 0
[5 empty] | 6360 | 2017-09-22 | TRUE | 9 | 22 | 23 | 0 | 0 | 0
[5 empty] | 6361 | 2017-09-23 | FALSE | 9 | 23 | 0 | 0 | 0 | 0
[5 empty] | 6362 | 2017-09-23 | FALSE | 9 | 23 | 1 | 0 | 0 | 0
[5 empty] | 6363 | 2017-09-23 | FALSE | 9 | 23 | 2 | 0 | 0 | 0
[5 empty] | 6364 | 2017-09-23 | FALSE | 9 | 23 | 3 | 0 | 0 | 0
[5 empty] | 6365 | 2017-09-23 | FALSE | 9 | 23 | 4 | 0 | 0 | 0
[5 empty] | 6366 | 2017-09-23 | FALSE | 9 | 23 | 5 | 0 | 0 | 0
[5 empty] | 6367 | 2017-09-23 | FALSE | 9 | 23 | 6 | 0.047825 | 0.057745 | 0.045697
[5 empty] | 6368 | 2017-09-23 | FALSE | 9 | 23 | 7 | 0.16908 | 0.19174 | 0.15732
[5 empty] | 6369 | 2017-09-23 | FALSE | 9 | 23 | 8 | 0.30262 | 0.32763 | 0.27687
[5 empty] | 6370 | 2017-09-23 | FALSE | 9 | 23 | 9 | 0.43449 | 0.42368 | 0.35774
[5 empty] | 6371 | 2017-09-23 | FALSE | 9 | 23 | 10 | 0.45916 | 0.49168 | 0.42569
[5 empty] | 6372 | 2017-09-23 | FALSE | 9 | 23 | 11 | 0.43385 | 0.53268 | 0.61792
[5 empty] | 6373 | 2017-09-23 | FALSE | 9 | 23 | 12 | 0.47338 | 0.58998 | 0.60515
[5 empty] | 6374 | 2017-09-23 | FALSE | 9 | 23 | 13 | 0.4143 | 0.52155 | 0.55157
[5 empty] | 6375 | 2017-09-23 | FALSE | 9 | 23 | 14 | 0.37277 | 0.4251 | 0.45495
[5 empty] | 6376 | 2017-09-23 | FALSE | 9 | 23 | 15 | 0.24815 | 0.27634 | 0.318
[5 empty] | 6377 | 2017-09-23 | FALSE | 9 | 23 | 16 | 0.12545 | 0.13153 | 0.15348
[5 empty] | 6378 | 2017-09-23 | FALSE | 9 | 23 | 17 | 0.026321 | 0.017858 | 0.022709
[5 empty] | 6379 | 2017-09-23 | FALSE | 9 | 23 | 18 | 0 | 0 | 0
[5 empty] | 6380 | 2017-09-23 | FALSE | 9 | 23 | 19 | 0 | 0 | 0
[5 empty] | 6381 | 2017-09-23 | FALSE | 9 | 23 | 20 | 0 | 0 | 0
[5 empty] | 6382 | 2017-09-23 | FALSE | 9 | 23 | 21 | 0 | 0 | 0
[5 empty] | 6383 | 2017-09-23 | FALSE | 9 | 23 | 22 | 0 | 0 | 0
[5 empty] | 6384 | 2017-09-23 | FALSE | 9 | 23 | 23 | 0 | 0 | 0
[5 empty] | 6385 | 2017-09-24 | FALSE | 9 | 24 | 0 | 0 | 0 | 0
[5 empty] | 6386 | 2017-09-24 | FALSE | 9 | 24 | 1 | 0 | 0 | 0
[5 empty] | 6387 | 2017-09-24 | FALSE | 9 | 24 | 2 | 0 | 0 | 0
[5 empty] | 6388 | 2017-09-24 | FALSE | 9 | 24 | 3 | 0 | 0 | 0
[5 empty] | 6389 | 2017-09-24 | FALSE | 9 | 24 | 4 | 0 | 0 | 0
[5 empty] | 6390 | 2017-09-24 | FALSE | 9 | 24 | 5 | 0 | 0 | 0
[5 empty] | 6391 | 2017-09-24 | FALSE | 9 | 24 | 6 | 0.045884 | 0.059603 | 0.051228
[5 empty] | 6392 | 2017-09-24 | FALSE | 9 | 24 | 7 | 0.17851 | 0.19438 | 0.16371
[5 empty] | 6393 | 2017-09-24 | FALSE | 9 | 24 | 8 | 0.33222 | 0.32309 | 0.30778
[5 empty] | 6394 | 2017-09-24 | FALSE | 9 | 24 | 9 | 0.45917 | 0.4247 | 0.43071
[5 empty] | 6395 | 2017-09-24 | FALSE | 9 | 24 | 10 | 0.54431 | 0.51681 | 0.51893
[5 empty] | 6396 | 2017-09-24 | FALSE | 9 | 24 | 11 | 0.58874 | 0.60694 | 0.61939
[5 empty] | 6397 | 2017-09-24 | FALSE | 9 | 24 | 12 | 0.57973 | 0.59233 | 0.60393
[5 empty] | 6398 | 2017-09-24 | FALSE | 9 | 24 | 13 | 0.53207 | 0.53908 | 0.54928
[5 empty] | 6399 | 2017-09-24 | FALSE | 9 | 24 | 14 | 0.45234 | 0.44485 | 0.45125
[5 empty] | 6400 | 2017-09-24 | FALSE | 9 | 24 | 15 | 0.32641 | 0.31033 | 0.31421
[5 empty] | 6401 | 2017-09-24 | FALSE | 9 | 24 | 16 | 0.17047 | 0.14915 | 0.15074
[5 empty] | 6402 | 2017-09-24 | FALSE | 9 | 24 | 17 | 0.035376 | 0.020647 | 0.020659
[5 empty] | 6403 | 2017-09-24 | FALSE | 9 | 24 | 18 | 0 | 0 | 0
[5 empty] | 6404 | 2017-09-24 | FALSE | 9 | 24 | 19 | 0 | 0 | 0
[5 empty] | 6405 | 2017-09-24 | FALSE | 9 | 24 | 20 | 0 | 0 | 0
[5 empty] | 6406 | 2017-09-24 | FALSE | 9 | 24 | 21 | 0 | 0 | 0
[5 empty] | 6407 | 2017-09-24 | FALSE | 9 | 24 | 22 | 0 | 0 | 0
[5 empty] | 6408 | 2017-09-24 | FALSE | 9 | 24 | 23 | 0 | 0 | 0
[5 empty] | 6409 | 2017-09-25 | TRUE | 9 | 25 | 0 | 0 | 0 | 0
[5 empty] | 6410 | 2017-09-25 | TRUE | 9 | 25 | 1 | 0 | 0 | 0
[5 empty] | 6411 | 2017-09-25 | TRUE | 9 | 25 | 2 | 0 | 0 | 0
[5 empty] | 6412 | 2017-09-25 | TRUE | 9 | 25 | 3 | 0 | 0 | 0
[5 empty] | 6413 | 2017-09-25 | TRUE | 9 | 25 | 4 | 0 | 0 | 0
[5 empty] | 6414 | 2017-09-25 | TRUE | 9 | 25 | 5 | 0 | 0 | 0
[5 empty] | 6415 | 2017-09-25 | TRUE | 9 | 25 | 6 | 0.040992 | 0.058567 | 0.052417
[5 empty] | 6416 | 2017-09-25 | TRUE | 9 | 25 | 7 | 0.1702 | 0.20682 | 0.18803
[5 empty] | 6417 | 2017-09-25 | TRUE | 9 | 25 | 8 | 0.30286 | 0.35742 | 0.36352
[5 empty] | 6418 | 2017-09-25 | TRUE | 9 | 25 | 9 | 0.40726 | 0.46514 | 0.47651
[5 empty] | 6419 | 2017-09-25 | TRUE | 9 | 25 | 10 | 0.44805 | 0.50914 | 0.53152
[5 empty] | 6420 | 2017-09-25 | TRUE | 9 | 25 | 11 | 0.45485 | 0.5318 | 0.57926
[5 empty] | 6421 | 2017-09-25 | TRUE | 9 | 25 | 12 | 0.46006 | 0.53765 | 0.58452
[5 empty] | 6422 | 2017-09-25 | TRUE | 9 | 25 | 13 | 0.38457 | 0.44127 | 0.44463
[5 empty] | 6423 | 2017-09-25 | TRUE | 9 | 25 | 14 | 0.35423 | 0.38921 | 0.41691
[5 empty] | 6424 | 2017-09-25 | TRUE | 9 | 25 | 15 | 0.22948 | 0.27162 | 0.29583
[5 empty] | 6425 | 2017-09-25 | TRUE | 9 | 25 | 16 | 0.12465 | 0.11764 | 0.12294
[5 empty] | 6426 | 2017-09-25 | TRUE | 9 | 25 | 17 | 0.023146 | 0.011576 | 0.012381
[5 empty] | 6427 | 2017-09-25 | TRUE | 9 | 25 | 18 | 0 | 0 | 0
[5 empty] | 6428 | 2017-09-25 | TRUE | 9 | 25 | 19 | 0 | 0 | 0
[5 empty] | 6429 | 2017-09-25 | TRUE | 9 | 25 | 20 | 0 | 0 | 0
[5 empty] | 6430 | 2017-09-25 | TRUE | 9 | 25 | 21 | 0 | 0 | 0
[5 empty] | 6431 | 2017-09-25 | TRUE | 9 | 25 | 22 | 0 | 0 | 0
[5 empty] | 6432 | 2017-09-25 | TRUE | 9 | 25 | 23 | 0 | 0 | 0
[5 empty] | 6433 | 2017-09-26 | TRUE | 9 | 26 | 0 | 0 | 0 | 0
[5 empty] | 6434 | 2017-09-26 | TRUE | 9 | 26 | 1 | 0 | 0 | 0
[5 empty] | 6435 | 2017-09-26 | TRUE | 9 | 26 | 2 | 0 | 0 | 0
[5 empty] | 6436 | 2017-09-26 | TRUE | 9 | 26 | 3 | 0 | 0 | 0
[5 empty] | 6437 | 2017-09-26 | TRUE | 9 | 26 | 4 | 0 | 0 | 0
[5 empty] | 6438 | 2017-09-26 | TRUE | 9 | 26 | 5 | 0 | 0 | 0
[5 empty] | 6439 | 2017-09-26 | TRUE | 9 | 26 | 6 | 0.037196 | 0.040148 | 0.035495
[5 empty] | 6440 | 2017-09-26 | TRUE | 9 | 26 | 7 | 0.14925 | 0.12694 | 0.12907
[5 empty] | 6441 | 2017-09-26 | TRUE | 9 | 26 | 8 | 0.28951 | 0.25937 | 0.27765
[5 empty] | 6442 | 2017-09-26 | TRUE | 9 | 26 | 9 | 0.40944 | 0.35833 | 0.32864
[5 empty] | 6443 | 2017-09-26 | TRUE | 9 | 26 | 10 | 0.47952 | 0.46168 | 0.46382
[5 empty] | 6444 | 2017-09-26 | TRUE | 9 | 26 | 11 | 0.51475 | 0.46646 | 0.44166
[5 empty] | 6445 | 2017-09-26 | TRUE | 9 | 26 | 12 | 0.50191 | 0.41987 | 0.37732
[5 empty] | 6446 | 2017-09-26 | TRUE | 9 | 26 | 13 | 0.4648 | 0.34646 | 0.36056
[5 empty] | 6447 | 2017-09-26 | TRUE | 9 | 26 | 14 | 0.40717 | 0.31803 | 0.29291
[5 empty] | 6448 | 2017-09-26 | TRUE | 9 | 26 | 15 | 0.29323 | 0.23368 | 0.21012
[5 empty] | 6449 | 2017-09-26 | TRUE | 9 | 26 | 16 | 0.15269 | 0.12092 | 0.11003
[5 empty] | 6450 | 2017-09-26 | TRUE | 9 | 26 | 17 | 0.027629 | 0.011016 | 0.0093681
[5 empty] | 6451 | 2017-09-26 | TRUE | 9 | 26 | 18 | 0 | 0 | 0
[5 empty] | 6452 | 2017-09-26 | TRUE | 9 | 26 | 19 | 0 | 0 | 0
[5 empty] | 6453 | 2017-09-26 | TRUE | 9 | 26 | 20 | 0 | 0 | 0
[5 empty] | 6454 | 2017-09-26 | TRUE | 9 | 26 | 21 | 0 | 0 | 0
[5 empty] | 6455 | 2017-09-26 | TRUE | 9 | 26 | 22 | 0 | 0 | 0
[5 empty] | 6456 | 2017-09-26 | TRUE | 9 | 26 | 23 | 0 | 0 | 0
[5 empty] | 6457 | 2017-09-27 | TRUE | 9 | 27 | 0 | 0 | 0 | 0
[5 empty] | 6458 | 2017-09-27 | TRUE | 9 | 27 | 1 | 0 | 0 | 0
[5 empty] | 6459 | 2017-09-27 | TRUE | 9 | 27 | 2 | 0 | 0 | 0
[5 empty] | 6460 | 2017-09-27 | TRUE | 9 | 27 | 3 | 0 | 0 | 0
[5 empty] | 6461 | 2017-09-27 | TRUE | 9 | 27 | 4 | 0 | 0 | 0
[5 empty] | 6462 | 2017-09-27 | TRUE | 9 | 27 | 5 | 0 | 0 | 0
[5 empty] | 6463 | 2017-09-27 | TRUE | 9 | 27 | 6 | 0.043252 | 0.054037 | 0.04757
[5 empty] | 6464 | 2017-09-27 | TRUE | 9 | 27 | 7 | 0.18425 | 0.18355 | 0.15739
[5 empty] | 6465 | 2017-09-27 | TRUE | 9 | 27 | 8 | 0.33296 | 0.30301 | 0.2496
[5 empty] | 6466 | 2017-09-27 | TRUE | 9 | 27 | 9 | 0.43774 | 0.40542 | 0.41823
[5 empty] | 6467 | 2017-09-27 | TRUE | 9 | 27 | 10 | 0.50678 | 0.45093 | 0.44507
[5 empty] | 6468 | 2017-09-27 | TRUE | 9 | 27 | 11 | 0.53351 | 0.49743 | 0.49113
[5 empty] | 6469 | 2017-09-27 | TRUE | 9 | 27 | 12 | 0.51515 | 0.49453 | 0.4896
[5 empty] | 6470 | 2017-09-27 | TRUE | 9 | 27 | 13 | 0.47168 | 0.45634 | 0.51313
[5 empty] | 6471 | 2017-09-27 | TRUE | 9 | 27 | 14 | 0.39727 | 0.35422 | 0.35993
[5 empty] | 6472 | 2017-09-27 | TRUE | 9 | 27 | 15 | 0.27461 | 0.24033 | 0.20129
[5 empty] | 6473 | 2017-09-27 | TRUE | 9 | 27 | 16 | 0.14518 | 0.11025 | 0.09348
[5 empty] | 6474 | 2017-09-27 | TRUE | 9 | 27 | 17 | 0.022806 | 0.010196 | 0.010242
[5 empty] | 6475 | 2017-09-27 | TRUE | 9 | 27 | 18 | 0 | 0 | 0
[5 empty] | 6476 | 2017-09-27 | TRUE | 9 | 27 | 19 | 0 | 0 | 0
[5 empty] | 6477 | 2017-09-27 | TRUE | 9 | 27 | 20 | 0 | 0 | 0
[5 empty] | 6478 | 2017-09-27 | TRUE | 9 | 27 | 21 | 0 | 0 | 0
[5 empty] | 6479 | 2017-09-27 | TRUE | 9 | 27 | 22 | 0 | 0 | 0
[5 empty] | 6480 | 2017-09-27 | TRUE | 9 | 27 | 23 | 0 | 0 | 0
[5 empty] | 6481 | 2017-09-28 | TRUE | 9 | 28 | 0 | 0 | 0 | 0
[5 empty] | 6482 | 2017-09-28 | TRUE | 9 | 28 | 1 | 0 | 0 | 0
[5 empty] | 6483 | 2017-09-28 | TRUE | 9 | 28 | 2 | 0 | 0 | 0
[5 empty] | 6484 | 2017-09-28 | TRUE | 9 | 28 | 3 | 0 | 0 | 0
[5 empty] | 6485 | 2017-09-28 | TRUE | 9 | 28 | 4 | 0 | 0 | 0
[5 empty] | 6486 | 2017-09-28 | TRUE | 9 | 28 | 5 | 0 | 0 | 0
[5 empty] | 6487 | 2017-09-28 | TRUE | 9 | 28 | 6 | 0.03173 | 0.050682 | 0.042635
[5 empty] | 6488 | 2017-09-28 | TRUE | 9 | 28 | 7 | 0.12433 | 0.18559 | 0.16169
[5 empty] | 6489 | 2017-09-28 | TRUE | 9 | 28 | 8 | 0.23995 | 0.32541 | 0.28919
[5 empty] | 6490 | 2017-09-28 | TRUE | 9 | 28 | 9 | 0.29754 | 0.38208 | 0.37071
[5 empty] | 6491 | 2017-09-28 | TRUE | 9 | 28 | 10 | 0.3439 | 0.43544 | 0.44597
[5 empty] | 6492 | 2017-09-28 | TRUE | 9 | 28 | 11 | 0.38998 | 0.49384 | 0.50678
[5 empty] | 6493 | 2017-09-28 | TRUE | 9 | 28 | 12 | 0.36698 | 0.45628 | 0.45984
[5 empty] | 6494 | 2017-09-28 | TRUE | 9 | 28 | 13 | 0.37603 | 0.43451 | 0.41146
[5 empty] | 6495 | 2017-09-28 | TRUE | 9 | 28 | 14 | 0.32212 | 0.38626 | 0.37905
[5 empty] | 6496 | 2017-09-28 | TRUE | 9 | 28 | 15 | 0.2237 | 0.26064 | 0.23541
[5 empty] | 6497 | 2017-09-28 | TRUE | 9 | 28 | 16 | 0.12718 | 0.11774 | 0.10688
[5 empty] | 6498 | 2017-09-28 | TRUE | 9 | 28 | 17 | 0.018027 | 0.0087364 | 0.0087223
[5 empty] | 6499 | 2017-09-28 | TRUE | 9 | 28 | 18 | 0 | 0 | 0
[5 empty] | 6500 | 2017-09-28 | TRUE | 9 | 28 | 19 | 0 | 0 | 0
[5 empty] | 6501 | 2017-09-28 | TRUE | 9 | 28 | 20 | 0 | 0 | 0
[5 empty] | 6502 | 2017-09-28 | TRUE | 9 | 28 | 21 | 0 | 0 | 0
[5 empty] | 6503 | 2017-09-28 | TRUE | 9 | 28 | 22 | 0 | 0 | 0
[5 empty] | 6504 | 2017-09-28 | TRUE | 9 | 28 | 23 | 0 | 0 | 0
[5 empty] | 6505 | 2017-09-29 | TRUE | 9 | 29 | 0 | 0 | 0 | 0
[5 empty] | 6506 | 2017-09-29 | TRUE | 9 | 29 | 1 | 0 | 0 | 0
[5 empty] | 6507 | 2017-09-29 | TRUE | 9 | 29 | 2 | 0 | 0 | 0
[5 empty] | 6508 | 2017-09-29 | TRUE | 9 | 29 | 3 | 0 | 0 | 0
[5 empty] | 6509 | 2017-09-29 | TRUE | 9 | 29 | 4 | 0 | 0 | 0
[5 empty] | 6510 | 2017-09-29 | TRUE | 9 | 29 | 5 | 0 | 0 | 0
[5 empty] | 6511 | 2017-09-29 | TRUE | 9 | 29 | 6 | 0.027867 | 0.041477 | 0.03891
[5 empty] | 6512 | 2017-09-29 | TRUE | 9 | 29 | 7 | 0.11487 | 0.15088 | 0.1392
[5 empty] | 6513 | 2017-09-29 | TRUE | 9 | 29 | 8 | 0.21469 | 0.26671 | 0.25999
[5 empty] | 6514 | 2017-09-29 | TRUE | 9 | 29 | 9 | 0.29294 | 0.35876 | 0.34918
[5 empty] | 6515 | 2017-09-29 | TRUE | 9 | 29 | 10 | 0.35988 | 0.43659 | 0.40662
[5 empty] | 6516 | 2017-09-29 | TRUE | 9 | 29 | 11 | 0.36674 | 0.38065 | 0.27936
[5 empty] | 6517 | 2017-09-29 | TRUE | 9 | 29 | 12 | 0.39558 | 0.3348 | 0.23597
[5 empty] | 6518 | 2017-09-29 | TRUE | 9 | 29 | 13 | 0.30564 | 0.31591 | 0.26154
[5 empty] | 6519 | 2017-09-29 | TRUE | 9 | 29 | 14 | 0.26029 | 0.28941 | 0.30163
[5 empty] | 6520 | 2017-09-29 | TRUE | 9 | 29 | 15 | 0.1722 | 0.20689 | 0.1897
[5 empty] | 6521 | 2017-09-29 | TRUE | 9 | 29 | 16 | 0.094006 | 0.088011 | 0.073758
[5 empty] | 6522 | 2017-09-29 | TRUE | 9 | 29 | 17 | 0.012852 | 0.0037042 | 0.004227
[5 empty] | 6523 | 2017-09-29 | TRUE | 9 | 29 | 18 | 0 | 0 | 0
[5 empty] | 6524 | 2017-09-29 | TRUE | 9 | 29 | 19 | 0 | 0 | 0
[5 empty] | 6525 | 2017-09-29 | TRUE | 9 | 29 | 20 | 0 | 0 | 0
[5 empty] | 6526 | 2017-09-29 | TRUE | 9 | 29 | 21 | 0 | 0 | 0
[5 empty] | 6527 | 2017-09-29 | TRUE | 9 | 29 | 22 | 0 | 0 | 0
[5 empty] | 6528 | 2017-09-29 | TRUE | 9 | 29 | 23 | 0 | 0 | 0
[5 empty] | 6529 | 2017-09-30 | FALSE | 9 | 30 | 0 | 0 | 0 | 0
[5 empty] | 6530 | 2017-09-30 | FALSE | 9 | 30 | 1 | 0 | 0 | 0
[5 empty] | 6531 | 2017-09-30 | FALSE | 9 | 30 | 2 | 0 | 0 | 0
[5 empty] | 6532 | 2017-09-30 | FALSE | 9 | 30 | 3 | 0 | 0 | 0
[5 empty] | 6533 | 2017-09-30 | FALSE | 9 | 30 | 4 | 0 | 0 | 0
[5 empty] | 6534 | 2017-09-30 | FALSE | 9 | 30 | 5 | 0 | 0 | 0
[5 empty] | 6535 | 2017-09-30 | FALSE | 9 | 30 | 6 | 0.018866 | 0.021097 | 0.024495
[5 empty] | 6536 | 2017-09-30 | FALSE | 9 | 30 | 7 | 0.0925 | 0.09672 | 0.11349
[5 empty] | 6537 | 2017-09-30 | FALSE | 9 | 30 | 8 | 0.18083 | 0.19311 | 0.21376
[5 empty] | 6538 | 2017-09-30 | FALSE | 9 | 30 | 9 | 0.29593 | 0.28405 | 0.33544
[5 empty] | 6539 | 2017-09-30 | FALSE | 9 | 30 | 10 | 0.3332 | 0.28866 | 0.30774
[5 empty] | 6540 | 2017-09-30 | FALSE | 9 | 30 | 11 | 0.37665 | 0.28575 | 0.28161
[5 empty] | 6541 | 2017-09-30 | FALSE | 9 | 30 | 12 | 0.34049 | 0.26467 | 0.28102
[5 empty] | 6542 | 2017-09-30 | FALSE | 9 | 30 | 13 | 0.32615 | 0.31289 | 0.38014
[5 empty] | 6543 | 2017-09-30 | FALSE | 9 | 30 | 14 | 0.27431 | 0.21178 | 0.20383
[5 empty] | 6544 | 2017-09-30 | FALSE | 9 | 30 | 15 | 0.19549 | 0.13063 | 0.15624
[5 empty] | 6545 | 2017-09-30 | FALSE | 9 | 30 | 16 | 0.10474 | 0.061242 | 0.078603
[5 empty] | 6546 | 2017-09-30 | FALSE | 9 | 30 | 17 | 0.013124 | 0.0033388 | 0.0045443
[5 empty] | 6547 | 2017-09-30 | FALSE | 9 | 30 | 18 | 0 | 0 | 0
[5 empty] | 6548 | 2017-09-30 | FALSE | 9 | 30 | 19 | 0 | 0 | 0
[5 empty] | 6549 | 2017-09-30 | FALSE | 9 | 30 | 20 | 0 | 0 | 0
[5 empty] | 6550 | 2017-09-30 | FALSE | 9 | 30 | 21 | 0 | 0 | 0
[5 empty] | 6551 | 2017-09-30 | FALSE | 9 | 30 | 22 | 0 | 0 | 0
[5 empty] | 6552 | 2017-09-30 | FALSE | 9 | 30 | 23 | 0 | 0 | 0
[5 empty] | 6553 | 2017-10-01 | FALSE | 10 | 1 | 0 | 0 | 0 | 0
[5 empty] | 6554 | 2017-10-01 | FALSE | 10 | 1 | 1 | 0 | 0 | 0
[5 empty] | 6555 | 2017-10-01 | FALSE | 10 | 1 | 2 | 0 | 0 | 0
[5 empty] | 6556 | 2017-10-01 | FALSE | 10 | 1 | 3 | 0 | 0 | 0
[5 empty] | 6557 | 2017-10-01 | FALSE | 10 | 1 | 4 | 0 | 0 | 0
[5 empty] | 6558 | 2017-10-01 | FALSE | 10 | 1 | 5 | 0 | 0 | 0
[5 empty] | 6559 | 2017-10-01 | FALSE | 10 | 1 | 6 | 0.035095 | 0.03958 | 0.037168
[5 empty] | 6560 | 2017-10-01 | FALSE | 10 | 1 | 7 | 0.15657 | 0.15504 | 0.15401
[5 empty] | 6561 | 2017-10-01 | FALSE | 10 | 1 | 8 | 0.2735 | 0.2724 | 0.22722
[5 empty] | 6562 | 2017-10-01 | FALSE | 10 | 1 | 9 | 0.36615 | 0.3862 | 0.36987
[5 empty] | 6563 | 2017-10-01 | FALSE | 10 | 1 | 10 | 0.45561 | 0.40247 | 0.39517
[5 empty] | 6564 | 2017-10-01 | FALSE | 10 | 1 | 11 | 0.4605 | 0.40401 | 0.3529
[5 empty] | 6565 | 2017-10-01 | FALSE | 10 | 1 | 12 | 0.48323 | 0.42971 | 0.41204
[5 empty] | 6566 | 2017-10-01 | FALSE | 10 | 1 | 13 | 0.41061 | 0.3902 | 0.36282
[5 empty] | 6567 | 2017-10-01 | FALSE | 10 | 1 | 14 | 0.338 | 0.31471 | 0.30319
[5 empty] | 6568 | 2017-10-01 | FALSE | 10 | 1 | 15 | 0.23671 | 0.23163 | 0.24437
[5 empty] | 6569 | 2017-10-01 | FALSE | 10 | 1 | 16 | 0.11266 | 0.08623 | 0.076671
[5 empty] | 6570 | 2017-10-01 | FALSE | 10 | 1 | 17 | 0.013048 | 0.0019972 | 0
[5 empty] | 6571 | 2017-10-01 | FALSE | 10 | 1 | 18 | 0 | 0 | 0
[5 empty] | 6572 | 2017-10-01 | FALSE | 10 | 1 | 19 | 0 | 0 | 0
[5 empty] | 6573 | 2017-10-01 | FALSE | 10 | 1 | 20 | 0 | 0 | 0
[5 empty] | 6574 | 2017-10-01 | FALSE | 10 | 1 | 21 | 0 | 0 | 0
[5 empty] | 6575 | 2017-10-01 | FALSE | 10 | 1 | 22 | 0 | 0 | 0
[5 empty] | 6576 | 2017-10-01 | FALSE | 10 | 1 | 23 | 0 | 0 | 0
[5 empty] | 6577 | 2017-10-02 | TRUE | 10 | 2 | 0 | 0 | 0 | 0
[5 empty] | 6578 | 2017-10-02 | TRUE | 10 | 2 | 1 | 0 | 0 | 0
[5 empty] | 6579 | 2017-10-02 | TRUE | 10 | 2 | 2 | 0 | 0 | 0
[5 empty] | 6580 | 2017-10-02 | TRUE | 10 | 2 | 3 | 0 | 0 | 0
[5 empty] | 6581 | 2017-10-02 | TRUE | 10 | 2 | 4 | 0 | 0 | 0
[5 empty] | 6582 | 2017-10-02 | TRUE | 10 | 2 | 5 | 0 | 0 | 0
[5 empty] | 6583 | 2017-10-02 | TRUE | 10 | 2 | 6 | 0.023673 | 0.044002 | 0.036599
[5 empty] | 6584 | 2017-10-02 | TRUE | 10 | 2 | 7 | 0.12037 | 0.18354 | 0.16791
[5 empty] | 6585 | 2017-10-02 | TRUE | 10 | 2 | 8 | 0.21595 | 0.26569 | 0.25128
[5 empty] | 6586 | 2017-10-02 | TRUE | 10 | 2 | 9 | 0.29237 | 0.37328 | 0.37711
[5 empty] | 6587 | 2017-10-02 | TRUE | 10 | 2 | 10 | 0.33684 | 0.39479 | 0.46232
[5 empty] | 6588 | 2017-10-02 | TRUE | 10 | 2 | 11 | 0.36793 | 0.3854 | 0.4536
[5 empty] | 6589 | 2017-10-02 | TRUE | 10 | 2 | 12 | 0.38283 | 0.47861 | 0.50471
[5 empty] | 6590 | 2017-10-02 | TRUE | 10 | 2 | 13 | 0.34092 | 0.35188 | 0.38779
[5 empty] | 6591 | 2017-10-02 | TRUE | 10 | 2 | 14 | 0.29172 | 0.28653 | 0.21763
[5 empty] | 6592 | 2017-10-02 | TRUE | 10 | 2 | 15 | 0.20925 | 0.22019 | 0.23024
[5 empty] | 6593 | 2017-10-02 | TRUE | 10 | 2 | 16 | 0.099397 | 0.107 | 0.11783
[5 empty] | 6594 | 2017-10-02 | TRUE | 10 | 2 | 17 | 0.010709 | 0.0015729 | 0.0025534
[5 empty] | 6595 | 2017-10-02 | TRUE | 10 | 2 | 18 | 0 | 0 | 0
[5 empty] | 6596 | 2017-10-02 | TRUE | 10 | 2 | 19 | 0 | 0 | 0
[5 empty] | 6597 | 2017-10-02 | TRUE | 10 | 2 | 20 | 0 | 0 | 0
[5 empty] | 6598 | 2017-10-02 | TRUE | 10 | 2 | 21 | 0 | 0 | 0
[5 empty] | 6599 | 2017-10-02 | TRUE | 10 | 2 | 22 | 0 | 0 | 0
[5 empty] | 6600 | 2017-10-02 | TRUE | 10 | 2 | 23 | 0 | 0 | 0
[5 empty] | 6601 | 2017-10-03 | TRUE | 10 | 3 | 0 | 0 | 0 | 0
[5 empty] | 6602 | 2017-10-03 | TRUE | 10 | 3 | 1 | 0 | 0 | 0
[5 empty] | 6603 | 2017-10-03 | TRUE | 10 | 3 | 2 | 0 | 0 | 0
[5 empty] | 6604 | 2017-10-03 | TRUE | 10 | 3 | 3 | 0 | 0 | 0
[5 empty] | 6605 | 2017-10-03 | TRUE | 10 | 3 | 4 | 0 | 0 | 0
[5 empty] | 6606 | 2017-10-03 | TRUE | 10 | 3 | 5 | 0 | 0 | 0
[5 empty] | 6607 | 2017-10-03 | TRUE | 10 | 3 | 6 | 0.02353 | 0.034802 | 0.040567
[5 empty] | 6608 | 2017-10-03 | TRUE | 10 | 3 | 7 | 0.12419 | 0.16402 | 0.2008
[5 empty] | 6609 | 2017-10-03 | TRUE | 10 | 3 | 8 | 0.19038 | 0.21903 | 0.23057
[5 empty] | 6610 | 2017-10-03 | TRUE | 10 | 3 | 9 | 0.26554 | 0.27864 | 0.28285
[5 empty] | 6611 | 2017-10-03 | TRUE | 10 | 3 | 10 | 0.31473 | 0.34609 | 0.37656
[5 empty] | 6612 | 2017-10-03 | TRUE | 10 | 3 | 11 | 0.32716 | 0.40551 | 0.48711
[5 empty] | 6613 | 2017-10-03 | TRUE | 10 | 3 | 12 | 0.32785 | 0.38733 | 0.49826
[5 empty] | 6614 | 2017-10-03 | TRUE | 10 | 3 | 13 | 0.34127 | 0.37584 | 0.4212
[5 empty] | 6615 | 2017-10-03 | TRUE | 10 | 3 | 14 | 0.28665 | 0.26117 | 0.32721
[5 empty] | 6616 | 2017-10-03 | TRUE | 10 | 3 | 15 | 0.1964 | 0.18363 | 0.20679
[5 empty] | 6617 | 2017-10-03 | TRUE | 10 | 3 | 16 | 0.096442 | 0.086188 | 0.08663
[5 empty] | 6618 | 2017-10-03 | TRUE | 10 | 3 | 17 | 0.0056805 | 0 | 0
[5 empty] | 6619 | 2017-10-03 | TRUE | 10 | 3 | 18 | 0 | 0 | 0
[5 empty] | 6620 | 2017-10-03 | TRUE | 10 | 3 | 19 | 0 | 0 | 0
[5 empty] | 6621 | 2017-10-03 | TRUE | 10 | 3 | 20 | 0 | 0 | 0
[5 empty] | 6622 | 2017-10-03 | TRUE | 10 | 3 | 21 | 0 | 0 | 0
[5 empty] | 6623 | 2017-10-03 | TRUE | 10 | 3 | 22 | 0 | 0 | 0
[5 empty] | 6624 | 2017-10-03 | TRUE | 10 | 3 | 23 | 0 | 0 | 0
[5 empty] | 6625 | 2017-10-04 | TRUE | 10 | 4 | 0 | 0 | 0 | 0
[5 empty] | 6626 | 2017-10-04 | TRUE | 10 | 4 | 1 | 0 | 0 | 0
[5 empty] | 6627 | 2017-10-04 | TRUE | 10 | 4 | 2 | 0 | 0 | 0
[5 empty] | 6628 | 2017-10-04 | TRUE | 10 | 4 | 3 | 0 | 0 | 0
[5 empty] | 6629 | 2017-10-04 | TRUE | 10 | 4 | 4 | 0 | 0 | 0
[5 empty] | 6630 | 2017-10-04 | TRUE | 10 | 4 | 5 | 0 | 0 | 0
[5 empty] | 6631 | 2017-10-04 | TRUE | 10 | 4 | 6 | 0.019859 | 0.039117 | 0.041474
[5 empty] | 6632 | 2017-10-04 | TRUE | 10 | 4 | 7 | 0.12306 | 0.14399 | 0.14535
[5 empty] | 6633 | 2017-10-04 | TRUE | 10 | 4 | 8 | 0.19943 | 0.27333 | 0.27951
[5 empty] | 6634 | 2017-10-04 | TRUE | 10 | 4 | 9 | 0.30017 | 0.38762 | 0.4162
[5 empty] | 6635 | 2017-10-04 | TRUE | 10 | 4 | 10 | 0.34264 | 0.44794 | 0.49146
[5 empty] | 6636 | 2017-10-04 | TRUE | 10 | 4 | 11 | 0.38052 | 0.45373 | 0.50875
[5 empty] | 6637 | 2017-10-04 | TRUE | 10 | 4 | 12 | 0.35051 | 0.43707 | 0.48004
[5 empty] | 6638 | 2017-10-04 | TRUE | 10 | 4 | 13 | 0.31865 | 0.38668 | 0.42827
[5 empty] | 6639 | 2017-10-04 | TRUE | 10 | 4 | 14 | 0.24155 | 0.32177 | 0.34001
[5 empty] | 6640 | 2017-10-04 | TRUE | 10 | 4 | 15 | 0.17307 | 0.23139 | 0.27807
[5 empty] | 6641 | 2017-10-04 | TRUE | 10 | 4 | 16 | 0.085117 | 0.090145 | 0.10358
[5 empty] | 6642 | 2017-10-04 | TRUE | 10 | 4 | 17 | 0.0044947 | 0.00017193 | 0.00034387
[5 empty] | 6643 | 2017-10-04 | TRUE | 10 | 4 | 18 | 0 | 0 | 0
[5 empty] | 6644 | 2017-10-04 | TRUE | 10 | 4 | 19 | 0 | 0 | 0
[5 empty] | 6645 | 2017-10-04 | TRUE | 10 | 4 | 20 | 0 | 0 | 0
[5 empty] | 6646 | 2017-10-04 | TRUE | 10 | 4 | 21 | 0 | 0 | 0
[5 empty] | 6647 | 2017-10-04 | TRUE | 10 | 4 | 22 | 0 | 0 | 0
[5 empty] | 6648 | 2017-10-04 | TRUE | 10 | 4 | 23 | 0 | 0 | 0
[5 empty] | 6649 | 2017-10-05 | TRUE | 10 | 5 | 0 | 0 | 0 | 0
[5 empty] | 6650 | 2017-10-05 | TRUE | 10 | 5 | 1 | 0 | 0 | 0
[5 empty] | 6651 | 2017-10-05 | TRUE | 10 | 5 | 2 | 0 | 0 | 0
[5 empty] | 6652 | 2017-10-05 | TRUE | 10 | 5 | 3 | 0 | 0 | 0
[5 empty] | 6653 | 2017-10-05 | TRUE | 10 | 5 | 4 | 0 | 0 | 0
[5 empty] | 6654 | 2017-10-05 | TRUE | 10 | 5 | 5 | 0 | 0 | 0
[5 empty] | 6655 | 2017-10-05 | TRUE | 10 | 5 | 6 | 0.023841 | 0.036024 | 0.030577
[5 empty] | 6656 | 2017-10-05 | TRUE | 10 | 5 | 7 | 0.13499 | 0.14692 | 0.13225
[5 empty] | 6657 | 2017-10-05 | TRUE | 10 | 5 | 8 | 0.23624 | 0.24317 | 0.2685
[5 empty] | 6658 | 2017-10-05 | TRUE | 10 | 5 | 9 | 0.36591 | 0.37959 | 0.39598
[5 empty] | 6659 | 2017-10-05 | TRUE | 10 | 5 | 10 | 0.4479 | 0.46022 | 0.45136
[5 empty] | 6660 | 2017-10-05 | TRUE | 10 | 5 | 11 | 0.49239 | 0.43275 | 0.40022
[5 empty] | 6661 | 2017-10-05 | TRUE | 10 | 5 | 12 | 0.48763 | 0.41902 | 0.36451
[5 empty] | 6662 | 2017-10-05 | TRUE | 10 | 5 | 13 | 0.44285 | 0.36906 | 0.36351
[5 empty] | 6663 | 2017-10-05 | TRUE | 10 | 5 | 14 | 0.36441 | 0.29767 | 0.28731
[5 empty] | 6664 | 2017-10-05 | TRUE | 10 | 5 | 15 | 0.24924 | 0.17866 | 0.14969
[5 empty] | 6665 | 2017-10-05 | TRUE | 10 | 5 | 16 | 0.10737 | 0.071157 | 0.068651
[5 empty] | 6666 | 2017-10-05 | TRUE | 10 | 5 | 17 | 0.0064719 | 0 | 0
[5 empty] | 6667 | 2017-10-05 | TRUE | 10 | 5 | 18 | 0 | 0 | 0
[5 empty] | 6668 | 2017-10-05 | TRUE | 10 | 5 | 19 | 0 | 0 | 0
[5 empty] | 6669 | 2017-10-05 | TRUE | 10 | 5 | 20 | 0 | 0 | 0
[5 empty] | 6670 | 2017-10-05 | TRUE | 10 | 5 | 21 | 0 | 0 | 0
[5 empty] | 6671 | 2017-10-05 | TRUE | 10 | 5 | 22 | 0 | 0 | 0
[5 empty] | 6672 | 2017-10-05 | TRUE | 10 | 5 | 23 | 0 | 0 | 0
[5 empty] | 6673 | 2017-10-06 | TRUE | 10 | 6 | 0 | 0 | 0 | 0
[5 empty] | 6674 | 2017-10-06 | TRUE | 10 | 6 | 1 | 0 | 0 | 0
[5 empty] | 6675 | 2017-10-06 | TRUE | 10 | 6 | 2 | 0 | 0 | 0
[5 empty] | 6676 | 2017-10-06 | TRUE | 10 | 6 | 3 | 0 | 0 | 0
[5 empty] | 6677 | 2017-10-06 | TRUE | 10 | 6 | 4 | 0 | 0 | 0
[5 empty] | 6678 | 2017-10-06 | TRUE | 10 | 6 | 5 | 0 | 0 | 0
[5 empty] | 6679 | 2017-10-06 | TRUE | 10 | 6 | 6 | 0.01677 | 0.033437 | 0.035394
[5 empty] | 6680 | 2017-10-06 | TRUE | 10 | 6 | 7 | 0.11429 | 0.14662 | 0.14578
[5 empty] | 6681 | 2017-10-06 | TRUE | 10 | 6 | 8 | 0.21586 | 0.23226 | 0.24396
[5 empty] | 6682 | 2017-10-06 | TRUE | 10 | 6 | 9 | 0.2924 | 0.32143 | 0.38195
[5 empty] | 6683 | 2017-10-06 | TRUE | 10 | 6 | 10 | 0.34112 | 0.37299 | 0.4275
[5 empty] | 6684 | 2017-10-06 | TRUE | 10 | 6 | 11 | 0.36637 | 0.37147 | 0.41257
[5 empty] | 6685 | 2017-10-06 | TRUE | 10 | 6 | 12 | 0.37829 | 0.39143 | 0.43705
[5 empty] | 6686 | 2017-10-06 | TRUE | 10 | 6 | 13 | 0.32693 | 0.31523 | 0.33338
[5 empty] | 6687 | 2017-10-06 | TRUE | 10 | 6 | 14 | 0.24457 | 0.25643 | 0.25557
[5 empty] | 6688 | 2017-10-06 | TRUE | 10 | 6 | 15 | 0.16701 | 0.18301 | 0.16438
[5 empty] | 6689 | 2017-10-06 | TRUE | 10 | 6 | 16 | 0.081016 | 0.070622 | 0.067895
[5 empty] | 6690 | 2017-10-06 | TRUE | 10 | 6 | 17 | 0.0030204 | 0 | 0
[5 empty] | 6691 | 2017-10-06 | TRUE | 10 | 6 | 18 | 0 | 0 | 0
[5 empty] | 6692 | 2017-10-06 | TRUE | 10 | 6 | 19 | 0 | 0 | 0
[5 empty] | 6693 | 2017-10-06 | TRUE | 10 | 6 | 20 | 0 | 0 | 0
[5 empty] | 6694 | 2017-10-06 | TRUE | 10 | 6 | 21 | 0 | 0 | 0
[5 empty] | 6695 | 2017-10-06 | TRUE | 10 | 6 | 22 | 0 | 0 | 0
[5 empty] | 6696 | 2017-10-06 | TRUE | 10 | 6 | 23 | 0 | 0 | 0
[5 empty] | 6697 | 2017-10-07 | FALSE | 10 | 7 | 0 | 0 | 0 | 0
[5 empty] | 6698 | 2017-10-07 | FALSE | 10 | 7 | 1 | 0 | 0 | 0
[5 empty] | 6699 | 2017-10-07 | FALSE | 10 | 7 | 2 | 0 | 0 | 0
[5 empty] | 6700 | 2017-10-07 | FALSE | 10 | 7 | 3 | 0 | 0 | 0
[5 empty] | 6701 | 2017-10-07 | FALSE | 10 | 7 | 4 | 0 | 0 | 0
[5 empty] | 6702 | 2017-10-07 | FALSE | 10 | 7 | 5 | 0 | 0 | 0
[5 empty] | 6703 | 2017-10-07 | FALSE | 10 | 7 | 6 | 0.008429 | 0.020338 | 0.018659
[5 empty] | 6704 | 2017-10-07 | FALSE | 10 | 7 | 7 | 0.058567 | 0.070511 | 0.097192
[5 empty] | 6705 | 2017-10-07 | FALSE | 10 | 7 | 8 | 0.11669 | 0.1517 | 0.17045
[5 empty] | 6706 | 2017-10-07 | FALSE | 10 | 7 | 9 | 0.16627 | 0.20959 | 0.22528
[5 empty] | 6707 | 2017-10-07 | FALSE | 10 | 7 | 10 | 0.18902 | 0.2341 | 0.23962
[5 empty] | 6708 | 2017-10-07 | FALSE | 10 | 7 | 11 | 0.21591 | 0.23039 | 0.2588
[5 empty] | 6709 | 2017-10-07 | FALSE | 10 | 7 | 12 | 0.27065 | 0.25701 | 0.25427
[5 empty] | 6710 | 2017-10-07 | FALSE | 10 | 7 | 13 | 0.24391 | 0.18521 | 0.17233
[5 empty] | 6711 | 2017-10-07 | FALSE | 10 | 7 | 14 | 0.1924 | 0.17468 | 0.15115
[5 empty] | 6712 | 2017-10-07 | FALSE | 10 | 7 | 15 | 0.135 | 0.13235 | 0.14601
[5 empty] | 6713 | 2017-10-07 | FALSE | 10 | 7 | 16 | 0.049138 | 0.031555 | 0.044234
[5 empty] | 6714 | 2017-10-07 | FALSE | 10 | 7 | 17 | 0.0020917 | 0 | 0
[5 empty] | 6715 | 2017-10-07 | FALSE | 10 | 7 | 18 | 0 | 0 | 0
[5 empty] | 6716 | 2017-10-07 | FALSE | 10 | 7 | 19 | 0 | 0 | 0
[5 empty] | 6717 | 2017-10-07 | FALSE | 10 | 7 | 20 | 0 | 0 | 0
[5 empty] | 6718 | 2017-10-07 | FALSE | 10 | 7 | 21 | 0 | 0 | 0
[5 empty] | 6719 | 2017-10-07 | FALSE | 10 | 7 | 22 | 0 | 0 | 0
[5 empty] | 6720 | 2017-10-07 | FALSE | 10 | 7 | 23 | 0 | 0 | 0
[5 empty] | 6721 | 2017-10-08 | FALSE | 10 | 8 | 0 | 0 | 0 | 0
[5 empty] | 6722 | 2017-10-08 | FALSE | 10 | 8 | 1 | 0 | 0 | 0
[5 empty] | 6723 | 2017-10-08 | FALSE | 10 | 8 | 2 | 0 | 0 | 0
[5 empty] | 6724 | 2017-10-08 | FALSE | 10 | 8 | 3 | 0 | 0 | 0
[5 empty] | 6725 | 2017-10-08 | FALSE | 10 | 8 | 4 | 0 | 0 | 0
[5 empty] | 6726 | 2017-10-08 | FALSE | 10 | 8 | 5 | 0 | 0 | 0
[5 empty] | 6727 | 2017-10-08 | FALSE | 10 | 8 | 6 | 0.011074 | 0.011462 | 0.020592
[5 empty] | 6728 | 2017-10-08 | FALSE | 10 | 8 | 7 | 0.10196 | 0.037104 | 0.037935
[5 empty] | 6729 | 2017-10-08 | FALSE | 10 | 8 | 8 | 0.22206 | 0.089189 | 0.085256
[5 empty] | 6730 | 2017-10-08 | FALSE | 10 | 8 | 9 | 0.3232 | 0.10893 | 0.079077
[5 empty] | 6731 | 2017-10-08 | FALSE | 10 | 8 | 10 | 0.37244 | 0.2236 | 0.15064
[5 empty] | 6732 | 2017-10-08 | FALSE | 10 | 8 | 11 | 0.39569 | 0.28954 | 0.2617
[5 empty] | 6733 | 2017-10-08 | FALSE | 10 | 8 | 12 | 0.38522 | 0.35801 | 0.2822
[5 empty] | 6734 | 2017-10-08 | FALSE | 10 | 8 | 13 | 0.34905 | 0.36485 | 0.31441
[5 empty] | 6735 | 2017-10-08 | FALSE | 10 | 8 | 14 | 0.26316 | 0.27646 | 0.2356
[5 empty] | 6736 | 2017-10-08 | FALSE | 10 | 8 | 15 | 0.18548 | 0.1643 | 0.13749
[5 empty] | 6737 | 2017-10-08 | FALSE | 10 | 8 | 16 | 0.079548 | 0.075426 | 0.077489
[5 empty] | 6738 | 2017-10-08 | FALSE | 10 | 8 | 17 | 0.0025538 | 0 | 0
[5 empty] | 6739 | 2017-10-08 | FALSE | 10 | 8 | 18 | 0 | 0 | 0
[5 empty] | 6740 | 2017-10-08 | FALSE | 10 | 8 | 19 | 0 | 0 | 0
[5 empty] | 6741 | 2017-10-08 | FALSE | 10 | 8 | 20 | 0 | 0 | 0
[5 empty] | 6742 | 2017-10-08 | FALSE | 10 | 8 | 21 | 0 | 0 | 0
[5 empty] | 6743 | 2017-10-08 | FALSE | 10 | 8 | 22 | 0 | 0 | 0
[5 empty] | 6744 | 2017-10-08 | FALSE | 10 | 8 | 23 | 0 | 0 | 0
[5 empty] | 6745 | 2017-10-09 | TRUE | 10 | 9 | 0 | 0 | 0 | 0
[5 empty] | 6746 | 2017-10-09 | TRUE | 10 | 9 | 1 | 0 | 0 | 0
[5 empty] | 6747 | 2017-10-09 | TRUE | 10 | 9 | 2 | 0 | 0 | 0
[5 empty] | 6748 | 2017-10-09 | TRUE | 10 | 9 | 3 | 0 | 0 | 0
[5 empty] | 6749 | 2017-10-09 | TRUE | 10 | 9 | 4 | 0 | 0 | 0
[5 empty] | 6750 | 2017-10-09 | TRUE | 10 | 9 | 5 | 0 | 0 | 0
[5 empty] | 6751 | 2017-10-09 | TRUE | 10 | 9 | 6 | 0.015953 | 0.028341 | 0.031009
[5 empty] | 6752 | 2017-10-09 | TRUE | 10 | 9 | 7 | 0.11429 | 0.11674 | 0.10463
[5 empty] | 6753 | 2017-10-09 | TRUE | 10 | 9 | 8 | 0.2197 | 0.23682 | 0.23391
[5 empty] | 6754 | 2017-10-09 | TRUE | 10 | 9 | 9 | 0.32169 | 0.37548 | 0.3842
[5 empty] | 6755 | 2017-10-09 | TRUE | 10 | 9 | 10 | 0.36081 | 0.42297 | 0.4589
[5 empty] | 6756 | 2017-10-09 | TRUE | 10 | 9 | 11 | 0.3876 | 0.41202 | 0.45452
[5 empty] | 6757 | 2017-10-09 | TRUE | 10 | 9 | 12 | 0.41415 | 0.42764 | 0.44277
[5 empty] | 6758 | 2017-10-09 | TRUE | 10 | 9 | 13 | 0.36857 | 0.38785 | 0.38857
[5 empty] | 6759 | 2017-10-09 | TRUE | 10 | 9 | 14 | 0.31839 | 0.27473 | 0.26092
[5 empty] | 6760 | 2017-10-09 | TRUE | 10 | 9 | 15 | 0.21903 | 0.22536 | 0.22899
[5 empty] | 6761 | 2017-10-09 | TRUE | 10 | 9 | 16 | 0.10688 | 0.087759 | 0.086941
[5 empty] | 6762 | 2017-10-09 | TRUE | 10 | 9 | 17 | 0.0025591 | 0 | 0
[5 empty] | 6763 | 2017-10-09 | TRUE | 10 | 9 | 18 | 0 | 0 | 0
[5 empty] | 6764 | 2017-10-09 | TRUE | 10 | 9 | 19 | 0 | 0 | 0
[5 empty] | 6765 | 2017-10-09 | TRUE | 10 | 9 | 20 | 0 | 0 | 0
[5 empty] | 6766 | 2017-10-09 | TRUE | 10 | 9 | 21 | 0 | 0 | 0
[5 empty] | 6767 | 2017-10-09 | TRUE | 10 | 9 | 22 | 0 | 0 | 0
[5 empty] | 6768 | 2017-10-09 | TRUE | 10 | 9 | 23 | 0 | 0 | 0
[5 empty] | 6769 | 2017-10-10 | TRUE | 10 | 10 | 0 | 0 | 0 | 0
[5 empty] | 6770 | 2017-10-10 | TRUE | 10 | 10 | 1 | 0 | 0 | 0
[5 empty] | 6771 | 2017-10-10 | TRUE | 10 | 10 | 2 | 0 | 0 | 0
[5 empty] | 6772 | 2017-10-10 | TRUE | 10 | 10 | 3 | 0 | 0 | 0
[5 empty] | 6773 | 2017-10-10 | TRUE | 10 | 10 | 4 | 0 | 0 | 0
[5 empty] | 6774 | 2017-10-10 | TRUE | 10 | 10 | 5 | 0 | 0 | 0
[5 empty] | 6775 | 2017-10-10 | TRUE | 10 | 10 | 6 | 0.017732 | 0.039927 | 0.040592
[5 empty] | 6776 | 2017-10-10 | TRUE | 10 | 10 | 7 | 0.11761 | 0.18944 | 0.19298
[5 empty] | 6777 | 2017-10-10 | TRUE | 10 | 10 | 8 | 0.24284 | 0.3366 | 0.35822
[5 empty] | 6778 | 2017-10-10 | TRUE | 10 | 10 | 9 | 0.3381 | 0.45098 | 0.44759
[5 empty] | 6779 | 2017-10-10 | TRUE | 10 | 10 | 10 | 0.38585 | 0.52139 | 0.55686
[5 empty] | 6780 | 2017-10-10 | TRUE | 10 | 10 | 11 | 0.42844 | 0.55078 | 0.58157
[5 empty] | 6781 | 2017-10-10 | TRUE | 10 | 10 | 12 | 0.43903 | 0.53556 | 0.56321
[5 empty] | 6782 | 2017-10-10 | TRUE | 10 | 10 | 13 | 0.37996 | 0.48893 | 0.50167
[5 empty] | 6783 | 2017-10-10 | TRUE | 10 | 10 | 14 | 0.28864 | 0.38694 | 0.39732
[5 empty] | 6784 | 2017-10-10 | TRUE | 10 | 10 | 15 | 0.1901 | 0.2402 | 0.25196
[5 empty] | 6785 | 2017-10-10 | TRUE | 10 | 10 | 16 | 0.070364 | 0.08852 | 0.092336
[5 empty] | 6786 | 2017-10-10 | TRUE | 10 | 10 | 17 | 0.00017085 | 0 | 0
[5 empty] | 6787 | 2017-10-10 | TRUE | 10 | 10 | 18 | 0 | 0 | 0
[5 empty] | 6788 | 2017-10-10 | TRUE | 10 | 10 | 19 | 0 | 0 | 0
[5 empty] | 6789 | 2017-10-10 | TRUE | 10 | 10 | 20 | 0 | 0 | 0
[5 empty] | 6790 | 2017-10-10 | TRUE | 10 | 10 | 21 | 0 | 0 | 0
[5 empty] | 6791 | 2017-10-10 | TRUE | 10 | 10 | 22 | 0 | 0 | 0
[5 empty] | 6792 | 2017-10-10 | TRUE | 10 | 10 | 23 | 0 | 0 | 0
[5 empty] | 6793 | 2017-10-11 | TRUE | 10 | 11 | 0 | 0 | 0 | 0
[5 empty] | 6794 | 2017-10-11 | TRUE | 10 | 11 | 1 | 0 | 0 | 0
[5 empty] | 6795 | 2017-10-11 | TRUE | 10 | 11 | 2 | 0 | 0 | 0
[5 empty] | 6796 | 2017-10-11 | TRUE | 10 | 11 | 3 | 0 | 0 | 0
[5 empty] | 6797 | 2017-10-11 | TRUE | 10 | 11 | 4 | 0 | 0 | 0
[5 empty] | 6798 | 2017-10-11 | TRUE | 10 | 11 | 5 | 0 | 0 | 0
[5 empty] | 6799 | 2017-10-11 | TRUE | 10 | 11 | 6 | 0.010097 | 0.02275 | 0.02581
[5 empty] | 6800 | 2017-10-11 | TRUE | 10 | 11 | 7 | 0.089968 | 0.11956 | 0.12725
[5 empty] | 6801 | 2017-10-11 | TRUE | 10 | 11 | 8 | 0.19236 | 0.20165 | 0.19048
[5 empty] | 6802 | 2017-10-11 | TRUE | 10 | 11 | 9 | 0.2733 | 0.23552 | 0.20882
[5 empty] | 6803 | 2017-10-11 | TRUE | 10 | 11 | 10 | 0.33876 | 0.33983 | 0.36842
[5 empty] | 6804 | 2017-10-11 | TRUE | 10 | 11 | 11 | 0.32763 | 0.36688 | 0.43234
[5 empty] | 6805 | 2017-10-11 | TRUE | 10 | 11 | 12 | 0.3498 | 0.43384 | 0.43636
[5 empty] | 6806 | 2017-10-11 | TRUE | 10 | 11 | 13 | 0.3172 | 0.37461 | 0.37929
[5 empty] | 6807 | 2017-10-11 | TRUE | 10 | 11 | 14 | 0.23717 | 0.28309 | 0.27419
[5 empty] | 6808 | 2017-10-11 | TRUE | 10 | 11 | 15 | 0.13124 | 0.18081 | 0.17616
[5 empty] | 6809 | 2017-10-11 | TRUE | 10 | 11 | 16 | 0.056119 | 0.06391 | 0.062972
[5 empty] | 6810 | 2017-10-11 | TRUE | 10 | 11 | 17 | 0.00067226 | 0 | 0
[5 empty] | 6811 | 2017-10-11 | TRUE | 10 | 11 | 18 | 0 | 0 | 0
[5 empty] | 6812 | 2017-10-11 | TRUE | 10 | 11 | 19 | 0 | 0 | 0
[5 empty] | 6813 | 2017-10-11 | TRUE | 10 | 11 | 20 | 0 | 0 | 0
[5 empty] | 6814 | 2017-10-11 | TRUE | 10 | 11 | 21 | 0 | 0 | 0
[5 empty] | 6815 | 2017-10-11 | TRUE | 10 | 11 | 22 | 0 | 0 | 0
[5 empty] | 6816 | 2017-10-11 | TRUE | 10 | 11 | 23 | 0 | 0 | 0
[5 empty] | 6817 | 2017-10-12 | TRUE | 10 | 12 | 0 | 0 | 0 | 0
[5 empty] | 6818 | 2017-10-12 | TRUE | 10 | 12 | 1 | 0 | 0 | 0
[5 empty] | 6819 | 2017-10-12 | TRUE | 10 | 12 | 2 | 0 | 0 | 0
[5 empty] | 6820 | 2017-10-12 | TRUE | 10 | 12 | 3 | 0 | 0 | 0
[5 empty] | 6821 | 2017-10-12 | TRUE | 10 | 12 | 4 | 0 | 0 | 0
[5 empty] | 6822 | 2017-10-12 | TRUE | 10 | 12 | 5 | 0 | 0 | 0
[5 empty] | 6823 | 2017-10-12 | TRUE | 10 | 12 | 6 | 0.011449 | 0.024058 | 0.02507
[5 empty] | 6824 | 2017-10-12 | TRUE | 10 | 12 | 7 | 0.091607 | 0.14346 | 0.11875
[5 empty] | 6825 | 2017-10-12 | TRUE | 10 | 12 | 8 | 0.19151 | 0.26298 | 0.20927
[5 empty] | 6826 | 2017-10-12 | TRUE | 10 | 12 | 9 | 0.25404 | 0.35946 | 0.29279
[5 empty] | 6827 | 2017-10-12 | TRUE | 10 | 12 | 10 | 0.30973 | 0.34385 | 0.30501
[5 empty] | 6828 | 2017-10-12 | TRUE | 10 | 12 | 11 | 0.31185 | 0.38709 | 0.41813
[5 empty] | 6829 | 2017-10-12 | TRUE | 10 | 12 | 12 | 0.33919 | 0.35721 | 0.34455
[5 empty] | 6830 | 2017-10-12 | TRUE | 10 | 12 | 13 | 0.32357 | 0.31005 | 0.2984
[5 empty] | 6831 | 2017-10-12 | TRUE | 10 | 12 | 14 | 0.30168 | 0.287 | 0.31761
[5 empty] | 6832 | 2017-10-12 | TRUE | 10 | 12 | 15 | 0.20531 | 0.17521 | 0.18989
[5 empty] | 6833 | 2017-10-12 | TRUE | 10 | 12 | 16 | 0.089693 | 0.07275 | 0.065841
[5 empty] | 6834 | 2017-10-12 | TRUE | 10 | 12 | 17 | 0.00021862 | 0 | 0
[5 empty] | 6835 | 2017-10-12 | TRUE | 10 | 12 | 18 | 0 | 0 | 0
[5 empty] | 6836 | 2017-10-12 | TRUE | 10 | 12 | 19 | 0 | 0 | 0
[5 empty] | 6837 | 2017-10-12 | TRUE | 10 | 12 | 20 | 0 | 0 | 0
[5 empty] | 6838 | 2017-10-12 | TRUE | 10 | 12 | 21 | 0 | 0 | 0
[5 empty] | 6839 | 2017-10-12 | TRUE | 10 | 12 | 22 | 0 | 0 | 0
[5 empty] | 6840 | 2017-10-12 | TRUE | 10 | 12 | 23 | 0 | 0 | 0
[5 empty] | 6841 | 2017-10-13 | TRUE | 10 | 13 | 0 | 0 | 0 | 0
[5 empty] | 6842 | 2017-10-13 | TRUE | 10 | 13 | 1 | 0 | 0 | 0
[5 empty] | 6843 | 2017-10-13 | TRUE | 10 | 13 | 2 | 0 | 0 | 0
[5 empty] | 6844 | 2017-10-13 | TRUE | 10 | 13 | 3 | 0 | 0 | 0
[5 empty] | 6845 | 2017-10-13 | TRUE | 10 | 13 | 4 | 0 | 0 | 0
[5 empty] | 6846 | 2017-10-13 | TRUE | 10 | 13 | 5 | 0 | 0 | 0
[5 empty] | 6847 | 2017-10-13 | TRUE | 10 | 13 | 6 | 0.0093744 | 0.021528 | 0.023257
[5 empty] | 6848 | 2017-10-13 | TRUE | 10 | 13 | 7 | 0.10242 | 0.13012 | 0.14208
[5 empty] | 6849 | 2017-10-13 | TRUE | 10 | 13 | 8 | 0.19964 | 0.22666 | 0.22735
[5 empty] | 6850 | 2017-10-13 | TRUE | 10 | 13 | 9 | 0.28651 | 0.36161 | 0.3918
[5 empty] | 6851 | 2017-10-13 | TRUE | 10 | 13 | 10 | 0.32365 | 0.33992 | 0.38704
[5 empty] | 6852 | 2017-10-13 | TRUE | 10 | 13 | 11 | 0.32784 | 0.38676 | 0.46216
[5 empty] | 6853 | 2017-10-13 | TRUE | 10 | 13 | 12 | 0.30661 | 0.3541 | 0.40778
[5 empty] | 6854 | 2017-10-13 | TRUE | 10 | 13 | 13 | 0.28936 | 0.37568 | 0.40472
[5 empty] | 6855 | 2017-10-13 | TRUE | 10 | 13 | 14 | 0.22135 | 0.24597 | 0.26829
[5 empty] | 6856 | 2017-10-13 | TRUE | 10 | 13 | 15 | 0.14531 | 0.17052 | 0.18101
[5 empty] | 6857 | 2017-10-13 | TRUE | 10 | 13 | 16 | 0.072315 | 0.057907 | 0.062979
[5 empty] | 6858 | 2017-10-13 | TRUE | 10 | 13 | 17 | 0.00048011 | 0 | 0
[5 empty] | 6859 | 2017-10-13 | TRUE | 10 | 13 | 18 | 0 | 0 | 0
[5 empty] | 6860 | 2017-10-13 | TRUE | 10 | 13 | 19 | 0 | 0 | 0
[5 empty] | 6861 | 2017-10-13 | TRUE | 10 | 13 | 20 | 0 | 0 | 0
[5 empty] | 6862 | 2017-10-13 | TRUE | 10 | 13 | 21 | 0 | 0 | 0
[5 empty] | 6863 | 2017-10-13 | TRUE | 10 | 13 | 22 | 0 | 0 | 0
[5 empty] | 6864 | 2017-10-13 | TRUE | 10 | 13 | 23 | 0 | 0 | 0
[5 empty] | 6865 | 2017-10-14 | FALSE | 10 | 14 | 0 | 0 | 0 | 0
[5 empty] | 6866 | 2017-10-14 | FALSE | 10 | 14 | 1 | 0 | 0 | 0
[5 empty] | 6867 | 2017-10-14 | FALSE | 10 | 14 | 2 | 0 | 0 | 0
[5 empty] | 6868 | 2017-10-14 | FALSE | 10 | 14 | 3 | 0 | 0 | 0
[5 empty] | 6869 | 2017-10-14 | FALSE | 10 | 14 | 4 | 0 | 0 | 0
[5 empty] | 6870 | 2017-10-14 | FALSE | 10 | 14 | 5 | 0 | 0 | 0
[5 empty] | 6871 | 2017-10-14 | FALSE | 10 | 14 | 6 | 0.014391 | 0.031705 | 0.031598
[5 empty] | 6872 | 2017-10-14 | FALSE | 10 | 14 | 7 | 0.13721 | 0.17986 | 0.18141
[5 empty] | 6873 | 2017-10-14 | FALSE | 10 | 14 | 8 | 0.24049 | 0.28653 | 0.2854
[5 empty] | 6874 | 2017-10-14 | FALSE | 10 | 14 | 9 | 0.33964 | 0.38128 | 0.3874
[5 empty] | 6875 | 2017-10-14 | FALSE | 10 | 14 | 10 | 0.43178 | 0.46263 | 0.42527
[5 empty] | 6876 | 2017-10-14 | FALSE | 10 | 14 | 11 | 0.4336 | 0.46472 | 0.49256
[5 empty] | 6877 | 2017-10-14 | FALSE | 10 | 14 | 12 | 0.45274 | 0.49532 | 0.50378
[5 empty] | 6878 | 2017-10-14 | FALSE | 10 | 14 | 13 | 0.41761 | 0.41124 | 0.42139
[5 empty] | 6879 | 2017-10-14 | FALSE | 10 | 14 | 14 | 0.34475 | 0.3426 | 0.31645
[5 empty] | 6880 | 2017-10-14 | FALSE | 10 | 14 | 15 | 0.21866 | 0.20862 | 0.19224
[5 empty] | 6881 | 2017-10-14 | FALSE | 10 | 14 | 16 | 0.082595 | 0.077673 | 0.081545
[5 empty] | 6882 | 2017-10-14 | FALSE | 10 | 14 | 17 | 0.00018269 | 0 | 0
[5 empty] | 6883 | 2017-10-14 | FALSE | 10 | 14 | 18 | 0 | 0 | 0
[5 empty] | 6884 | 2017-10-14 | FALSE | 10 | 14 | 19 | 0 | 0 | 0
[5 empty] | 6885 | 2017-10-14 | FALSE | 10 | 14 | 20 | 0 | 0 | 0
[5 empty] | 6886 | 2017-10-14 | FALSE | 10 | 14 | 21 | 0 | 0 | 0
[5 empty] | 6887 | 2017-10-14 | FALSE | 10 | 14 | 22 | 0 | 0 | 0
[5 empty] | 6888 | 2017-10-14 | FALSE | 10 | 14 | 23 | 0 | 0 | 0
[5 empty] | 6889 | 2017-10-15 | FALSE | 10 | 15 | 0 | 0 | 0 | 0
[5 empty] | 6890 | 2017-10-15 | FALSE | 10 | 15 | 1 | 0 | 0 | 0
[5 empty] | 6891 | 2017-10-15 | FALSE | 10 | 15 | 2 | 0 | 0 | 0
[5 empty] | 6892 | 2017-10-15 | FALSE | 10 | 15 | 3 | 0 | 0 | 0
[5 empty] | 6893 | 2017-10-15 | FALSE | 10 | 15 | 4 | 0 | 0 | 0
[5 empty] | 6894 | 2017-10-15 | FALSE | 10 | 15 | 5 | 0 | 0 | 0
[5 empty] | 6895 | 2017-10-15 | FALSE | 10 | 15 | 6 | 0.0064061 | 0.019908 | 0.02351
[5 empty] | 6896 | 2017-10-15 | FALSE | 10 | 15 | 7 | 0.10446 | 0.13408 | 0.13026
[5 empty] | 6897 | 2017-10-15 | FALSE | 10 | 15 | 8 | 0.22343 | 0.24467 | 0.23874
[5 empty] | 6898 | 2017-10-15 | FALSE | 10 | 15 | 9 | 0.33451 | 0.32734 | 0.27535
[5 empty] | 6899 | 2017-10-15 | FALSE | 10 | 15 | 10 | 0.38696 | 0.3508 | 0.3483
[5 empty] | 6900 | 2017-10-15 | FALSE | 10 | 15 | 11 | 0.42149 | 0.4006 | 0.42231
[5 empty] | 6901 | 2017-10-15 | FALSE | 10 | 15 | 12 | 0.42877 | 0.39997 | 0.40077
[5 empty] | 6902 | 2017-10-15 | FALSE | 10 | 15 | 13 | 0.34562 | 0.36094 | 0.37616
[5 empty] | 6903 | 2017-10-15 | FALSE | 10 | 15 | 14 | 0.29129 | 0.2908 | 0.24389
[5 empty] | 6904 | 2017-10-15 | FALSE | 10 | 15 | 15 | 0.1839 | 0.18603 | 0.16828
[5 empty] | 6905 | 2017-10-15 | FALSE | 10 | 15 | 16 | 0.06708 | 0.068086 | 0.07258
[5 empty] | 6906 | 2017-10-15 | FALSE | 10 | 15 | 17 | 0 | 0 | 0
[5 empty] | 6907 | 2017-10-15 | FALSE | 10 | 15 | 18 | 0 | 0 | 0
[5 empty] | 6908 | 2017-10-15 | FALSE | 10 | 15 | 19 | 0 | 0 | 0
[5 empty] | 6909 | 2017-10-15 | FALSE | 10 | 15 | 20 | 0 | 0 | 0
[5 empty] | 6910 | 2017-10-15 | FALSE | 10 | 15 | 21 | 0 | 0 | 0
[5 empty] | 6911 | 2017-10-15 | FALSE | 10 | 15 | 22 | 0 | 0 | 0
[5 empty] | 6912 | 2017-10-15 | FALSE | 10 | 15 | 23 | 0 | 0 | 0
[5 empty] | 6913 | 2017-10-16 | TRUE | 10 | 16 | 0 | 0 | 0 | 0
[5 empty] | 6914 | 2017-10-16 | TRUE | 10 | 16 | 1 | 0 | 0 | 0
[5 empty] | 6915 | 2017-10-16 | TRUE | 10 | 16 | 2 | 0 | 0 | 0
[5 empty] | 6916 | 2017-10-16 | TRUE | 10 | 16 | 3 | 0 | 0 | 0
[5 empty] | 6917 | 2017-10-16 | TRUE | 10 | 16 | 4 | 0 | 0 | 0
[5 empty] | 6918 | 2017-10-16 | TRUE | 10 | 16 | 5 | 0 | 0 | 0
[5 empty] | 6919 | 2017-10-16 | TRUE | 10 | 16 | 6 | 0.0079419 | 0.024759 | 0.026175
[5 empty] | 6920 | 2017-10-16 | TRUE | 10 | 16 | 7 | 0.10868 | 0.16636 | 0.17008
[5 empty] | 6921 | 2017-10-16 | TRUE | 10 | 16 | 8 | 0.21552 | 0.29768 | 0.3334
[5 empty] | 6922 | 2017-10-16 | TRUE | 10 | 16 | 9 | 0.29254 | 0.38871 | 0.43114
[5 empty] | 6923 | 2017-10-16 | TRUE | 10 | 16 | 10 | 0.36248 | 0.44645 | 0.54021
[5 empty] | 6924 | 2017-10-16 | TRUE | 10 | 16 | 11 | 0.43409 | 0.47015 | 0.57049
[5 empty] | 6925 | 2017-10-16 | TRUE | 10 | 16 | 12 | 0.44223 | 0.46546 | 0.49525
[5 empty] | 6926 | 2017-10-16 | TRUE | 10 | 16 | 13 | 0.39343 | 0.3955 | 0.44318
[5 empty] | 6927 | 2017-10-16 | TRUE | 10 | 16 | 14 | 0.30163 | 0.29265 | 0.32739
[5 empty] | 6928 | 2017-10-16 | TRUE | 10 | 16 | 15 | 0.19885 | 0.22071 | 0.22985
[5 empty] | 6929 | 2017-10-16 | TRUE | 10 | 16 | 16 | 0.070254 | 0.068462 | 0.072501
[5 empty] | 6930 | 2017-10-16 | TRUE | 10 | 16 | 17 | 0 | 0 | 0
[5 empty] | 6931 | 2017-10-16 | TRUE | 10 | 16 | 18 | 0 | 0 | 0
[5 empty] | 6932 | 2017-10-16 | TRUE | 10 | 16 | 19 | 0 | 0 | 0
[5 empty] | 6933 | 2017-10-16 | TRUE | 10 | 16 | 20 | 0 | 0 | 0
[5 empty] | 6934 | 2017-10-16 | TRUE | 10 | 16 | 21 | 0 | 0 | 0
[5 empty] | 6935 | 2017-10-16 | TRUE | 10 | 16 | 22 | 0 | 0 | 0
[5 empty] | 6936 | 2017-10-16 | TRUE | 10 | 16 | 23 | 0 | 0 | 0
[5 empty] | 6937 | 2017-10-17 | TRUE | 10 | 17 | 0 | 0 | 0 | 0
[5 empty] | 6938 | 2017-10-17 | TRUE | 10 | 17 | 1 | 0 | 0 | 0
[5 empty] | 6939 | 2017-10-17 | TRUE | 10 | 17 | 2 | 0 | 0 | 0
[5 empty] | 6940 | 2017-10-17 | TRUE | 10 | 17 | 3 | 0 | 0 | 0
[5 empty] | 6941 | 2017-10-17 | TRUE | 10 | 17 | 4 | 0 | 0 | 0
[5 empty] | 6942 | 2017-10-17 | TRUE | 10 | 17 | 5 | 0 | 0 | 0
[5 empty] | 6943 | 2017-10-17 | TRUE | 10 | 17 | 6 | 0.0046382 | 0.021126 | 0.025498
[5 empty] | 6944 | 2017-10-17 | TRUE | 10 | 17 | 7 | 0.10232 | 0.14602 | 0.14495
[5 empty] | 6945 | 2017-10-17 | TRUE | 10 | 17 | 8 | 0.21692 | 0.31479 | 0.33531
[5 empty] | 6946 | 2017-10-17 | TRUE | 10 | 17 | 9 | 0.3042 | 0.42418 | 0.46341
[5 empty] | 6947 | 2017-10-17 | TRUE | 10 | 17 | 10 | 0.37207 | 0.4705 | 0.51607
[5 empty] | 6948 | 2017-10-17 | TRUE | 10 | 17 | 11 | 0.42118 | 0.47494 | 0.50052
[5 empty] | 6949 | 2017-10-17 | TRUE | 10 | 17 | 12 | 0.40787 | 0.36522 | 0.38663
[5 empty] | 6950 | 2017-10-17 | TRUE | 10 | 17 | 13 | 0.3361 | 0.40474 | 0.48666
[5 empty] | 6951 | 2017-10-17 | TRUE | 10 | 17 | 14 | 0.25795 | 0.31185 | 0.37554
[5 empty] | 6952 | 2017-10-17 | TRUE | 10 | 17 | 15 | 0.17531 | 0.20151 | 0.19721
[5 empty] | 6953 | 2017-10-17 | TRUE | 10 | 17 | 16 | 0.060707 | 0.065052 | 0.069715
[5 empty] | 6954 | 2017-10-17 | TRUE | 10 | 17 | 17 | 0 | 0 | 0
[5 empty] | 6955 | 2017-10-17 | TRUE | 10 | 17 | 18 | 0 | 0 | 0
[5 empty] | 6956 | 2017-10-17 | TRUE | 10 | 17 | 19 | 0 | 0 | 0
[5 empty] | 6957 | 2017-10-17 | TRUE | 10 | 17 | 20 | 0 | 0 | 0
[5 empty] | 6958 | 2017-10-17 | TRUE | 10 | 17 | 21 | 0 | 0 | 0
[5 empty] | 6959 | 2017-10-17 | TRUE | 10 | 17 | 22 | 0 | 0 | 0
[5 empty] | 6960 | 2017-10-17 | TRUE | 10 | 17 | 23 | 0 | 0 | 0
[5 empty] | 6961 | 2017-10-18 | TRUE | 10 | 18 | 0 | 0 | 0 | 0
[5 empty] | 6962 | 2017-10-18 | TRUE | 10 | 18 | 1 | 0 | 0 | 0
[5 empty] | 6963 | 2017-10-18 | TRUE | 10 | 18 | 2 | 0 | 0 | 0
[5 empty] | 6964 | 2017-10-18 | TRUE | 10 | 18 | 3 | 0 | 0 | 0
[5 empty] | 6965 | 2017-10-18 | TRUE | 10 | 18 | 4 | 0 | 0 | 0
[5 empty] | 6966 | 2017-10-18 | TRUE | 10 | 18 | 5 | 0 | 0 | 0
[5 empty] | 6967 | 2017-10-18 | TRUE | 10 | 18 | 6 | 0.0047673 | 0.017389 | 0.021658
[5 empty] | 6968 | 2017-10-18 | TRUE | 10 | 18 | 7 | 0.10095 | 0.13074 | 0.12617
[5 empty] | 6969 | 2017-10-18 | TRUE | 10 | 18 | 8 | 0.21916 | 0.24308 | 0.2705
[5 empty] | 6970 | 2017-10-18 | TRUE | 10 | 18 | 9 | 0.2853 | 0.34217 | 0.36304
[5 empty] | 6971 | 2017-10-18 | TRUE | 10 | 18 | 10 | 0.34874 | 0.42064 | 0.47123
[5 empty] | 6972 | 2017-10-18 | TRUE | 10 | 18 | 11 | 0.4114 | 0.49867 | 0.54909
[5 empty] | 6973 | 2017-10-18 | TRUE | 10 | 18 | 12 | 0.39155 | 0.41231 | 0.35786
[5 empty] | 6974 | 2017-10-18 | TRUE | 10 | 18 | 13 | 0.37697 | 0.38312 | 0.31192
[5 empty] | 6975 | 2017-10-18 | TRUE | 10 | 18 | 14 | 0.28675 | 0.33801 | 0.32377
[5 empty] | 6976 | 2017-10-18 | TRUE | 10 | 18 | 15 | 0.2085 | 0.18642 | 0.18977
[5 empty] | 6977 | 2017-10-18 | TRUE | 10 | 18 | 16 | 0.070469 | 0.064386 | 0.067127
[5 empty] | 6978 | 2017-10-18 | TRUE | 10 | 18 | 17 | 0 | 0 | 0
[5 empty] | 6979 | 2017-10-18 | TRUE | 10 | 18 | 18 | 0 | 0 | 0
[5 empty] | 6980 | 2017-10-18 | TRUE | 10 | 18 | 19 | 0 | 0 | 0
[5 empty] | 6981 | 2017-10-18 | TRUE | 10 | 18 | 20 | 0 | 0 | 0
[5 empty] | 6982 | 2017-10-18 | TRUE | 10 | 18 | 21 | 0 | 0 | 0
[5 empty] | 6983 | 2017-10-18 | TRUE | 10 | 18 | 22 | 0 | 0 | 0
[5 empty] | 6984 | 2017-10-18 | TRUE | 10 | 18 | 23 | 0 | 0 | 0
[5 empty] | 6985 | 2017-10-19 | TRUE | 10 | 19 | 0 | 0 | 0 | 0
[5 empty] | 6986 | 2017-10-19 | TRUE | 10 | 19 | 1 | 0 | 0 | 0
[5 empty] | 6987 | 2017-10-19 | TRUE | 10 | 19 | 2 | 0 | 0 | 0
[5 empty] | 6988 | 2017-10-19 | TRUE | 10 | 19 | 3 | 0 | 0 | 0
[5 empty] | 6989 | 2017-10-19 | TRUE | 10 | 19 | 4 | 0 | 0 | 0
[5 empty] | 6990 | 2017-10-19 | TRUE | 10 | 19 | 5 | 0 | 0 | 0
[5 empty] | 6991 | 2017-10-19 | TRUE | 10 | 19 | 6 | 0.0065494 | 0.017689 | 0.017225
[5 empty] | 6992 | 2017-10-19 | TRUE | 10 | 19 | 7 | 0.092743 | 0.13819 | 0.13339
[5 empty] | 6993 | 2017-10-19 | TRUE | 10 | 19 | 8 | 0.20354 | 0.29571 | 0.31358
[5 empty] | 6994 | 2017-10-19 | TRUE | 10 | 19 | 9 | 0.32979 | 0.39973 | 0.4043
[5 empty] | 6995 | 2017-10-19 | TRUE | 10 | 19 | 10 | 0.34285 | 0.38664 | 0.46554
[5 empty] | 6996 | 2017-10-19 | TRUE | 10 | 19 | 11 | 0.37266 | 0.43058 | 0.49574
[5 empty] | 6997 | 2017-10-19 | TRUE | 10 | 19 | 12 | 0.37152 | 0.41452 | 0.47975
[5 empty] | 6998 | 2017-10-19 | TRUE | 10 | 19 | 13 | 0.32958 | 0.33808 | 0.3706
[5 empty] | 6999 | 2017-10-19 | TRUE | 10 | 19 | 14 | 0.26843 | 0.27748 | 0.2959
[5 empty] | 7000 | 2017-10-19 | TRUE | 10 | 19 | 15 | 0.1598 | 0.18627 | 0.176
[5 empty] | 7001 | 2017-10-19 | TRUE | 10 | 19 | 16 | 0.052356 | 0.053527 | 0.05204
[5 empty] | 7002 | 2017-10-19 | TRUE | 10 | 19 | 17 | 0 | 0 | 0
[5 empty] | 7003 | 2017-10-19 | TRUE | 10 | 19 | 18 | 0 | 0 | 0
[5 empty] | 7004 | 2017-10-19 | TRUE | 10 | 19 | 19 | 0 | 0 | 0
[5 empty] | 7005 | 2017-10-19 | TRUE | 10 | 19 | 20 | 0 | 0 | 0
[5 empty] | 7006 | 2017-10-19 | TRUE | 10 | 19 | 21 | 0 | 0 | 0
[5 empty] | 7007 | 2017-10-19 | TRUE | 10 | 19 | 22 | 0 | 0 | 0
[5 empty] | 7008 | 2017-10-19 | TRUE | 10 | 19 | 23 | 0 | 0 | 0
[5 empty] | 7009 | 2017-10-20 | TRUE | 10 | 20 | 0 | 0 | 0 | 0
[5 empty] | 7010 | 2017-10-20 | TRUE | 10 | 20 | 1 | 0 | 0 | 0
[5 empty] | 7011 | 2017-10-20 | TRUE | 10 | 20 | 2 | 0 | 0 | 0
[5 empty] | 7012 | 2017-10-20 | TRUE | 10 | 20 | 3 | 0 | 0 | 0
[5 empty] | 7013 | 2017-10-20 | TRUE | 10 | 20 | 4 | 0 | 0 | 0
[5 empty] | 7014 | 2017-10-20 | TRUE | 10 | 20 | 5 | 0 | 0 | 0
[5 empty] | 7015 | 2017-10-20 | TRUE | 10 | 20 | 6 | 0.0037077 | 0.015525 | 0.020446
[5 empty] | 7016 | 2017-10-20 | TRUE | 10 | 20 | 7 | 0.080839 | 0.12615 | 0.12181
[5 empty] | 7017 | 2017-10-20 | TRUE | 10 | 20 | 8 | 0.19383 | 0.26927 | 0.25265
[5 empty] | 7018 | 2017-10-20 | TRUE | 10 | 20 | 9 | 0.25385 | 0.35384 | 0.35254
[5 empty] | 7019 | 2017-10-20 | TRUE | 10 | 20 | 10 | 0.27976 | 0.32443 | 0.3745
[5 empty] | 7020 | 2017-10-20 | TRUE | 10 | 20 | 11 | 0.27581 | 0.31169 | 0.40458
[5 empty] | 7021 | 2017-10-20 | TRUE | 10 | 20 | 12 | 0.27861 | 0.33821 | 0.33932
[5 empty] | 7022 | 2017-10-20 | TRUE | 10 | 20 | 13 | 0.26043 | 0.2804 | 0.37319
[5 empty] | 7023 | 2017-10-20 | TRUE | 10 | 20 | 14 | 0.23027 | 0.31854 | 0.36969
[5 empty] | 7024 | 2017-10-20 | TRUE | 10 | 20 | 15 | 0.11872 | 0.17043 | 0.2175
[5 empty] | 7025 | 2017-10-20 | TRUE | 10 | 20 | 16 | 0.052484 | 0.058237 | 0.063256
[5 empty] | 7026 | 2017-10-20 | TRUE | 10 | 20 | 17 | 0 | 0 | 0
[5 empty] | 7027 | 2017-10-20 | TRUE | 10 | 20 | 18 | 0 | 0 | 0
[5 empty] | 7028 | 2017-10-20 | TRUE | 10 | 20 | 19 | 0 | 0 | 0
[5 empty] | 7029 | 2017-10-20 | TRUE | 10 | 20 | 20 | 0 | 0 | 0
[5 empty] | 7030 | 2017-10-20 | TRUE | 10 | 20 | 21 | 0 | 0 | 0
[5 empty] | 7031 | 2017-10-20 | TRUE | 10 | 20 | 22 | 0 | 0 | 0
[5 empty] | 7032 | 2017-10-20 | TRUE | 10 | 20 | 23 | 0 | 0 | 0
[5 empty] | 7033 | 2017-10-21 | FALSE | 10 | 21 | 0 | 0 | 0 | 0
[5 empty] | 7034 | 2017-10-21 | FALSE | 10 | 21 | 1 | 0 | 0 | 0
[5 empty] | 7035 | 2017-10-21 | FALSE | 10 | 21 | 2 | 0 | 0 | 0
[5 empty] | 7036 | 2017-10-21 | FALSE | 10 | 21 | 3 | 0 | 0 | 0
[5 empty] | 7037 | 2017-10-21 | FALSE | 10 | 21 | 4 | 0 | 0 | 0
[5 empty] | 7038 | 2017-10-21 | FALSE | 10 | 21 | 5 | 0 | 0 | 0
[5 empty] | 7039 | 2017-10-21 | FALSE | 10 | 21 | 6 | 0.0033527 | 0.01374 | 0.015183
[5 empty] | 7040 | 2017-10-21 | FALSE | 10 | 21 | 7 | 0.069498 | 0.090677 | 0.11553
[5 empty] | 7041 | 2017-10-21 | FALSE | 10 | 21 | 8 | 0.15742 | 0.21133 | 0.28179
[5 empty] | 7042 | 2017-10-21 | FALSE | 10 | 21 | 9 | 0.21974 | 0.26123 | 0.33714
[5 empty] | 7043 | 2017-10-21 | FALSE | 10 | 21 | 10 | 0.25019 | 0.33279 | 0.44692
[5 empty] | 7044 | 2017-10-21 | FALSE | 10 | 21 | 11 | 0.27139 | 0.30348 | 0.36909
[5 empty] | 7045 | 2017-10-21 | FALSE | 10 | 21 | 12 | 0.27176 | 0.2707 | 0.3064
[5 empty] | 7046 | 2017-10-21 | FALSE | 10 | 21 | 13 | 0.25963 | 0.24943 | 0.25625
[5 empty] | 7047 | 2017-10-21 | FALSE | 10 | 21 | 14 | 0.18138 | 0.16603 | 0.22594
[5 empty] | 7048 | 2017-10-21 | FALSE | 10 | 21 | 15 | 0.10992 | 0.10831 | 0.12303
[5 empty] | 7049 | 2017-10-21 | FALSE | 10 | 21 | 16 | 0.044558 | 0.036893 | 0.048422
[5 empty] | 7050 | 2017-10-21 | FALSE | 10 | 21 | 17 | 0 | 0 | 0
[5 empty] | 7051 | 2017-10-21 | FALSE | 10 | 21 | 18 | 0 | 0 | 0
[5 empty] | 7052 | 2017-10-21 | FALSE | 10 | 21 | 19 | 0 | 0 | 0
[5 empty] | 7053 | 2017-10-21 | FALSE | 10 | 21 | 20 | 0 | 0 | 0
[5 empty] | 7054 | 2017-10-21 | FALSE | 10 | 21 | 21 | 0 | 0 | 0
[5 empty] | 7055 | 2017-10-21 | FALSE | 10 | 21 | 22 | 0 | 0 | 0
[5 empty] | 7056 | 2017-10-21 | FALSE | 10 | 21 | 23 | 0 | 0 | 0
[5 empty] | 7057 | 2017-10-22 | FALSE | 10 | 22 | 0 | 0 | 0 | 0
[5 empty] | 7058 | 2017-10-22 | FALSE | 10 | 22 | 1 | 0 | 0 | 0
[5 empty] | 7059 | 2017-10-22 | FALSE | 10 | 22 | 2 | 0 | 0 | 0
[5 empty] | 7060 | 2017-10-22 | FALSE | 10 | 22 | 3 | 0 | 0 | 0
[5 empty] | 7061 | 2017-10-22 | FALSE | 10 | 22 | 4 | 0 | 0 | 0
[5 empty] | 7062 | 2017-10-22 | FALSE | 10 | 22 | 5 | 0 | 0 | 0
[5 empty] | 7063 | 2017-10-22 | FALSE | 10 | 22 | 6 | 0.0041054 | 0.015956 | 0.017183
[5 empty] | 7064 | 2017-10-22 | FALSE | 10 | 22 | 7 | 0.10513 | 0.16133 | 0.16287
[5 empty] | 7065 | 2017-10-22 | FALSE | 10 | 22 | 8 | 0.23056 | 0.30207 | 0.32728
[5 empty] | 7066 | 2017-10-22 | FALSE | 10 | 22 | 9 | 0.27341 | 0.44045 | 0.4712
[5 empty] | 7067 | 2017-10-22 | FALSE | 10 | 22 | 10 | 0.3303 | 0.40856 | 0.51346
[5 empty] | 7068 | 2017-10-22 | FALSE | 10 | 22 | 11 | 0.35347 | 0.47492 | 0.47643
[5 empty] | 7069 | 2017-10-22 | FALSE | 10 | 22 | 12 | 0.35508 | 0.41286 | 0.36737
[5 empty] | 7070 | 2017-10-22 | FALSE | 10 | 22 | 13 | 0.32399 | 0.38714 | 0.42685
[5 empty] | 7071 | 2017-10-22 | FALSE | 10 | 22 | 14 | 0.24549 | 0.30248 | 0.33111
[5 empty] | 7072 | 2017-10-22 | FALSE | 10 | 22 | 15 | 0.16443 | 0.18348 | 0.21057
[5 empty] | 7073 | 2017-10-22 | FALSE | 10 | 22 | 16 | 0.058445 | 0.053174 | 0.057161
[5 empty] | 7074 | 2017-10-22 | FALSE | 10 | 22 | 17 | 0 | 0 | 0
[5 empty] | 7075 | 2017-10-22 | FALSE | 10 | 22 | 18 | 0 | 0 | 0
[5 empty] | 7076 | 2017-10-22 | FALSE | 10 | 22 | 19 | 0 | 0 | 0
[5 empty] | 7077 | 2017-10-22 | FALSE | 10 | 22 | 20 | 0 | 0 | 0
[5 empty] | 7078 | 2017-10-22 | FALSE | 10 | 22 | 21 | 0 | 0 | 0
[5 empty] | 7079 | 2017-10-22 | FALSE | 10 | 22 | 22 | 0 | 0 | 0
[5 empty] | 7080 | 2017-10-22 | FALSE | 10 | 22 | 23 | 0 | 0 | 0
[5 empty] | 7081 | 2017-10-23 | TRUE | 10 | 23 | 0 | 0 | 0 | 0
[5 empty] | 7082 | 2017-10-23 | TRUE | 10 | 23 | 1 | 0 | 0 | 0
[5 empty] | 7083 | 2017-10-23 | TRUE | 10 | 23 | 2 | 0 | 0 | 0
[5 empty] | 7084 | 2017-10-23 | TRUE | 10 | 23 | 3 | 0 | 0 | 0
[5 empty] | 7085 | 2017-10-23 | TRUE | 10 | 23 | 4 | 0 | 0 | 0
[5 empty] | 7086 | 2017-10-23 | TRUE | 10 | 23 | 5 | 0 | 0 | 0
[5 empty] | 7087 | 2017-10-23 | TRUE | 10 | 23 | 6 | 0.0027742 | 0.013774 | 0.014634
[5 empty] | 7088 | 2017-10-23 | TRUE | 10 | 23 | 7 | 0.098807 | 0.15371 | 0.15702
[5 empty] | 7089 | 2017-10-23 | TRUE | 10 | 23 | 8 | 0.21231 | 0.26062 | 0.32474
[5 empty] | 7090 | 2017-10-23 | TRUE | 10 | 23 | 9 | 0.27881 | 0.31049 | 0.33237
[5 empty] | 7091 | 2017-10-23 | TRUE | 10 | 23 | 10 | 0.32564 | 0.37252 | 0.44665
[5 empty] | 7092 | 2017-10-23 | TRUE | 10 | 23 | 11 | 0.38053 | 0.35198 | 0.31452
[5 empty] | 7093 | 2017-10-23 | TRUE | 10 | 23 | 12 | 0.32732 | 0.42127 | 0.51433
[5 empty] | 7094 | 2017-10-23 | TRUE | 10 | 23 | 13 | 0.31984 | 0.35084 | 0.39992
[5 empty] | 7095 | 2017-10-23 | TRUE | 10 | 23 | 14 | 0.26872 | 0.26967 | 0.32881
[5 empty] | 7096 | 2017-10-23 | TRUE | 10 | 23 | 15 | 0.1543 | 0.15471 | 0.1892
[5 empty] | 7097 | 2017-10-23 | TRUE | 10 | 23 | 16 | 0.047191 | 0.038172 | 0.048724
[5 empty] | 7098 | 2017-10-23 | TRUE | 10 | 23 | 17 | 0 | 0 | 0
[5 empty] | 7099 | 2017-10-23 | TRUE | 10 | 23 | 18 | 0 | 0 | 0
[5 empty] | 7100 | 2017-10-23 | TRUE | 10 | 23 | 19 | 0 | 0 | 0
[5 empty] | 7101 | 2017-10-23 | TRUE | 10 | 23 | 20 | 0 | 0 | 0
[5 empty] | 7102 | 2017-10-23 | TRUE | 10 | 23 | 21 | 0 | 0 | 0
[5 empty] | 7103 | 2017-10-23 | TRUE | 10 | 23 | 22 | 0 | 0 | 0
[5 empty] | 7104 | 2017-10-23 | TRUE | 10 | 23 | 23 | 0 | 0 | 0
[5 empty] | 7105 | 2017-10-24 | TRUE | 10 | 24 | 0 | 0 | 0 | 0
[5 empty] | 7106 | 2017-10-24 | TRUE | 10 | 24 | 1 | 0 | 0 | 0
[5 empty] | 7107 | 2017-10-24 | TRUE | 10 | 24 | 2 | 0 | 0 | 0
[5 empty] | 7108 | 2017-10-24 | TRUE | 10 | 24 | 3 | 0 | 0 | 0
[5 empty] | 7109 | 2017-10-24 | TRUE | 10 | 24 | 4 | 0 | 0 | 0
[5 empty] | 7110 | 2017-10-24 | TRUE | 10 | 24 | 5 | 0 | 0 | 0
[5 empty] | 7111 | 2017-10-24 | TRUE | 10 | 24 | 6 | 0.0001471 | 0.0034308 | 0.005832
[5 empty] | 7112 | 2017-10-24 | TRUE | 10 | 24 | 7 | 0.060426 | 0.089115 | 0.094689
[5 empty] | 7113 | 2017-10-24 | TRUE | 10 | 24 | 8 | 0.1385 | 0.15985 | 0.17721
[5 empty] | 7114 | 2017-10-24 | TRUE | 10 | 24 | 9 | 0.19979 | 0.21796 | 0.22922
[5 empty] | 7115 | 2017-10-24 | TRUE | 10 | 24 | 10 | 0.27523 | 0.21393 | 0.26254
[5 empty] | 7116 | 2017-10-24 | TRUE | 10 | 24 | 11 | 0.25844 | 0.31362 | 0.25976
[5 empty] | 7117 | 2017-10-24 | TRUE | 10 | 24 | 12 | 0.25062 | 0.21863 | 0.25568
[5 empty] | 7118 | 2017-10-24 | TRUE | 10 | 24 | 13 | 0.23415 | 0.28452 | 0.3505
[5 empty] | 7119 | 2017-10-24 | TRUE | 10 | 24 | 14 | 0.18512 | 0.28793 | 0.28656
[5 empty] | 7120 | 2017-10-24 | TRUE | 10 | 24 | 15 | 0.1409 | 0.16097 | 0.16193
[5 empty] | 7121 | 2017-10-24 | TRUE | 10 | 24 | 16 | 0.041663 | 0.037418 | 0.03963
[5 empty] | 7122 | 2017-10-24 | TRUE | 10 | 24 | 17 | 0 | 0 | 0
[5 empty] | 7123 | 2017-10-24 | TRUE | 10 | 24 | 18 | 0 | 0 | 0
[5 empty] | 7124 | 2017-10-24 | TRUE | 10 | 24 | 19 | 0 | 0 | 0
[5 empty] | 7125 | 2017-10-24 | TRUE | 10 | 24 | 20 | 0 | 0 | 0
[5 empty] | 7126 | 2017-10-24 | TRUE | 10 | 24 | 21 | 0 | 0 | 0
[5 empty] | 7127 | 2017-10-24 | TRUE | 10 | 24 | 22 | 0 | 0 | 0
[5 empty] | 7128 | 2017-10-24 | TRUE | 10 | 24 | 23 | 0 | 0 | 0
[5 empty] | 7129 | 2017-10-25 | TRUE | 10 | 25 | 0 | 0 | 0 | 0
[5 empty] | 7130 | 2017-10-25 | TRUE | 10 | 25 | 1 | 0 | 0 | 0
[5 empty] | 7131 | 2017-10-25 | TRUE | 10 | 25 | 2 | 0 | 0 | 0
[5 empty] | 7132 | 2017-10-25 | TRUE | 10 | 25 | 3 | 0 | 0 | 0
[5 empty] | 7133 | 2017-10-25 | TRUE | 10 | 25 | 4 | 0 | 0 | 0
[5 empty] | 7134 | 2017-10-25 | TRUE | 10 | 25 | 5 | 0 | 0 | 0
[5 empty] | 7135 | 2017-10-25 | TRUE | 10 | 25 | 6 | 0.00069454 | 0.0040833 | 0.0081666
[5 empty] | 7136 | 2017-10-25 | TRUE | 10 | 25 | 7 | 0.068038 | 0.1161 | 0.13005
[5 empty] | 7137 | 2017-10-25 | TRUE | 10 | 25 | 8 | 0.14882 | 0.21761 | 0.25661
[5 empty] | 7138 | 2017-10-25 | TRUE | 10 | 25 | 9 | 0.21852 | 0.33396 | 0.4003
[5 empty] | 7139 | 2017-10-25 | TRUE | 10 | 25 | 10 | 0.27538 | 0.31665 | 0.4172
[5 empty] | 7140 | 2017-10-25 | TRUE | 10 | 25 | 11 | 0.30089 | 0.37393 | 0.48546
[5 empty] | 7141 | 2017-10-25 | TRUE | 10 | 25 | 12 | 0.29093 | 0.35224 | 0.46209
[5 empty] | 7142 | 2017-10-25 | TRUE | 10 | 25 | 13 | 0.26757 | 0.27463 | 0.27263
[5 empty] | 7143 | 2017-10-25 | TRUE | 10 | 25 | 14 | 0.2042 | 0.19133 | 0.23193
[5 empty] | 7144 | 2017-10-25 | TRUE | 10 | 25 | 15 | 0.12687 | 0.1186 | 0.11913
[5 empty] | 7145 | 2017-10-25 | TRUE | 10 | 25 | 16 | 0.032596 | 0.027349 | 0.031498
[5 empty] | 7146 | 2017-10-25 | TRUE | 10 | 25 | 17 | 0 | 0 | 0
[5 empty] | 7147 | 2017-10-25 | TRUE | 10 | 25 | 18 | 0 | 0 | 0
[5 empty] | 7148 | 2017-10-25 | TRUE | 10 | 25 | 19 | 0 | 0 | 0
[5 empty] | 7149 | 2017-10-25 | TRUE | 10 | 25 | 20 | 0 | 0 | 0
[5 empty] | 7150 | 2017-10-25 | TRUE | 10 | 25 | 21 | 0 | 0 | 0
[5 empty] | 7151 | 2017-10-25 | TRUE | 10 | 25 | 22 | 0 | 0 | 0
[5 empty] | 7152 | 2017-10-25 | TRUE | 10 | 25 | 23 | 0 | 0 | 0
[5 empty] | 7153 | 2017-10-26 | TRUE | 10 | 26 | 0 | 0 | 0 | 0
[5 empty] | 7154 | 2017-10-26 | TRUE | 10 | 26 | 1 | 0 | 0 | 0
[5 empty] | 7155 | 2017-10-26 | TRUE | 10 | 26 | 2 | 0 | 0 | 0
[5 empty] | 7156 | 2017-10-26 | TRUE | 10 | 26 | 3 | 0 | 0 | 0
[5 empty] | 7157 | 2017-10-26 | TRUE | 10 | 26 | 4 | 0 | 0 | 0
[5 empty] | 7158 | 2017-10-26 | TRUE | 10 | 26 | 5 | 0 | 0 | 0
[5 empty] | 7159 | 2017-10-26 | TRUE | 10 | 26 | 6 | 0.00036752 | 0.0030819 | 0.005771
[5 empty] | 7160 | 2017-10-26 | TRUE | 10 | 26 | 7 | 0.039192 | 0.025858 | 0.032444
[5 empty] | 7161 | 2017-10-26 | TRUE | 10 | 26 | 8 | 0.10913 | 0.12381 | 0.16464
[5 empty] | 7162 | 2017-10-26 | TRUE | 10 | 26 | 9 | 0.12795 | 0.15328 | 0.20403
[5 empty] | 7163 | 2017-10-26 | TRUE | 10 | 26 | 10 | 0.15828 | 0.11753 | 0.18347
[5 empty] | 7164 | 2017-10-26 | TRUE | 10 | 26 | 11 | 0.1579 | 0.13554 | 0.19183
[5 empty] | 7165 | 2017-10-26 | TRUE | 10 | 26 | 12 | 0.15431 | 0.11091 | 0.16212
[5 empty] | 7166 | 2017-10-26 | TRUE | 10 | 26 | 13 | 0.15616 | 0.13891 | 0.12012
[5 empty] | 7167 | 2017-10-26 | TRUE | 10 | 26 | 14 | 0.13666 | 0.10143 | 0.094099
[5 empty] | 7168 | 2017-10-26 | TRUE | 10 | 26 | 15 | 0.091551 | 0.05769 | 0.052261
[5 empty] | 7169 | 2017-10-26 | TRUE | 10 | 26 | 16 | 0.032704 | 0.012489 | 0.015195
[5 empty] | 7170 | 2017-10-26 | TRUE | 10 | 26 | 17 | 0 | 0 | 0
[5 empty] | 7171 | 2017-10-26 | TRUE | 10 | 26 | 18 | 0 | 0 | 0
[5 empty] | 7172 | 2017-10-26 | TRUE | 10 | 26 | 19 | 0 | 0 | 0
[5 empty] | 7173 | 2017-10-26 | TRUE | 10 | 26 | 20 | 0 | 0 | 0
[5 empty] | 7174 | 2017-10-26 | TRUE | 10 | 26 | 21 | 0 | 0 | 0
[5 empty] | 7175 | 2017-10-26 | TRUE | 10 | 26 | 22 | 0 | 0 | 0
[5 empty] | 7176 | 2017-10-26 | TRUE | 10 | 26 | 23 | 0 | 0 | 0
[5 empty] | 7177 | 2017-10-27 | TRUE | 10 | 27 | 0 | 0 | 0 | 0
[5 empty] | 7178 | 2017-10-27 | TRUE | 10 | 27 | 1 | 0 | 0 | 0
[5 empty] | 7179 | 2017-10-27 | TRUE | 10 | 27 | 2 | 0 | 0 | 0
[5 empty] | 7180 | 2017-10-27 | TRUE | 10 | 27 | 3 | 0 | 0 | 0
[5 empty] | 7181 | 2017-10-27 | TRUE | 10 | 27 | 4 | 0 | 0 | 0
[5 empty] | 7182 | 2017-10-27 | TRUE | 10 | 27 | 5 | 0 | 0 | 0
[5 empty] | 7183 | 2017-10-27 | TRUE | 10 | 27 | 6 | 0.00068003 | 0.0051578 | 0.0055555
[5 empty] | 7184 | 2017-10-27 | TRUE | 10 | 27 | 7 | 0.077807 | 0.1374 | 0.1468
[5 empty] | 7185 | 2017-10-27 | TRUE | 10 | 27 | 8 | 0.19206 | 0.28259 | 0.29005
[5 empty] | 7186 | 2017-10-27 | TRUE | 10 | 27 | 9 | 0.26776 | 0.3551 | 0.37532
[5 empty] | 7187 | 2017-10-27 | TRUE | 10 | 27 | 10 | 0.32019 | 0.37569 | 0.41358
[5 empty] | 7188 | 2017-10-27 | TRUE | 10 | 27 | 11 | 0.38127 | 0.39226 | 0.46586
[5 empty] | 7189 | 2017-10-27 | TRUE | 10 | 27 | 12 | 0.41416 | 0.46771 | 0.48731
[5 empty] | 7190 | 2017-10-27 | TRUE | 10 | 27 | 13 | 0.37863 | 0.43609 | 0.4245
[5 empty] | 7191 | 2017-10-27 | TRUE | 10 | 27 | 14 | 0.30807 | 0.34224 | 0.36883
[5 empty] | 7192 | 2017-10-27 | TRUE | 10 | 27 | 15 | 0.19146 | 0.19476 | 0.20517
[5 empty] | 7193 | 2017-10-27 | TRUE | 10 | 27 | 16 | 0.05447 | 0.042813 | 0.04766
[5 empty] | 7194 | 2017-10-27 | TRUE | 10 | 27 | 17 | 0 | 0 | 0
[5 empty] | 7195 | 2017-10-27 | TRUE | 10 | 27 | 18 | 0 | 0 | 0
[5 empty] | 7196 | 2017-10-27 | TRUE | 10 | 27 | 19 | 0 | 0 | 0
[5 empty] | 7197 | 2017-10-27 | TRUE | 10 | 27 | 20 | 0 | 0 | 0
[5 empty] | 7198 | 2017-10-27 | TRUE | 10 | 27 | 21 | 0 | 0 | 0
[5 empty] | 7199 | 2017-10-27 | TRUE | 10 | 27 | 22 | 0 | 0 | 0
[5 empty] | 7200 | 2017-10-27 | TRUE | 10 | 27 | 23 | 0 | 0 | 0
[5 empty] | 7201 | 2017-10-28 | FALSE | 10 | 28 | 0 | 0 | 0 | 0
[5 empty] | 7202 | 2017-10-28 | FALSE | 10 | 28 | 1 | 0 | 0 | 0
[5 empty] | 7203 | 2017-10-28 | FALSE | 10 | 28 | 2 | 0 | 0 | 0
[5 empty] | 7204 | 2017-10-28 | FALSE | 10 | 28 | 3 | 0 | 0 | 0
[5 empty] | 7205 | 2017-10-28 | FALSE | 10 | 28 | 4 | 0 | 0 | 0
[5 empty] | 7206 | 2017-10-28 | FALSE | 10 | 28 | 5 | 0 | 0 | 0
[5 empty] | 7207 | 2017-10-28 | FALSE | 10 | 28 | 6 | 0.00020805 | 0.001249 | 0.0010417
[5 empty] | 7208 | 2017-10-28 | FALSE | 10 | 28 | 7 | 0.064718 | 0.10317 | 0.095825
[5 empty] | 7209 | 2017-10-28 | FALSE | 10 | 28 | 8 | 0.15137 | 0.21703 | 0.22081
[5 empty] | 7210 | 2017-10-28 | FALSE | 10 | 28 | 9 | 0.19864 | 0.29062 | 0.33444
[5 empty] | 7211 | 2017-10-28 | FALSE | 10 | 28 | 10 | 0.20322 | 0.32109 | 0.35986
[5 empty] | 7212 | 2017-10-28 | FALSE | 10 | 28 | 11 | 0.21371 | 0.35596 | 0.43019
[5 empty] | 7213 | 2017-10-28 | FALSE | 10 | 28 | 12 | 0.20576 | 0.31312 | 0.38346
[5 empty] | 7214 | 2017-10-28 | FALSE | 10 | 28 | 13 | 0.16503 | 0.24626 | 0.29145
[5 empty] | 7215 | 2017-10-28 | FALSE | 10 | 28 | 14 | 0.11473 | 0.18562 | 0.2457
[5 empty] | 7216 | 2017-10-28 | FALSE | 10 | 28 | 15 | 0.067649 | 0.10184 | 0.13864
[5 empty] | 7217 | 2017-10-28 | FALSE | 10 | 28 | 16 | 0.013953 | 0.017617 | 0.025775
[5 empty] | 7218 | 2017-10-28 | FALSE | 10 | 28 | 17 | 0 | 0 | 0
[5 empty] | 7219 | 2017-10-28 | FALSE | 10 | 28 | 18 | 0 | 0 | 0
[5 empty] | 7220 | 2017-10-28 | FALSE | 10 | 28 | 19 | 0 | 0 | 0
[5 empty] | 7221 | 2017-10-28 | FALSE | 10 | 28 | 20 | 0 | 0 | 0
[5 empty] | 7222 | 2017-10-28 | FALSE | 10 | 28 | 21 | 0 | 0 | 0
[5 empty] | 7223 | 2017-10-28 | FALSE | 10 | 28 | 22 | 0 | 0 | 0
[5 empty] | 7224 | 2017-10-28 | FALSE | 10 | 28 | 23 | 0 | 0 | 0
[5 empty] | 7225 | 2017-10-29 | FALSE | 10 | 29 | 0 | 0 | 0 | 0
[5 empty] | 7226 | 2017-10-29 | FALSE | 10 | 29 | 1 | 0 | 0 | 0
[5 empty] | 7227 | 2017-10-29 | FALSE | 10 | 29 | 2 | 0 | 0 | 0
[5 empty] | 7228 | 2017-10-29 | FALSE | 10 | 29 | 3 | 0 | 0 | 0
[5 empty] | 7229 | 2017-10-29 | FALSE | 10 | 29 | 4 | 0 | 0 | 0
[5 empty] | 7230 | 2017-10-29 | FALSE | 10 | 29 | 5 | 0 | 0 | 0
[5 empty] | 7231 | 2017-10-29 | FALSE | 10 | 29 | 6 | 0 | 0 | 0
[5 empty] | 7232 | 2017-10-29 | FALSE | 10 | 29 | 7 | 0.01909 | 0.046244 | 0.03779
[5 empty] | 7233 | 2017-10-29 | FALSE | 10 | 29 | 8 | 0.057774 | 0.10742 | 0.10029
[5 empty] | 7234 | 2017-10-29 | FALSE | 10 | 29 | 9 | 0.10717 | 0.15846 | 0.1677
[5 empty] | 7235 | 2017-10-29 | FALSE | 10 | 29 | 10 | 0.12498 | 0.18923 | 0.19653
[5 empty] | 7236 | 2017-10-29 | FALSE | 10 | 29 | 11 | 0.14098 | 0.24319 | 0.28143
[5 empty] | 7237 | 2017-10-29 | FALSE | 10 | 29 | 12 | 0.13294 | 0.22178 | 0.25109
[5 empty] | 7238 | 2017-10-29 | FALSE | 10 | 29 | 13 | 0.11136 | 0.15952 | 0.26718
[5 empty] | 7239 | 2017-10-29 | FALSE | 10 | 29 | 14 | 0.092576 | 0.17436 | 0.20131
[5 empty] | 7240 | 2017-10-29 | FALSE | 10 | 29 | 15 | 0.056931 | 0.075346 | 0.10071
[5 empty] | 7241 | 2017-10-29 | FALSE | 10 | 29 | 16 | 0.016743 | 0.014095 | 0.021436
[5 empty] | 7242 | 2017-10-29 | FALSE | 10 | 29 | 17 | 0 | 0 | 0
[5 empty] | 7243 | 2017-10-29 | FALSE | 10 | 29 | 18 | 0 | 0 | 0
[5 empty] | 7244 | 2017-10-29 | FALSE | 10 | 29 | 19 | 0 | 0 | 0
[5 empty] | 7245 | 2017-10-29 | FALSE | 10 | 29 | 20 | 0 | 0 | 0
[5 empty] | 7246 | 2017-10-29 | FALSE | 10 | 29 | 21 | 0 | 0 | 0
[5 empty] | 7247 | 2017-10-29 | FALSE | 10 | 29 | 22 | 0 | 0 | 0
[5 empty] | 7248 | 2017-10-29 | FALSE | 10 | 29 | 23 | 0 | 0 | 0
[5 empty] | 7249 | 2017-10-30 | TRUE | 10 | 30 | 0 | 0 | 0 | 0
[5 empty] | 7250 | 2017-10-30 | TRUE | 10 | 30 | 1 | 0 | 0 | 0
[5 empty] | 7251 | 2017-10-30 | TRUE | 10 | 30 | 2 | 0 | 0 | 0
[5 empty] | 7252 | 2017-10-30 | TRUE | 10 | 30 | 3 | 0 | 0 | 0
[5 empty] | 7253 | 2017-10-30 | TRUE | 10 | 30 | 4 | 0 | 0 | 0
[5 empty] | 7254 | 2017-10-30 | TRUE | 10 | 30 | 5 | 0 | 0 | 0
[5 empty] | 7255 | 2017-10-30 | TRUE | 10 | 30 | 6 | 0 | 0.00066539 | 0.0013308
[5 empty] | 7256 | 2017-10-30 | TRUE | 10 | 30 | 7 | 0.081649 | 0.11612 | 0.11728
[5 empty] | 7257 | 2017-10-30 | TRUE | 10 | 30 | 8 | 0.19515 | 0.25677 | 0.26073
[5 empty] | 7258 | 2017-10-30 | TRUE | 10 | 30 | 9 | 0.2435 | 0.30653 | 0.36813
[5 empty] | 7259 | 2017-10-30 | TRUE | 10 | 30 | 10 | 0.29896 | 0.35776 | 0.46516
[5 empty] | 7260 | 2017-10-30 | TRUE | 10 | 30 | 11 | 0.34276 | 0.44536 | 0.57653
[5 empty] | 7261 | 2017-10-30 | TRUE | 10 | 30 | 12 | 0.34133 | 0.50162 | 0.55336
[5 empty] | 7262 | 2017-10-30 | TRUE | 10 | 30 | 13 | 0.34264 | 0.45971 | 0.47858
[5 empty] | 7263 | 2017-10-30 | TRUE | 10 | 30 | 14 | 0.24155 | 0.34082 | 0.35624
[5 empty] | 7264 | 2017-10-30 | TRUE | 10 | 30 | 15 | 0.13605 | 0.18439 | 0.1943
[5 empty] | 7265 | 2017-10-30 | TRUE | 10 | 30 | 16 | 0.033619 | 0.034815 | 0.039565
[5 empty] | 7266 | 2017-10-30 | TRUE | 10 | 30 | 17 | 0 | 0 | 0
[5 empty] | 7267 | 2017-10-30 | TRUE | 10 | 30 | 18 | 0 | 0 | 0
[5 empty] | 7268 | 2017-10-30 | TRUE | 10 | 30 | 19 | 0 | 0 | 0
[5 empty] | 7269 | 2017-10-30 | TRUE | 10 | 30 | 20 | 0 | 0 | 0
[5 empty] | 7270 | 2017-10-30 | TRUE | 10 | 30 | 21 | 0 | 0 | 0
[5 empty] | 7271 | 2017-10-30 | TRUE | 10 | 30 | 22 | 0 | 0 | 0
[5 empty] | 7272 | 2017-10-30 | TRUE | 10 | 30 | 23 | 0 | 0 | 0
[5 empty] | 7273 | 2017-10-31 | TRUE | 10 | 31 | 0 | 0 | 0 | 0
[5 empty] | 7274 | 2017-10-31 | TRUE | 10 | 31 | 1 | 0 | 0 | 0
[5 empty] | 7275 | 2017-10-31 | TRUE | 10 | 31 | 2 | 0 | 0 | 0
[5 empty] | 7276 | 2017-10-31 | TRUE | 10 | 31 | 3 | 0 | 0 | 0
[5 empty] | 7277 | 2017-10-31 | TRUE | 10 | 31 | 4 | 0 | 0 | 0
[5 empty] | 7278 | 2017-10-31 | TRUE | 10 | 31 | 5 | 0 | 0 | 0
[5 empty] | 7279 | 2017-10-31 | TRUE | 10 | 31 | 6 | 0 | 0 | 0
[5 empty] | 7280 | 2017-10-31 | TRUE | 10 | 31 | 7 | 0.079562 | 0.10931 | 0.10031
[5 empty] | 7281 | 2017-10-31 | TRUE | 10 | 31 | 8 | 0.20963 | 0.25469 | 0.24289
[5 empty] | 7282 | 2017-10-31 | TRUE | 10 | 31 | 9 | 0.32031 | 0.35696 | 0.33114
[5 empty] | 7283 | 2017-10-31 | TRUE | 10 | 31 | 10 | 0.3619 | 0.41678 | 0.43604
[5 empty] | 7284 | 2017-10-31 | TRUE | 10 | 31 | 11 | 0.351 | 0.42818 | 0.50725
[5 empty] | 7285 | 2017-10-31 | TRUE | 10 | 31 | 12 | 0.32699 | 0.42782 | 0.48242
[5 empty] | 7286 | 2017-10-31 | TRUE | 10 | 31 | 13 | 0.2992 | 0.38513 | 0.37391
[5 empty] | 7287 | 2017-10-31 | TRUE | 10 | 31 | 14 | 0.22888 | 0.29811 | 0.29593
[5 empty] | 7288 | 2017-10-31 | TRUE | 10 | 31 | 15 | 0.11926 | 0.15112 | 0.15263
[5 empty] | 7289 | 2017-10-31 | TRUE | 10 | 31 | 16 | 0.024504 | 0.022519 | 0.026307
[5 empty] | 7290 | 2017-10-31 | TRUE | 10 | 31 | 17 | 0 | 0 | 0
[5 empty] | 7291 | 2017-10-31 | TRUE | 10 | 31 | 18 | 0 | 0 | 0
[5 empty] | 7292 | 2017-10-31 | TRUE | 10 | 31 | 19 | 0 | 0 | 0
[5 empty] | 7293 | 2017-10-31 | TRUE | 10 | 31 | 20 | 0 | 0 | 0
[5 empty] | 7294 | 2017-10-31 | TRUE | 10 | 31 | 21 | 0 | 0 | 0
[5 empty] | 7295 | 2017-10-31 | TRUE | 10 | 31 | 22 | 0 | 0 | 0
[5 empty] | 7296 | 2017-10-31 | TRUE | 10 | 31 | 23 | 0 | 0 | 0
[5 empty] | 7297 | 2017-11-01 | TRUE | 11 | 1 | 0 | 0 | 0 | 0
[5 empty] | 7298 | 2017-11-01 | TRUE | 11 | 1 | 1 | 0 | 0 | 0
[5 empty] | 7299 | 2017-11-01 | TRUE | 11 | 1 | 2 | 0 | 0 | 0
[5 empty] | 7300 | 2017-11-01 | TRUE | 11 | 1 | 3 | 0 | 0 | 0
[5 empty] | 7301 | 2017-11-01 | TRUE | 11 | 1 | 4 | 0 | 0 | 0
[5 empty] | 7302 | 2017-11-01 | TRUE | 11 | 1 | 5 | 0 | 0 | 0
[5 empty] | 7303 | 2017-11-01 | TRUE | 11 | 1 | 6 | 0 | 0 | 0
[5 empty] | 7304 | 2017-11-01 | TRUE | 11 | 1 | 7 | 0.037033 | 0.056034 | 0.059245
[5 empty] | 7305 | 2017-11-01 | TRUE | 11 | 1 | 8 | 0.097086 | 0.12305 | 0.11207
[5 empty] | 7306 | 2017-11-01 | TRUE | 11 | 1 | 9 | 0.13953 | 0.17592 | 0.1658
[5 empty] | 7307 | 2017-11-01 | TRUE | 11 | 1 | 10 | 0.16095 | 0.18099 | 0.23287
[5 empty] | 7308 | 2017-11-01 | TRUE | 11 | 1 | 11 | 0.19474 | 0.20936 | 0.24909
[5 empty] | 7309 | 2017-11-01 | TRUE | 11 | 1 | 12 | 0.16315 | 0.21071 | 0.24176
[5 empty] | 7310 | 2017-11-01 | TRUE | 11 | 1 | 13 | 0.11815 | 0.15236 | 0.23023
[5 empty] | 7311 | 2017-11-01 | TRUE | 11 | 1 | 14 | 0.091418 | 0.11218 | 0.12021
[5 empty] | 7312 | 2017-11-01 | TRUE | 11 | 1 | 15 | 0.054328 | 0.060749 | 0.078227
[5 empty] | 7313 | 2017-11-01 | TRUE | 11 | 1 | 16 | 0.0044378 | 0.0044761 | 0.0071154
[5 empty] | 7314 | 2017-11-01 | TRUE | 11 | 1 | 17 | 0 | 0 | 0
[5 empty] | 7315 | 2017-11-01 | TRUE | 11 | 1 | 18 | 0 | 0 | 0
[5 empty] | 7316 | 2017-11-01 | TRUE | 11 | 1 | 19 | 0 | 0 | 0
[5 empty] | 7317 | 2017-11-01 | TRUE | 11 | 1 | 20 | 0 | 0 | 0
[5 empty] | 7318 | 2017-11-01 | TRUE | 11 | 1 | 21 | 0 | 0 | 0
[5 empty] | 7319 | 2017-11-01 | TRUE | 11 | 1 | 22 | 0 | 0 | 0
[5 empty] | 7320 | 2017-11-01 | TRUE | 11 | 1 | 23 | 0 | 0 | 0
[5 empty] | 7321 | 2017-11-02 | TRUE | 11 | 2 | 0 | 0 | 0 | 0
[5 empty] | 7322 | 2017-11-02 | TRUE | 11 | 2 | 1 | 0 | 0 | 0
[5 empty] | 7323 | 2017-11-02 | TRUE | 11 | 2 | 2 | 0 | 0 | 0
[5 empty] | 7324 | 2017-11-02 | TRUE | 11 | 2 | 3 | 0 | 0 | 0
[5 empty] | 7325 | 2017-11-02 | TRUE | 11 | 2 | 4 | 0 | 0 | 0
[5 empty] | 7326 | 2017-11-02 | TRUE | 11 | 2 | 5 | 0 | 0 | 0
[5 empty] | 7327 | 2017-11-02 | TRUE | 11 | 2 | 6 | 0 | 0 | 0
[5 empty] | 7328 | 2017-11-02 | TRUE | 11 | 2 | 7 | 0.021671 | 0.072582 | 0.090667
[5 empty] | 7329 | 2017-11-02 | TRUE | 11 | 2 | 8 | 0.071605 | 0.15056 | 0.17109
[5 empty] | 7330 | 2017-11-02 | TRUE | 11 | 2 | 9 | 0.13459 | 0.17539 | 0.19123
[5 empty] | 7331 | 2017-11-02 | TRUE | 11 | 2 | 10 | 0.20589 | 0.2328 | 0.36464
[5 empty] | 7332 | 2017-11-02 | TRUE | 11 | 2 | 11 | 0.16742 | 0.20274 | 0.27257
[5 empty] | 7333 | 2017-11-02 | TRUE | 11 | 2 | 12 | 0.25593 | 0.315 | 0.29067
[5 empty] | 7334 | 2017-11-02 | TRUE | 11 | 2 | 13 | 0.20161 | 0.30186 | 0.34498
[5 empty] | 7335 | 2017-11-02 | TRUE | 11 | 2 | 14 | 0.17956 | 0.25547 | 0.26651
[5 empty] | 7336 | 2017-11-02 | TRUE | 11 | 2 | 15 | 0.092989 | 0.14784 | 0.14771
[5 empty] | 7337 | 2017-11-02 | TRUE | 11 | 2 | 16 | 0.015682 | 0.019648 | 0.02248
[5 empty] | 7338 | 2017-11-02 | TRUE | 11 | 2 | 17 | 0 | 0 | 0
[5 empty] | 7339 | 2017-11-02 | TRUE | 11 | 2 | 18 | 0 | 0 | 0
[5 empty] | 7340 | 2017-11-02 | TRUE | 11 | 2 | 19 | 0 | 0 | 0
[5 empty] | 7341 | 2017-11-02 | TRUE | 11 | 2 | 20 | 0 | 0 | 0
[5 empty] | 7342 | 2017-11-02 | TRUE | 11 | 2 | 21 | 0 | 0 | 0
[5 empty] | 7343 | 2017-11-02 | TRUE | 11 | 2 | 22 | 0 | 0 | 0
[5 empty] | 7344 | 2017-11-02 | TRUE | 11 | 2 | 23 | 0 | 0 | 0
[5 empty] | 7345 | 2017-11-03 | TRUE | 11 | 3 | 0 | 0 | 0 | 0
[5 empty] | 7346 | 2017-11-03 | TRUE | 11 | 3 | 1 | 0 | 0 | 0
[5 empty] | 7347 | 2017-11-03 | TRUE | 11 | 3 | 2 | 0 | 0 | 0
[5 empty] | 7348 | 2017-11-03 | TRUE | 11 | 3 | 3 | 0 | 0 | 0
[5 empty] | 7349 | 2017-11-03 | TRUE | 11 | 3 | 4 | 0 | 0 | 0
[5 empty] | 7350 | 2017-11-03 | TRUE | 11 | 3 | 5 | 0 | 0 | 0
[5 empty] | 7351 | 2017-11-03 | TRUE | 11 | 3 | 6 | 0 | 0 | 0
[5 empty] | 7352 | 2017-11-03 | TRUE | 11 | 3 | 7 | 0.054906 | 0.098226 | 0.12482
[5 empty] | 7353 | 2017-11-03 | TRUE | 11 | 3 | 8 | 0.1406 | 0.23374 | 0.28762
[5 empty] | 7354 | 2017-11-03 | TRUE | 11 | 3 | 9 | 0.17685 | 0.31093 | 0.39011
[5 empty] | 7355 | 2017-11-03 | TRUE | 11 | 3 | 10 | 0.30191 | 0.3484 | 0.39313
[5 empty] | 7356 | 2017-11-03 | TRUE | 11 | 3 | 11 | 0.29304 | 0.4436 | 0.53072
[5 empty] | 7357 | 2017-11-03 | TRUE | 11 | 3 | 12 | 0.32164 | 0.40885 | 0.48483
[5 empty] | 7358 | 2017-11-03 | TRUE | 11 | 3 | 13 | 0.32192 | 0.37875 | 0.42184
[5 empty] | 7359 | 2017-11-03 | TRUE | 11 | 3 | 14 | 0.25995 | 0.2967 | 0.31141
[5 empty] | 7360 | 2017-11-03 | TRUE | 11 | 3 | 15 | 0.18103 | 0.15489 | 0.1637
[5 empty] | 7361 | 2017-11-03 | TRUE | 11 | 3 | 16 | 0.036607 | 0.021616 | 0.024745
[5 empty] | 7362 | 2017-11-03 | TRUE | 11 | 3 | 17 | 0 | 0 | 0
[5 empty] | 7363 | 2017-11-03 | TRUE | 11 | 3 | 18 | 0 | 0 | 0
[5 empty] | 7364 | 2017-11-03 | TRUE | 11 | 3 | 19 | 0 | 0 | 0
[5 empty] | 7365 | 2017-11-03 | TRUE | 11 | 3 | 20 | 0 | 0 | 0
[5 empty] | 7366 | 2017-11-03 | TRUE | 11 | 3 | 21 | 0 | 0 | 0
[5 empty] | 7367 | 2017-11-03 | TRUE | 11 | 3 | 22 | 0 | 0 | 0
[5 empty] | 7368 | 2017-11-03 | TRUE | 11 | 3 | 23 | 0 | 0 | 0
[5 empty] | 7369 | 2017-11-04 | FALSE | 11 | 4 | 0 | 0 | 0 | 0
[5 empty] | 7370 | 2017-11-04 | FALSE | 11 | 4 | 1 | 0 | 0 | 0
[5 empty] | 7371 | 2017-11-04 | FALSE | 11 | 4 | 2 | 0 | 0 | 0
[5 empty] | 7372 | 2017-11-04 | FALSE | 11 | 4 | 3 | 0 | 0 | 0
[5 empty] | 7373 | 2017-11-04 | FALSE | 11 | 4 | 4 | 0 | 0 | 0
[5 empty] | 7374 | 2017-11-04 | FALSE | 11 | 4 | 5 | 0 | 0 | 0
[5 empty] | 7375 | 2017-11-04 | FALSE | 11 | 4 | 6 | 0 | 0 | 0
[5 empty] | 7376 | 2017-11-04 | FALSE | 11 | 4 | 7 | 0.071021 | 0.11378 | 0.11858
[5 empty] | 7377 | 2017-11-04 | FALSE | 11 | 4 | 8 | 0.18124 | 0.24513 | 0.27253
[5 empty] | 7378 | 2017-11-04 | FALSE | 11 | 4 | 9 | 0.24875 | 0.31589 | 0.35486
[5 empty] | 7379 | 2017-11-04 | FALSE | 11 | 4 | 10 | 0.30174 | 0.38708 | 0.44132
[5 empty] | 7380 | 2017-11-04 | FALSE | 11 | 4 | 11 | 0.31064 | 0.4231 | 0.47392
[5 empty] | 7381 | 2017-11-04 | FALSE | 11 | 4 | 12 | 0.32795 | 0.37288 | 0.41765
[5 empty] | 7382 | 2017-11-04 | FALSE | 11 | 4 | 13 | 0.27376 | 0.30574 | 0.32228
[5 empty] | 7383 | 2017-11-04 | FALSE | 11 | 4 | 14 | 0.1973 | 0.20505 | 0.21896
[5 empty] | 7384 | 2017-11-04 | FALSE | 11 | 4 | 15 | 0.10378 | 0.10734 | 0.1277
[5 empty] | 7385 | 2017-11-04 | FALSE | 11 | 4 | 16 | 0.016598 | 0.0092147 | 0.013356
[5 empty] | 7386 | 2017-11-04 | FALSE | 11 | 4 | 17 | 0 | 0 | 0
[5 empty] | 7387 | 2017-11-04 | FALSE | 11 | 4 | 18 | 0 | 0 | 0
[5 empty] | 7388 | 2017-11-04 | FALSE | 11 | 4 | 19 | 0 | 0 | 0
[5 empty] | 7389 | 2017-11-04 | FALSE | 11 | 4 | 20 | 0 | 0 | 0
[5 empty] | 7390 | 2017-11-04 | FALSE | 11 | 4 | 21 | 0 | 0 | 0
[5 empty] | 7391 | 2017-11-04 | FALSE | 11 | 4 | 22 | 0 | 0 | 0
[5 empty] | 7392 | 2017-11-04 | FALSE | 11 | 4 | 23 | 0 | 0 | 0
[5 empty] | 7393 | 2017-11-05 | FALSE | 11 | 5 | 0 | 0 | 0 | 0
[5 empty] | 7394 | 2017-11-05 | FALSE | 11 | 5 | 1 | 0 | 0 | 0
[5 empty] | 7395 | 2017-11-05 | FALSE | 11 | 5 | 2 | 0 | 0 | 0
[5 empty] | 7396 | 2017-11-05 | FALSE | 11 | 5 | 3 | 0 | 0 | 0
[5 empty] | 7397 | 2017-11-05 | FALSE | 11 | 5 | 4 | 0 | 0 | 0
[5 empty] | 7398 | 2017-11-05 | FALSE | 11 | 5 | 5 | 0 | 0 | 0
[5 empty] | 7399 | 2017-11-05 | FALSE | 11 | 5 | 6 | 0 | 0 | 0
[5 empty] | 7400 | 2017-11-05 | FALSE | 11 | 5 | 7 | 0.04559 | 0.075639 | 0.081014
[5 empty] | 7401 | 2017-11-05 | FALSE | 11 | 5 | 8 | 0.10606 | 0.11405 | 0.11926
[5 empty] | 7402 | 2017-11-05 | FALSE | 11 | 5 | 9 | 0.18651 | 0.11975 | 0.18237
[5 empty] | 7403 | 2017-11-05 | FALSE | 11 | 5 | 10 | 0.23064 | 0.2048 | 0.22313
[5 empty] | 7404 | 2017-11-05 | FALSE | 11 | 5 | 11 | 0.29114 | 0.22465 | 0.27023
[5 empty] | 7405 | 2017-11-05 | FALSE | 11 | 5 | 12 | 0.27451 | 0.28652 | 0.23134
[5 empty] | 7406 | 2017-11-05 | FALSE | 11 | 5 | 13 | 0.30383 | 0.26591 | 0.22782
[5 empty] | 7407 | 2017-11-05 | FALSE | 11 | 5 | 14 | 0.20385 | 0.19297 | 0.1623
[5 empty] | 7408 | 2017-11-05 | FALSE | 11 | 5 | 15 | 0.11013 | 0.1047 | 0.097434
[5 empty] | 7409 | 2017-11-05 | FALSE | 11 | 5 | 16 | 0.021797 | 0.009222 | 0.010439
[5 empty] | 7410 | 2017-11-05 | FALSE | 11 | 5 | 17 | 0 | 0 | 0
[5 empty] | 7411 | 2017-11-05 | FALSE | 11 | 5 | 18 | 0 | 0 | 0
[5 empty] | 7412 | 2017-11-05 | FALSE | 11 | 5 | 19 | 0 | 0 | 0
[5 empty] | 7413 | 2017-11-05 | FALSE | 11 | 5 | 20 | 0 | 0 | 0
[5 empty] | 7414 | 2017-11-05 | FALSE | 11 | 5 | 21 | 0 | 0 | 0
[5 empty] | 7415 | 2017-11-05 | FALSE | 11 | 5 | 22 | 0 | 0 | 0
[5 empty] | 7416 | 2017-11-05 | FALSE | 11 | 5 | 23 | 0 | 0 | 0
[5 empty] | 7417 | 2017-11-06 | TRUE | 11 | 6 | 0 | 0 | 0 | 0
[5 empty] | 7418 | 2017-11-06 | TRUE | 11 | 6 | 1 | 0 | 0 | 0
[5 empty] | 7419 | 2017-11-06 | TRUE | 11 | 6 | 2 | 0 | 0 | 0
[5 empty] | 7420 | 2017-11-06 | TRUE | 11 | 6 | 3 | 0 | 0 | 0
[5 empty] | 7421 | 2017-11-06 | TRUE | 11 | 6 | 4 | 0 | 0 | 0
[5 empty] | 7422 | 2017-11-06 | TRUE | 11 | 6 | 5 | 0 | 0 | 0
[5 empty] | 7423 | 2017-11-06 | TRUE | 11 | 6 | 6 | 0 | 0 | 0
[5 empty] | 7424 | 2017-11-06 | TRUE | 11 | 6 | 7 | 0.064401 | 0.073251 | 0.061812
[5 empty] | 7425 | 2017-11-06 | TRUE | 11 | 6 | 8 | 0.17525 | 0.17146 | 0.13705
[5 empty] | 7426 | 2017-11-06 | TRUE | 11 | 6 | 9 | 0.25102 | 0.27964 | 0.28248
[5 empty] | 7427 | 2017-11-06 | TRUE | 11 | 6 | 10 | 0.31012 | 0.31274 | 0.31498
[5 empty] | 7428 | 2017-11-06 | TRUE | 11 | 6 | 11 | 0.33939 | 0.34528 | 0.31592
[5 empty] | 7429 | 2017-11-06 | TRUE | 11 | 6 | 12 | 0.34045 | 0.30525 | 0.28525
[5 empty] | 7430 | 2017-11-06 | TRUE | 11 | 6 | 13 | 0.29688 | 0.28224 | 0.29349
[5 empty] | 7431 | 2017-11-06 | TRUE | 11 | 6 | 14 | 0.23838 | 0.2 | 0.18764
[5 empty] | 7432 | 2017-11-06 | TRUE | 11 | 6 | 15 | 0.14751 | 0.093639 | 0.080333
[5 empty] | 7433 | 2017-11-06 | TRUE | 11 | 6 | 16 | 0.026053 | 0.0076053 | 0.0085114
[5 empty] | 7434 | 2017-11-06 | TRUE | 11 | 6 | 17 | 0 | 0 | 0
[5 empty] | 7435 | 2017-11-06 | TRUE | 11 | 6 | 18 | 0 | 0 | 0
[5 empty] | 7436 | 2017-11-06 | TRUE | 11 | 6 | 19 | 0 | 0 | 0
[5 empty] | 7437 | 2017-11-06 | TRUE | 11 | 6 | 20 | 0 | 0 | 0
[5 empty] | 7438 | 2017-11-06 | TRUE | 11 | 6 | 21 | 0 | 0 | 0
[5 empty] | 7439 | 2017-11-06 | TRUE | 11 | 6 | 22 | 0 | 0 | 0
[5 empty] | 7440 | 2017-11-06 | TRUE | 11 | 6 | 23 | 0 | 0 | 0
[5 empty] | 7441 | 2017-11-07 | TRUE | 11 | 7 | 0 | 0 | 0 | 0
[5 empty] | 7442 | 2017-11-07 | TRUE | 11 | 7 | 1 | 0 | 0 | 0
[5 empty] | 7443 | 2017-11-07 | TRUE | 11 | 7 | 2 | 0 | 0 | 0
[5 empty] | 7444 | 2017-11-07 | TRUE | 11 | 7 | 3 | 0 | 0 | 0
[5 empty] | 7445 | 2017-11-07 | TRUE | 11 | 7 | 4 | 0 | 0 | 0
[5 empty] | 7446 | 2017-11-07 | TRUE | 11 | 7 | 5 | 0 | 0 | 0
[5 empty] | 7447 | 2017-11-07 | TRUE | 11 | 7 | 6 | 0 | 0 | 0
[5 empty] | 7448 | 2017-11-07 | TRUE | 11 | 7 | 7 | 0.056604 | 0.093738 | 0.10924
[5 empty] | 7449 | 2017-11-07 | TRUE | 11 | 7 | 8 | 0.16542 | 0.22137 | 0.25058
[5 empty] | 7450 | 2017-11-07 | TRUE | 11 | 7 | 9 | 0.28097 | 0.32258 | 0.36249
[5 empty] | 7451 | 2017-11-07 | TRUE | 11 | 7 | 10 | 0.34846 | 0.36224 | 0.36432
[5 empty] | 7452 | 2017-11-07 | TRUE | 11 | 7 | 11 | 0.36427 | 0.36343 | 0.37448
[5 empty] | 7453 | 2017-11-07 | TRUE | 11 | 7 | 12 | 0.35285 | 0.34313 | 0.35141
[5 empty] | 7454 | 2017-11-07 | TRUE | 11 | 7 | 13 | 0.30487 | 0.30734 | 0.32679
[5 empty] | 7455 | 2017-11-07 | TRUE | 11 | 7 | 14 | 0.21386 | 0.20648 | 0.20478
[5 empty] | 7456 | 2017-11-07 | TRUE | 11 | 7 | 15 | 0.12012 | 0.10446 | 0.10614
[5 empty] | 7457 | 2017-11-07 | TRUE | 11 | 7 | 16 | 0.016947 | 0.0090055 | 0.012266
[5 empty] | 7458 | 2017-11-07 | TRUE | 11 | 7 | 17 | 0 | 0 | 0
[5 empty] | 7459 | 2017-11-07 | TRUE | 11 | 7 | 18 | 0 | 0 | 0
[5 empty] | 7460 | 2017-11-07 | TRUE | 11 | 7 | 19 | 0 | 0 | 0
[5 empty] | 7461 | 2017-11-07 | TRUE | 11 | 7 | 20 | 0 | 0 | 0
[5 empty] | 7462 | 2017-11-07 | TRUE | 11 | 7 | 21 | 0 | 0 | 0
[5 empty] | 7463 | 2017-11-07 | TRUE | 11 | 7 | 22 | 0 | 0 | 0
[5 empty] | 7464 | 2017-11-07 | TRUE | 11 | 7 | 23 | 0 | 0 | 0
[5 empty] | 7465 | 2017-11-08 | TRUE | 11 | 8 | 0 | 0 | 0 | 0
[5 empty] | 7466 | 2017-11-08 | TRUE | 11 | 8 | 1 | 0 | 0 | 0
[5 empty] | 7467 | 2017-11-08 | TRUE | 11 | 8 | 2 | 0 | 0 | 0
[5 empty] | 7468 | 2017-11-08 | TRUE | 11 | 8 | 3 | 0 | 0 | 0
[5 empty] | 7469 | 2017-11-08 | TRUE | 11 | 8 | 4 | 0 | 0 | 0
[5 empty] | 7470 | 2017-11-08 | TRUE | 11 | 8 | 5 | 0 | 0 | 0
[5 empty] | 7471 | 2017-11-08 | TRUE | 11 | 8 | 6 | 0 | 0 | 0
[5 empty] | 7472 | 2017-11-08 | TRUE | 11 | 8 | 7 | 0.056921 | 0.067558 | 0.059339
[5 empty] | 7473 | 2017-11-08 | TRUE | 11 | 8 | 8 | 0.16174 | 0.14744 | 0.14634
[5 empty] | 7474 | 2017-11-08 | TRUE | 11 | 8 | 9 | 0.24965 | 0.23658 | 0.23799
[5 empty] | 7475 | 2017-11-08 | TRUE | 11 | 8 | 10 | 0.32374 | 0.31714 | 0.32687
[5 empty] | 7476 | 2017-11-08 | TRUE | 11 | 8 | 11 | 0.3348 | 0.34388 | 0.3293
[5 empty] | 7477 | 2017-11-08 | TRUE | 11 | 8 | 12 | 0.34236 | 0.32812 | 0.34424
[5 empty] | 7478 | 2017-11-08 | TRUE | 11 | 8 | 13 | 0.31732 | 0.27474 | 0.26245
[5 empty] | 7479 | 2017-11-08 | TRUE | 11 | 8 | 14 | 0.24064 | 0.1931 | 0.1869
[5 empty] | 7480 | 2017-11-08 | TRUE | 11 | 8 | 15 | 0.14292 | 0.096673 | 0.094612
[5 empty] | 7481 | 2017-11-08 | TRUE | 11 | 8 | 16 | 0.021927 | 0.0076692 | 0.010208
[5 empty] | 7482 | 2017-11-08 | TRUE | 11 | 8 | 17 | 0 | 0 | 0
[5 empty] | 7483 | 2017-11-08 | TRUE | 11 | 8 | 18 | 0 | 0 | 0
[5 empty] | 7484 | 2017-11-08 | TRUE | 11 | 8 | 19 | 0 | 0 | 0
[5 empty] | 7485 | 2017-11-08 | TRUE | 11 | 8 | 20 | 0 | 0 | 0
[5 empty] | 7486 | 2017-11-08 | TRUE | 11 | 8 | 21 | 0 | 0 | 0
[5 empty] | 7487 | 2017-11-08 | TRUE | 11 | 8 | 22 | 0 | 0 | 0
[5 empty] | 7488 | 2017-11-08 | TRUE | 11 | 8 | 23 | 0 | 0 | 0
[5 empty] | 7489 | 2017-11-09 | TRUE | 11 | 9 | 0 | 0 | 0 | 0
[5 empty] | 7490 | 2017-11-09 | TRUE | 11 | 9 | 1 | 0 | 0 | 0
[5 empty] | 7491 | 2017-11-09 | TRUE | 11 | 9 | 2 | 0 | 0 | 0
[5 empty] | 7492 | 2017-11-09 | TRUE | 11 | 9 | 3 | 0 | 0 | 0
[5 empty] | 7493 | 2017-11-09 | TRUE | 11 | 9 | 4 | 0 | 0 | 0
[5 empty] | 7494 | 2017-11-09 | TRUE | 11 | 9 | 5 | 0 | 0 | 0
[5 empty] | 7495 | 2017-11-09 | TRUE | 11 | 9 | 6 | 0 | 0 | 0
[5 empty] | 7496 | 2017-11-09 | TRUE | 11 | 9 | 7 | 0.053387 | 0.069205 | 0.067417
[5 empty] | 7497 | 2017-11-09 | TRUE | 11 | 9 | 8 | 0.15655 | 0.17592 | 0.16422
[5 empty] | 7498 | 2017-11-09 | TRUE | 11 | 9 | 9 | 0.23176 | 0.29319 | 0.28538
[5 empty] | 7499 | 2017-11-09 | TRUE | 11 | 9 | 10 | 0.30591 | 0.33169 | 0.35337
[5 empty] | 7500 | 2017-11-09 | TRUE | 11 | 9 | 11 | 0.28994 | 0.30745 | 0.3152
[5 empty] | 7501 | 2017-11-09 | TRUE | 11 | 9 | 12 | 0.31762 | 0.29895 | 0.30856
[5 empty] | 7502 | 2017-11-09 | TRUE | 11 | 9 | 13 | 0.28482 | 0.26297 | 0.26881
[5 empty] | 7503 | 2017-11-09 | TRUE | 11 | 9 | 14 | 0.21119 | 0.16966 | 0.18604
[5 empty] | 7504 | 2017-11-09 | TRUE | 11 | 9 | 15 | 0.11623 | 0.079923 | 0.095569
[5 empty] | 7505 | 2017-11-09 | TRUE | 11 | 9 | 16 | 0.016331 | 0.0071264 | 0.0099744
[5 empty] | 7506 | 2017-11-09 | TRUE | 11 | 9 | 17 | 0 | 0 | 0
[5 empty] | 7507 | 2017-11-09 | TRUE | 11 | 9 | 18 | 0 | 0 | 0
[5 empty] | 7508 | 2017-11-09 | TRUE | 11 | 9 | 19 | 0 | 0 | 0
[5 empty] | 7509 | 2017-11-09 | TRUE | 11 | 9 | 20 | 0 | 0 | 0
[5 empty] | 7510 | 2017-11-09 | TRUE | 11 | 9 | 21 | 0 | 0 | 0
[5 empty] | 7511 | 2017-11-09 | TRUE | 11 | 9 | 22 | 0 | 0 | 0
[5 empty] | 7512 | 2017-11-09 | TRUE | 11 | 9 | 23 | 0 | 0 | 0
[5 empty] | 7513 | 2017-11-10 | TRUE | 11 | 10 | 0 | 0 | 0 | 0
[5 empty] | 7514 | 2017-11-10 | TRUE | 11 | 10 | 1 | 0 | 0 | 0
[5 empty] | 7515 | 2017-11-10 | TRUE | 11 | 10 | 2 | 0 | 0 | 0
[5 empty] | 7516 | 2017-11-10 | TRUE | 11 | 10 | 3 | 0 | 0 | 0
[5 empty] | 7517 | 2017-11-10 | TRUE | 11 | 10 | 4 | 0 | 0 | 0
[5 empty] | 7518 | 2017-11-10 | TRUE | 11 | 10 | 5 | 0 | 0 | 0
[5 empty] | 7519 | 2017-11-10 | TRUE | 11 | 10 | 6 | 0 | 0 | 0
[5 empty] | 7520 | 2017-11-10 | TRUE | 11 | 10 | 7 | 0.033495 | 0.057097 | 0.072992
[5 empty] | 7521 | 2017-11-10 | TRUE | 11 | 10 | 8 | 0.11462 | 0.16585 | 0.20945
[5 empty] | 7522 | 2017-11-10 | TRUE | 11 | 10 | 9 | 0.18684 | 0.23783 | 0.28899
[5 empty] | 7523 | 2017-11-10 | TRUE | 11 | 10 | 10 | 0.25208 | 0.29735 | 0.41585
[5 empty] | 7524 | 2017-11-10 | TRUE | 11 | 10 | 11 | 0.28486 | 0.2996 | 0.35968
[5 empty] | 7525 | 2017-11-10 | TRUE | 11 | 10 | 12 | 0.27287 | 0.31896 | 0.40579
[5 empty] | 7526 | 2017-11-10 | TRUE | 11 | 10 | 13 | 0.26036 | 0.33139 | 0.39918
[5 empty] | 7527 | 2017-11-10 | TRUE | 11 | 10 | 14 | 0.17208 | 0.22496 | 0.2508
[5 empty] | 7528 | 2017-11-10 | TRUE | 11 | 10 | 15 | 0.10951 | 0.13432 | 0.1456
[5 empty] | 7529 | 2017-11-10 | TRUE | 11 | 10 | 16 | 0.012456 | 0.0071117 | 0.012757
[5 empty] | 7530 | 2017-11-10 | TRUE | 11 | 10 | 17 | 0 | 0 | 0
[5 empty] | 7531 | 2017-11-10 | TRUE | 11 | 10 | 18 | 0 | 0 | 0
[5 empty] | 7532 | 2017-11-10 | TRUE | 11 | 10 | 19 | 0 | 0 | 0
[5 empty] | 7533 | 2017-11-10 | TRUE | 11 | 10 | 20 | 0 | 0 | 0
[5 empty] | 7534 | 2017-11-10 | TRUE | 11 | 10 | 21 | 0 | 0 | 0
[5 empty] | 7535 | 2017-11-10 | TRUE | 11 | 10 | 22 | 0 | 0 | 0
[5 empty] | 7536 | 2017-11-10 | TRUE | 11 | 10 | 23 | 0 | 0 | 0
[5 empty] | 7537 | 2017-11-11 | FALSE | 11 | 11 | 0 | 0 | 0 | 0
[5 empty] | 7538 | 2017-11-11 | FALSE | 11 | 11 | 1 | 0 | 0 | 0
[5 empty] | 7539 | 2017-11-11 | FALSE | 11 | 11 | 2 | 0 | 0 | 0
[5 empty] | 7540 | 2017-11-11 | FALSE | 11 | 11 | 3 | 0 | 0 | 0
[5 empty] | 7541 | 2017-11-11 | FALSE | 11 | 11 | 4 | 0 | 0 | 0
[5 empty] | 7542 | 2017-11-11 | FALSE | 11 | 11 | 5 | 0 | 0 | 0
[5 empty] | 7543 | 2017-11-11 | FALSE | 11 | 11 | 6 | 0 | 0 | 0
[5 empty] | 7544 | 2017-11-11 | FALSE | 11 | 11 | 7 | 0.053312 | 0.069863 | 0.074948
[5 empty] | 7545 | 2017-11-11 | FALSE | 11 | 11 | 8 | 0.18173 | 0.21606 | 0.23436
[5 empty] | 7546 | 2017-11-11 | FALSE | 11 | 11 | 9 | 0.28502 | 0.29807 | 0.31415
[5 empty] | 7547 | 2017-11-11 | FALSE | 11 | 11 | 10 | 0.35743 | 0.38557 | 0.39342
[5 empty] | 7548 | 2017-11-11 | FALSE | 11 | 11 | 11 | 0.38431 | 0.42757 | 0.44296
[5 empty] | 7549 | 2017-11-11 | FALSE | 11 | 11 | 12 | 0.36871 | 0.42667 | 0.43796
[5 empty] | 7550 | 2017-11-11 | FALSE | 11 | 11 | 13 | 0.33043 | 0.32809 | 0.30184
[5 empty] | 7551 | 2017-11-11 | FALSE | 11 | 11 | 14 | 0.27093 | 0.2495 | 0.23115
[5 empty] | 7552 | 2017-11-11 | FALSE | 11 | 11 | 15 | 0.12782 | 0.12034 | 0.11326
[5 empty] | 7553 | 2017-11-11 | FALSE | 11 | 11 | 16 | 0.012769 | 0.0018477 | 0.0023713
[5 empty] | 7554 | 2017-11-11 | FALSE | 11 | 11 | 17 | 0 | 0 | 0
[5 empty] | 7555 | 2017-11-11 | FALSE | 11 | 11 | 18 | 0 | 0 | 0
[5 empty] | 7556 | 2017-11-11 | FALSE | 11 | 11 | 19 | 0 | 0 | 0
[5 empty] | 7557 | 2017-11-11 | FALSE | 11 | 11 | 20 | 0 | 0 | 0
[5 empty] | 7558 | 2017-11-11 | FALSE | 11 | 11 | 21 | 0 | 0 | 0
[5 empty] | 7559 | 2017-11-11 | FALSE | 11 | 11 | 22 | 0 | 0 | 0
[5 empty] | 7560 | 2017-11-11 | FALSE | 11 | 11 | 23 | 0 | 0 | 0
[5 empty] | 7561 | 2017-11-12 | FALSE | 11 | 12 | 0 | 0 | 0 | 0
[5 empty] | 7562 | 2017-11-12 | FALSE | 11 | 12 | 1 | 0 | 0 | 0
[5 empty] | 7563 | 2017-11-12 | FALSE | 11 | 12 | 2 | 0 | 0 | 0
[5 empty] | 7564 | 2017-11-12 | FALSE | 11 | 12 | 3 | 0 | 0 | 0
[5 empty] | 7565 | 2017-11-12 | FALSE | 11 | 12 | 4 | 0 | 0 | 0
[5 empty] | 7566 | 2017-11-12 | FALSE | 11 | 12 | 5 | 0 | 0 | 0
[5 empty] | 7567 | 2017-11-12 | FALSE | 11 | 12 | 6 | 0 | 0 | 0
[5 empty] | 7568 | 2017-11-12 | FALSE | 11 | 12 | 7 | 0.06197 | 0.090466 | 0.089392
[5 empty] | 7569 | 2017-11-12 | FALSE | 11 | 12 | 8 | 0.20023 | 0.23852 | 0.23209
[5 empty] | 7570 | 2017-11-12 | FALSE | 11 | 12 | 9 | 0.30511 | 0.36489 | 0.35855
[5 empty] | 7571 | 2017-11-12 | FALSE | 11 | 12 | 10 | 0.38133 | 0.45443 | 0.46024
[5 empty] | 7572 | 2017-11-12 | FALSE | 11 | 12 | 11 | 0.39021 | 0.46405 | 0.50039
[5 empty] | 7573 | 2017-11-12 | FALSE | 11 | 12 | 12 | 0.37851 | 0.4789 | 0.5013
[5 empty] | 7574 | 2017-11-12 | FALSE | 11 | 12 | 13 | 0.32832 | 0.40916 | 0.42903
[5 empty] | 7575 | 2017-11-12 | FALSE | 11 | 12 | 14 | 0.25741 | 0.29282 | 0.30872
[5 empty] | 7576 | 2017-11-12 | FALSE | 11 | 12 | 15 | 0.13213 | 0.14211 | 0.15264
[5 empty] | 7577 | 2017-11-12 | FALSE | 11 | 12 | 16 | 0.014266 | 0.0030481 | 0.0060963
[5 empty] | 7578 | 2017-11-12 | FALSE | 11 | 12 | 17 | 0 | 0 | 0
[5 empty] | 7579 | 2017-11-12 | FALSE | 11 | 12 | 18 | 0 | 0 | 0
[5 empty] | 7580 | 2017-11-12 | FALSE | 11 | 12 | 19 | 0 | 0 | 0
[5 empty] | 7581 | 2017-11-12 | FALSE | 11 | 12 | 20 | 0 | 0 | 0
[5 empty] | 7582 | 2017-11-12 | FALSE | 11 | 12 | 21 | 0 | 0 | 0
[5 empty] | 7583 | 2017-11-12 | FALSE | 11 | 12 | 22 | 0 | 0 | 0
[5 empty] | 7584 | 2017-11-12 | FALSE | 11 | 12 | 23 | 0 | 0 | 0
[5 empty] | 7585 | 2017-11-13 | TRUE | 11 | 13 | 0 | 0 | 0 | 0
[5 empty] | 7586 | 2017-11-13 | TRUE | 11 | 13 | 1 | 0 | 0 | 0
[5 empty] | 7587 | 2017-11-13 | TRUE | 11 | 13 | 2 | 0 | 0 | 0
[5 empty] | 7588 | 2017-11-13 | TRUE | 11 | 13 | 3 | 0 | 0 | 0
[5 empty] | 7589 | 2017-11-13 | TRUE | 11 | 13 | 4 | 0 | 0 | 0
[5 empty] | 7590 | 2017-11-13 | TRUE | 11 | 13 | 5 | 0 | 0 | 0
[5 empty] | 7591 | 2017-11-13 | TRUE | 11 | 13 | 6 | 0 | 0 | 0
[5 empty] | 7592 | 2017-11-13 | TRUE | 11 | 13 | 7 | 0.052878 | 0.072005 | 0.072918
[5 empty] | 7593 | 2017-11-13 | TRUE | 11 | 13 | 8 | 0.17741 | 0.19178 | 0.19075
[5 empty] | 7594 | 2017-11-13 | TRUE | 11 | 13 | 9 | 0.29783 | 0.29639 | 0.28631
[5 empty] | 7595 | 2017-11-13 | TRUE | 11 | 13 | 10 | 0.36845 | 0.3549 | 0.32779
[5 empty] | 7596 | 2017-11-13 | TRUE | 11 | 13 | 11 | 0.36785 | 0.36072 | 0.37595
[5 empty] | 7597 | 2017-11-13 | TRUE | 11 | 13 | 12 | 0.36963 | 0.37148 | 0.37287
[5 empty] | 7598 | 2017-11-13 | TRUE | 11 | 13 | 13 | 0.322 | 0.3047 | 0.27531
[5 empty] | 7599 | 2017-11-13 | TRUE | 11 | 13 | 14 | 0.23676 | 0.23686 | 0.20044
[5 empty] | 7600 | 2017-11-13 | TRUE | 11 | 13 | 15 | 0.12052 | 0.10882 | 0.089166
[5 empty] | 7601 | 2017-11-13 | TRUE | 11 | 13 | 16 | 0.010265 | 0.0010814 | 0.0021628
[5 empty] | 7602 | 2017-11-13 | TRUE | 11 | 13 | 17 | 0 | 0 | 0
[5 empty] | 7603 | 2017-11-13 | TRUE | 11 | 13 | 18 | 0 | 0 | 0
[5 empty] | 7604 | 2017-11-13 | TRUE | 11 | 13 | 19 | 0 | 0 | 0
[5 empty] | 7605 | 2017-11-13 | TRUE | 11 | 13 | 20 | 0 | 0 | 0
[5 empty] | 7606 | 2017-11-13 | TRUE | 11 | 13 | 21 | 0 | 0 | 0
[5 empty] | 7607 | 2017-11-13 | TRUE | 11 | 13 | 22 | 0 | 0 | 0
[5 empty] | 7608 | 2017-11-13 | TRUE | 11 | 13 | 23 | 0 | 0 | 0
[5 empty] | 7609 | 2017-11-14 | TRUE | 11 | 14 | 0 | 0 | 0 | 0
[5 empty] | 7610 | 2017-11-14 | TRUE | 11 | 14 | 1 | 0 | 0 | 0
[5 empty] | 7611 | 2017-11-14 | TRUE | 11 | 14 | 2 | 0 | 0 | 0
[5 empty] | 7612 | 2017-11-14 | TRUE | 11 | 14 | 3 | 0 | 0 | 0
[5 empty] | 7613 | 2017-11-14 | TRUE | 11 | 14 | 4 | 0 | 0 | 0
[5 empty] | 7614 | 2017-11-14 | TRUE | 11 | 14 | 5 | 0 | 0 | 0
[5 empty] | 7615 | 2017-11-14 | TRUE | 11 | 14 | 6 | 0 | 0 | 0
[5 empty] | 7616 | 2017-11-14 | TRUE | 11 | 14 | 7 | 0.029761 | 0.044308 | 0.023091
[5 empty] | 7617 | 2017-11-14 | TRUE | 11 | 14 | 8 | 0.10672 | 0.11433 | 0.071396
[5 empty] | 7618 | 2017-11-14 | TRUE | 11 | 14 | 9 | 0.15155 | 0.096561 | 0.084082
[5 empty] | 7619 | 2017-11-14 | TRUE | 11 | 14 | 10 | 0.19905 | 0.16356 | 0.18394
[5 empty] | 7620 | 2017-11-14 | TRUE | 11 | 14 | 11 | 0.21053 | 0.16442 | 0.15662
[5 empty] | 7621 | 2017-11-14 | TRUE | 11 | 14 | 12 | 0.19056 | 0.12522 | 0.11141
[5 empty] | 7622 | 2017-11-14 | TRUE | 11 | 14 | 13 | 0.15915 | 0.11259 | 0.13313
[5 empty] | 7623 | 2017-11-14 | TRUE | 11 | 14 | 14 | 0.11631 | 0.11224 | 0.13682
[5 empty] | 7624 | 2017-11-14 | TRUE | 11 | 14 | 15 | 0.055224 | 0.038384 | 0.059564
[5 empty] | 7625 | 2017-11-14 | TRUE | 11 | 14 | 16 | 0.003023 | 0 | 0
[5 empty] | 7626 | 2017-11-14 | TRUE | 11 | 14 | 17 | 0 | 0 | 0
[5 empty] | 7627 | 2017-11-14 | TRUE | 11 | 14 | 18 | 0 | 0 | 0
[5 empty] | 7628 | 2017-11-14 | TRUE | 11 | 14 | 19 | 0 | 0 | 0
[5 empty] | 7629 | 2017-11-14 | TRUE | 11 | 14 | 20 | 0 | 0 | 0
[5 empty] | 7630 | 2017-11-14 | TRUE | 11 | 14 | 21 | 0 | 0 | 0
[5 empty] | 7631 | 2017-11-14 | TRUE | 11 | 14 | 22 | 0 | 0 | 0
[5 empty] | 7632 | 2017-11-14 | TRUE | 11 | 14 | 23 | 0 | 0 | 0
[5 empty] | 7633 | 2017-11-15 | TRUE | 11 | 15 | 0 | 0 | 0 | 0
[5 empty] | 7634 | 2017-11-15 | TRUE | 11 | 15 | 1 | 0 | 0 | 0
[5 empty] | 7635 | 2017-11-15 | TRUE | 11 | 15 | 2 | 0 | 0 | 0
[5 empty] | 7636 | 2017-11-15 | TRUE | 11 | 15 | 3 | 0 | 0 | 0
[5 empty] | 7637 | 2017-11-15 | TRUE | 11 | 15 | 4 | 0 | 0 | 0
[5 empty] | 7638 | 2017-11-15 | TRUE | 11 | 15 | 5 | 0 | 0 | 0
[5 empty] | 7639 | 2017-11-15 | TRUE | 11 | 15 | 6 | 0 | 0 | 0
[5 empty] | 7640 | 2017-11-15 | TRUE | 11 | 15 | 7 | 0.033961 | 0.058229 | 0.060634
[5 empty] | 7641 | 2017-11-15 | TRUE | 11 | 15 | 8 | 0.13406 | 0.19035 | 0.19148
[5 empty] | 7642 | 2017-11-15 | TRUE | 11 | 15 | 9 | 0.19962 | 0.2527 | 0.28556
[5 empty] | 7643 | 2017-11-15 | TRUE | 11 | 15 | 10 | 0.24161 | 0.30579 | 0.36076
[5 empty] | 7644 | 2017-11-15 | TRUE | 11 | 15 | 11 | 0.22998 | 0.27868 | 0.32809
[5 empty] | 7645 | 2017-11-15 | TRUE | 11 | 15 | 12 | 0.24764 | 0.26457 | 0.29636
[5 empty] | 7646 | 2017-11-15 | TRUE | 11 | 15 | 13 | 0.1966 | 0.31315 | 0.40848
[5 empty] | 7647 | 2017-11-15 | TRUE | 11 | 15 | 14 | 0.14786 | 0.20305 | 0.20993
[5 empty] | 7648 | 2017-11-15 | TRUE | 11 | 15 | 15 | 0.10355 | 0.11868 | 0.11862
[5 empty] | 7649 | 2017-11-15 | TRUE | 11 | 15 | 16 | 0.0060496 | 0.0019517 | 0.0039034
[5 empty] | 7650 | 2017-11-15 | TRUE | 11 | 15 | 17 | 0 | 0 | 0
[5 empty] | 7651 | 2017-11-15 | TRUE | 11 | 15 | 18 | 0 | 0 | 0
[5 empty] | 7652 | 2017-11-15 | TRUE | 11 | 15 | 19 | 0 | 0 | 0
[5 empty] | 7653 | 2017-11-15 | TRUE | 11 | 15 | 20 | 0 | 0 | 0
[5 empty] | 7654 | 2017-11-15 | TRUE | 11 | 15 | 21 | 0 | 0 | 0
[5 empty] | 7655 | 2017-11-15 | TRUE | 11 | 15 | 22 | 0 | 0 | 0
[5 empty] | 7656 | 2017-11-15 | TRUE | 11 | 15 | 23 | 0 | 0 | 0
[5 empty] | 7657 | 2017-11-16 | TRUE | 11 | 16 | 0 | 0 | 0 | 0
[5 empty] | 7658 | 2017-11-16 | TRUE | 11 | 16 | 1 | 0 | 0 | 0
[5 empty] | 7659 | 2017-11-16 | TRUE | 11 | 16 | 2 | 0 | 0 | 0
[5 empty] | 7660 | 2017-11-16 | TRUE | 11 | 16 | 3 | 0 | 0 | 0
[5 empty] | 7661 | 2017-11-16 | TRUE | 11 | 16 | 4 | 0 | 0 | 0
[5 empty] | 7662 | 2017-11-16 | TRUE | 11 | 16 | 5 | 0 | 0 | 0
[5 empty] | 7663 | 2017-11-16 | TRUE | 11 | 16 | 6 | 0 | 0 | 0
[5 empty] | 7664 | 2017-11-16 | TRUE | 11 | 16 | 7 | 0.0187 | 0.028276 | 0.032586
[5 empty] | 7665 | 2017-11-16 | TRUE | 11 | 16 | 8 | 0.097709 | 0.09947 | 0.10654
[5 empty] | 7666 | 2017-11-16 | TRUE | 11 | 16 | 9 | 0.1556 | 0.17188 | 0.15843
[5 empty] | 7667 | 2017-11-16 | TRUE | 11 | 16 | 10 | 0.16678 | 0.1694 | 0.19259
[5 empty] | 7668 | 2017-11-16 | TRUE | 11 | 16 | 11 | 0.19718 | 0.27863 | 0.33413
[5 empty] | 7669 | 2017-11-16 | TRUE | 11 | 16 | 12 | 0.17823 | 0.16196 | 0.20286
[5 empty] | 7670 | 2017-11-16 | TRUE | 11 | 16 | 13 | 0.15577 | 0.20637 | 0.26536
[5 empty] | 7671 | 2017-11-16 | TRUE | 11 | 16 | 14 | 0.12655 | 0.13747 | 0.17048
[5 empty] | 7672 | 2017-11-16 | TRUE | 11 | 16 | 15 | 0.074483 | 0.095376 | 0.10372
[5 empty] | 7673 | 2017-11-16 | TRUE | 11 | 16 | 16 | 0.0038164 | 0 | 0
[5 empty] | 7674 | 2017-11-16 | TRUE | 11 | 16 | 17 | 0 | 0 | 0
[5 empty] | 7675 | 2017-11-16 | TRUE | 11 | 16 | 18 | 0 | 0 | 0
[5 empty] | 7676 | 2017-11-16 | TRUE | 11 | 16 | 19 | 0 | 0 | 0
[5 empty] | 7677 | 2017-11-16 | TRUE | 11 | 16 | 20 | 0 | 0 | 0
[5 empty] | 7678 | 2017-11-16 | TRUE | 11 | 16 | 21 | 0 | 0 | 0
[5 empty] | 7679 | 2017-11-16 | TRUE | 11 | 16 | 22 | 0 | 0 | 0
[5 empty] | 7680 | 2017-11-16 | TRUE | 11 | 16 | 23 | 0 | 0 | 0
[5 empty] | 7681 | 2017-11-17 | TRUE | 11 | 17 | 0 | 0 | 0 | 0
[5 empty] | 7682 | 2017-11-17 | TRUE | 11 | 17 | 1 | 0 | 0 | 0
[5 empty] | 7683 | 2017-11-17 | TRUE | 11 | 17 | 2 | 0 | 0 | 0
[5 empty] | 7684 | 2017-11-17 | TRUE | 11 | 17 | 3 | 0 | 0 | 0
[5 empty] | 7685 | 2017-11-17 | TRUE | 11 | 17 | 4 | 0 | 0 | 0
[5 empty] | 7686 | 2017-11-17 | TRUE | 11 | 17 | 5 | 0 | 0 | 0
[5 empty] | 7687 | 2017-11-17 | TRUE | 11 | 17 | 6 | 0 | 0 | 0
[5 empty] | 7688 | 2017-11-17 | TRUE | 11 | 17 | 7 | 0.02907 | 0.072518 | 0.088906
[5 empty] | 7689 | 2017-11-17 | TRUE | 11 | 17 | 8 | 0.13069 | 0.24076 | 0.25292
[5 empty] | 7690 | 2017-11-17 | TRUE | 11 | 17 | 9 | 0.21299 | 0.37691 | 0.39429
[5 empty] | 7691 | 2017-11-17 | TRUE | 11 | 17 | 10 | 0.29447 | 0.4363 | 0.48374
[5 empty] | 7692 | 2017-11-17 | TRUE | 11 | 17 | 11 | 0.3539 | 0.47227 | 0.51751
[5 empty] | 7693 | 2017-11-17 | TRUE | 11 | 17 | 12 | 0.34432 | 0.40654 | 0.4969
[5 empty] | 7694 | 2017-11-17 | TRUE | 11 | 17 | 13 | 0.2767 | 0.31493 | 0.36059
[5 empty] | 7695 | 2017-11-17 | TRUE | 11 | 17 | 14 | 0.22341 | 0.23987 | 0.30103
[5 empty] | 7696 | 2017-11-17 | TRUE | 11 | 17 | 15 | 0.11097 | 0.13406 | 0.14317
[5 empty] | 7697 | 2017-11-17 | TRUE | 11 | 17 | 16 | 0.0046894 | 0 | 0
[5 empty] | 7698 | 2017-11-17 | TRUE | 11 | 17 | 17 | 0 | 0 | 0
[5 empty] | 7699 | 2017-11-17 | TRUE | 11 | 17 | 18 | 0 | 0 | 0
[5 empty] | 7700 | 2017-11-17 | TRUE | 11 | 17 | 19 | 0 | 0 | 0
[5 empty] | 7701 | 2017-11-17 | TRUE | 11 | 17 | 20 | 0 | 0 | 0
[5 empty] | 7702 | 2017-11-17 | TRUE | 11 | 17 | 21 | 0 | 0 | 0
[5 empty] | 7703 | 2017-11-17 | TRUE | 11 | 17 | 22 | 0 | 0 | 0
[5 empty] | 7704 | 2017-11-17 | TRUE | 11 | 17 | 23 | 0 | 0 | 0
[5 empty] | 7705 | 2017-11-18 | FALSE | 11 | 18 | 0 | 0 | 0 | 0
[5 empty] | 7706 | 2017-11-18 | FALSE | 11 | 18 | 1 | 0 | 0 | 0
[5 empty] | 7707 | 2017-11-18 | FALSE | 11 | 18 | 2 | 0 | 0 | 0
[5 empty] | 7708 | 2017-11-18 | FALSE | 11 | 18 | 3 | 0 | 0 | 0
[5 empty] | 7709 | 2017-11-18 | FALSE | 11 | 18 | 4 | 0 | 0 | 0
[5 empty] | 7710 | 2017-11-18 | FALSE | 11 | 18 | 5 | 0 | 0 | 0
[5 empty] | 7711 | 2017-11-18 | FALSE | 11 | 18 | 6 | 0 | 0 | 0
[5 empty] | 7712 | 2017-11-18 | FALSE | 11 | 18 | 7 | 0.031834 | 0.047605 | 0.059146
[5 empty] | 7713 | 2017-11-18 | FALSE | 11 | 18 | 8 | 0.089259 | 0.14263 | 0.17266
[5 empty] | 7714 | 2017-11-18 | FALSE | 11 | 18 | 9 | 0.14487 | 0.21929 | 0.27462
[5 empty] | 7715 | 2017-11-18 | FALSE | 11 | 18 | 10 | 0.18058 | 0.28622 | 0.36927
[5 empty] | 7716 | 2017-11-18 | FALSE | 11 | 18 | 11 | 0.21655 | 0.3241 | 0.40836
[5 empty] | 7717 | 2017-11-18 | FALSE | 11 | 18 | 12 | 0.20701 | 0.28213 | 0.36161
[5 empty] | 7718 | 2017-11-18 | FALSE | 11 | 18 | 13 | 0.16701 | 0.22856 | 0.28109
[5 empty] | 7719 | 2017-11-18 | FALSE | 11 | 18 | 14 | 0.10548 | 0.18088 | 0.2282
[5 empty] | 7720 | 2017-11-18 | FALSE | 11 | 18 | 15 | 0.063748 | 0.095268 | 0.10652
[5 empty] | 7721 | 2017-11-18 | FALSE | 11 | 18 | 16 | 0.0026908 | 0 | 0
[5 empty] | 7722 | 2017-11-18 | FALSE | 11 | 18 | 17 | 0 | 0 | 0
[5 empty] | 7723 | 2017-11-18 | FALSE | 11 | 18 | 18 | 0 | 0 | 0
[5 empty] | 7724 | 2017-11-18 | FALSE | 11 | 18 | 19 | 0 | 0 | 0
[5 empty] | 7725 | 2017-11-18 | FALSE | 11 | 18 | 20 | 0 | 0 | 0
[5 empty] | 7726 | 2017-11-18 | FALSE | 11 | 18 | 21 | 0 | 0 | 0
[5 empty] | 7727 | 2017-11-18 | FALSE | 11 | 18 | 22 | 0 | 0 | 0
[5 empty] | 7728 | 2017-11-18 | FALSE | 11 | 18 | 23 | 0 | 0 | 0
[5 empty] | 7729 | 2017-11-19 | FALSE | 11 | 19 | 0 | 0 | 0 | 0
[5 empty] | 7730 | 2017-11-19 | FALSE | 11 | 19 | 1 | 0 | 0 | 0
[5 empty] | 7731 | 2017-11-19 | FALSE | 11 | 19 | 2 | 0 | 0 | 0
[5 empty] | 7732 | 2017-11-19 | FALSE | 11 | 19 | 3 | 0 | 0 | 0
[5 empty] | 7733 | 2017-11-19 | FALSE | 11 | 19 | 4 | 0 | 0 | 0
[5 empty] | 7734 | 2017-11-19 | FALSE | 11 | 19 | 5 | 0 | 0 | 0
[5 empty] | 7735 | 2017-11-19 | FALSE | 11 | 19 | 6 | 0 | 0 | 0
[5 empty] | 7736 | 2017-11-19 | FALSE | 11 | 19 | 7 | 0.01992 | 0.041945 | 0.05476
[5 empty] | 7737 | 2017-11-19 | FALSE | 11 | 19 | 8 | 0.094894 | 0.13825 | 0.18259
[5 empty] | 7738 | 2017-11-19 | FALSE | 11 | 19 | 9 | 0.16038 | 0.14939 | 0.16796
[5 empty] | 7739 | 2017-11-19 | FALSE | 11 | 19 | 10 | 0.21571 | 0.20088 | 0.19692
[5 empty] | 7740 | 2017-11-19 | FALSE | 11 | 19 | 11 | 0.25301 | 0.29036 | 0.3141
[5 empty] | 7741 | 2017-11-19 | FALSE | 11 | 19 | 12 | 0.2304 | 0.36239 | 0.39871
[5 empty] | 7742 | 2017-11-19 | FALSE | 11 | 19 | 13 | 0.18851 | 0.24135 | 0.28539
[5 empty] | 7743 | 2017-11-19 | FALSE | 11 | 19 | 14 | 0.13102 | 0.17159 | 0.23272
[5 empty] | 7744 | 2017-11-19 | FALSE | 11 | 19 | 15 | 0.058411 | 0.075366 | 0.10778
[5 empty] | 7745 | 2017-11-19 | FALSE | 11 | 19 | 16 | 0.0036978 | 0 | 0
[5 empty] | 7746 | 2017-11-19 | FALSE | 11 | 19 | 17 | 0 | 0 | 0
[5 empty] | 7747 | 2017-11-19 | FALSE | 11 | 19 | 18 | 0 | 0 | 0
[5 empty] | 7748 | 2017-11-19 | FALSE | 11 | 19 | 19 | 0 | 0 | 0
[5 empty] | 7749 | 2017-11-19 | FALSE | 11 | 19 | 20 | 0 | 0 | 0
[5 empty] | 7750 | 2017-11-19 | FALSE | 11 | 19 | 21 | 0 | 0 | 0
[5 empty] | 7751 | 2017-11-19 | FALSE | 11 | 19 | 22 | 0 | 0 | 0
[5 empty] | 7752 | 2017-11-19 | FALSE | 11 | 19 | 23 | 0 | 0 | 0
[5 empty] | 7753 | 2017-11-20 | TRUE | 11 | 20 | 0 | 0 | 0 | 0
[5 empty] | 7754 | 2017-11-20 | TRUE | 11 | 20 | 1 | 0 | 0 | 0
[5 empty] | 7755 | 2017-11-20 | TRUE | 11 | 20 | 2 | 0 | 0 | 0
[5 empty] | 7756 | 2017-11-20 | TRUE | 11 | 20 | 3 | 0 | 0 | 0
[5 empty] | 7757 | 2017-11-20 | TRUE | 11 | 20 | 4 | 0 | 0 | 0
[5 empty] | 7758 | 2017-11-20 | TRUE | 11 | 20 | 5 | 0 | 0 | 0
[5 empty] | 7759 | 2017-11-20 | TRUE | 11 | 20 | 6 | 0 | 0 | 0
[5 empty] | 7760 | 2017-11-20 | TRUE | 11 | 20 | 7 | 0.025736 | 0.035817 | 0.037598
[5 empty] | 7761 | 2017-11-20 | TRUE | 11 | 20 | 8 | 0.10992 | 0.10096 | 0.11546
[5 empty] | 7762 | 2017-11-20 | TRUE | 11 | 20 | 9 | 0.1873 | 0.18391 | 0.18406
[5 empty] | 7763 | 2017-11-20 | TRUE | 11 | 20 | 10 | 0.2408 | 0.28239 | 0.24613
[5 empty] | 7764 | 2017-11-20 | TRUE | 11 | 20 | 11 | 0.27891 | 0.31993 | 0.32461
[5 empty] | 7765 | 2017-11-20 | TRUE | 11 | 20 | 12 | 0.23284 | 0.27253 | 0.32504
[5 empty] | 7766 | 2017-11-20 | TRUE | 11 | 20 | 13 | 0.23193 | 0.29901 | 0.3656
[5 empty] | 7767 | 2017-11-20 | TRUE | 11 | 20 | 14 | 0.17294 | 0.20756 | 0.25565
[5 empty] | 7768 | 2017-11-20 | TRUE | 11 | 20 | 15 | 0.093049 | 0.093206 | 0.11815
[5 empty] | 7769 | 2017-11-20 | TRUE | 11 | 20 | 16 | 0.0051257 | 0 | 0
[5 empty] | 7770 | 2017-11-20 | TRUE | 11 | 20 | 17 | 0 | 0 | 0
[5 empty] | 7771 | 2017-11-20 | TRUE | 11 | 20 | 18 | 0 | 0 | 0
[5 empty] | 7772 | 2017-11-20 | TRUE | 11 | 20 | 19 | 0 | 0 | 0
[5 empty] | 7773 | 2017-11-20 | TRUE | 11 | 20 | 20 | 0 | 0 | 0
[5 empty] | 7774 | 2017-11-20 | TRUE | 11 | 20 | 21 | 0 | 0 | 0
[5 empty] | 7775 | 2017-11-20 | TRUE | 11 | 20 | 22 | 0 | 0 | 0
[5 empty] | 7776 | 2017-11-20 | TRUE | 11 | 20 | 23 | 0 | 0 | 0
[5 empty] | 7777 | 2017-11-21 | TRUE | 11 | 21 | 0 | 0 | 0 | 0
[5 empty] | 7778 | 2017-11-21 | TRUE | 11 | 21 | 1 | 0 | 0 | 0
[5 empty] | 7779 | 2017-11-21 | TRUE | 11 | 21 | 2 | 0 | 0 | 0
[5 empty] | 7780 | 2017-11-21 | TRUE | 11 | 21 | 3 | 0 | 0 | 0
[5 empty] | 7781 | 2017-11-21 | TRUE | 11 | 21 | 4 | 0 | 0 | 0
[5 empty] | 7782 | 2017-11-21 | TRUE | 11 | 21 | 5 | 0 | 0 | 0
[5 empty] | 7783 | 2017-11-21 | TRUE | 11 | 21 | 6 | 0 | 0 | 0
[5 empty] | 7784 | 2017-11-21 | TRUE | 11 | 21 | 7 | 0.036024 | 0.060955 | 0.06602
[5 empty] | 7785 | 2017-11-21 | TRUE | 11 | 21 | 8 | 0.15745 | 0.19304 | 0.20168
[5 empty] | 7786 | 2017-11-21 | TRUE | 11 | 21 | 9 | 0.2632 | 0.33878 | 0.38331
[5 empty] | 7787 | 2017-11-21 | TRUE | 11 | 21 | 10 | 0.31617 | 0.43422 | 0.43505
[5 empty] | 7788 | 2017-11-21 | TRUE | 11 | 21 | 11 | 0.35326 | 0.44592 | 0.46625
[5 empty] | 7789 | 2017-11-21 | TRUE | 11 | 21 | 12 | 0.34567 | 0.43416 | 0.4572
[5 empty] | 7790 | 2017-11-21 | TRUE | 11 | 21 | 13 | 0.30349 | 0.38739 | 0.42338
[5 empty] | 7791 | 2017-11-21 | TRUE | 11 | 21 | 14 | 0.22097 | 0.2713 | 0.29832
[5 empty] | 7792 | 2017-11-21 | TRUE | 11 | 21 | 15 | 0.10712 | 0.12322 | 0.1384
[5 empty] | 7793 | 2017-11-21 | TRUE | 11 | 21 | 16 | 0.0036803 | 0 | 0
[5 empty] | 7794 | 2017-11-21 | TRUE | 11 | 21 | 17 | 0 | 0 | 0
[5 empty] | 7795 | 2017-11-21 | TRUE | 11 | 21 | 18 | 0 | 0 | 0
[5 empty] | 7796 | 2017-11-21 | TRUE | 11 | 21 | 19 | 0 | 0 | 0
[5 empty] | 7797 | 2017-11-21 | TRUE | 11 | 21 | 20 | 0 | 0 | 0
[5 empty] | 7798 | 2017-11-21 | TRUE | 11 | 21 | 21 | 0 | 0 | 0
[5 empty] | 7799 | 2017-11-21 | TRUE | 11 | 21 | 22 | 0 | 0 | 0
[5 empty] | 7800 | 2017-11-21 | TRUE | 11 | 21 | 23 | 0 | 0 | 0
[5 empty] | 7801 | 2017-11-22 | TRUE | 11 | 22 | 0 | 0 | 0 | 0
[5 empty] | 7802 | 2017-11-22 | TRUE | 11 | 22 | 1 | 0 | 0 | 0
[5 empty] | 7803 | 2017-11-22 | TRUE | 11 | 22 | 2 | 0 | 0 | 0
[5 empty] | 7804 | 2017-11-22 | TRUE | 11 | 22 | 3 | 0 | 0 | 0
[5 empty] | 7805 | 2017-11-22 | TRUE | 11 | 22 | 4 | 0 | 0 | 0
[5 empty] | 7806 | 2017-11-22 | TRUE | 11 | 22 | 5 | 0 | 0 | 0
[5 empty] | 7807 | 2017-11-22 | TRUE | 11 | 22 | 6 | 0 | 0 | 0
[5 empty] | 7808 | 2017-11-22 | TRUE | 11 | 22 | 7 | 0.023923 | 0.038616 | 0.03158
[5 empty] | 7809 | 2017-11-22 | TRUE | 11 | 22 | 8 | 0.099507 | 0.15929 | 0.16911
[5 empty] | 7810 | 2017-11-22 | TRUE | 11 | 22 | 9 | 0.16326 | 0.26074 | 0.28264
[5 empty] | 7811 | 2017-11-22 | TRUE | 11 | 22 | 10 | 0.25558 | 0.3206 | 0.3093
[5 empty] | 7812 | 2017-11-22 | TRUE | 11 | 22 | 11 | 0.27257 | 0.29982 | 0.23539
[5 empty] | 7813 | 2017-11-22 | TRUE | 11 | 22 | 12 | 0.23931 | 0.28121 | 0.27367
[5 empty] | 7814 | 2017-11-22 | TRUE | 11 | 22 | 13 | 0.20754 | 0.28371 | 0.31929
[5 empty] | 7815 | 2017-11-22 | TRUE | 11 | 22 | 14 | 0.13284 | 0.19266 | 0.21447
[5 empty] | 7816 | 2017-11-22 | TRUE | 11 | 22 | 15 | 0.065003 | 0.10071 | 0.098985
[5 empty] | 7817 | 2017-11-22 | TRUE | 11 | 22 | 16 | 0.00059675 | 0 | 0
[5 empty] | 7818 | 2017-11-22 | TRUE | 11 | 22 | 17 | 0 | 0 | 0
[5 empty] | 7819 | 2017-11-22 | TRUE | 11 | 22 | 18 | 0 | 0 | 0
[5 empty] | 7820 | 2017-11-22 | TRUE | 11 | 22 | 19 | 0 | 0 | 0
[5 empty] | 7821 | 2017-11-22 | TRUE | 11 | 22 | 20 | 0 | 0 | 0
[5 empty] | 7822 | 2017-11-22 | TRUE | 11 | 22 | 21 | 0 | 0 | 0
[5 empty] | 7823 | 2017-11-22 | TRUE | 11 | 22 | 22 | 0 | 0 | 0
[5 empty] | 7824 | 2017-11-22 | TRUE | 11 | 22 | 23 | 0 | 0 | 0
[5 empty] | 7825 | 2017-11-23 | TRUE | 11 | 23 | 0 | 0 | 0 | 0
[5 empty] | 7826 | 2017-11-23 | TRUE | 11 | 23 | 1 | 0 | 0 | 0
[5 empty] | 7827 | 2017-11-23 | TRUE | 11 | 23 | 2 | 0 | 0 | 0
[5 empty] | 7828 | 2017-11-23 | TRUE | 11 | 23 | 3 | 0 | 0 | 0
[5 empty] | 7829 | 2017-11-23 | TRUE | 11 | 23 | 4 | 0 | 0 | 0
[5 empty] | 7830 | 2017-11-23 | TRUE | 11 | 23 | 5 | 0 | 0 | 0
[5 empty] | 7831 | 2017-11-23 | TRUE | 11 | 23 | 6 | 0 | 0 | 0
[5 empty] | 7832 | 2017-11-23 | TRUE | 11 | 23 | 7 | 0.0089328 | 0.027163 | 0.035313
[5 empty] | 7833 | 2017-11-23 | TRUE | 11 | 23 | 8 | 0.056588 | 0.11887 | 0.13374
[5 empty] | 7834 | 2017-11-23 | TRUE | 11 | 23 | 9 | 0.0963 | 0.18025 | 0.23721
[5 empty] | 7835 | 2017-11-23 | TRUE | 11 | 23 | 10 | 0.14074 | 0.22071 | 0.22788
[5 empty] | 7836 | 2017-11-23 | TRUE | 11 | 23 | 11 | 0.14954 | 0.18462 | 0.22001
[5 empty] | 7837 | 2017-11-23 | TRUE | 11 | 23 | 12 | 0.1712 | 0.1646 | 0.20529
[5 empty] | 7838 | 2017-11-23 | TRUE | 11 | 23 | 13 | 0.14191 | 0.19007 | 0.207
[5 empty] | 7839 | 2017-11-23 | TRUE | 11 | 23 | 14 | 0.086883 | 0.12813 | 0.14002
[5 empty] | 7840 | 2017-11-23 | TRUE | 11 | 23 | 15 | 0.042214 | 0.056573 | 0.06818
[5 empty] | 7841 | 2017-11-23 | TRUE | 11 | 23 | 16 | 0.00076017 | 0 | 0
[5 empty] | 7842 | 2017-11-23 | TRUE | 11 | 23 | 17 | 0 | 0 | 0
[5 empty] | 7843 | 2017-11-23 | TRUE | 11 | 23 | 18 | 0 | 0 | 0
[5 empty] | 7844 | 2017-11-23 | TRUE | 11 | 23 | 19 | 0 | 0 | 0
[5 empty] | 7845 | 2017-11-23 | TRUE | 11 | 23 | 20 | 0 | 0 | 0
[5 empty] | 7846 | 2017-11-23 | TRUE | 11 | 23 | 21 | 0 | 0 | 0
[5 empty] | 7847 | 2017-11-23 | TRUE | 11 | 23 | 22 | 0 | 0 | 0
[5 empty] | 7848 | 2017-11-23 | TRUE | 11 | 23 | 23 | 0 | 0 | 0
[5 empty] | 7849 | 2017-11-24 | TRUE | 11 | 24 | 0 | 0 | 0 | 0
[5 empty] | 7850 | 2017-11-24 | TRUE | 11 | 24 | 1 | 0 | 0 | 0
[5 empty] | 7851 | 2017-11-24 | TRUE | 11 | 24 | 2 | 0 | 0 | 0
[5 empty] | 7852 | 2017-11-24 | TRUE | 11 | 24 | 3 | 0 | 0 | 0
[5 empty] | 7853 | 2017-11-24 | TRUE | 11 | 24 | 4 | 0 | 0 | 0
[5 empty] | 7854 | 2017-11-24 | TRUE | 11 | 24 | 5 | 0 | 0 | 0
[5 empty] | 7855 | 2017-11-24 | TRUE | 11 | 24 | 6 | 0 | 0 | 0
[5 empty] | 7856 | 2017-11-24 | TRUE | 11 | 24 | 7 | 0.022279 | 0.054047 | 0.062734
[5 empty] | 7857 | 2017-11-24 | TRUE | 11 | 24 | 8 | 0.12531 | 0.18859 | 0.20817
[5 empty] | 7858 | 2017-11-24 | TRUE | 11 | 24 | 9 | 0.22274 | 0.30779 | 0.33796
[5 empty] | 7859 | 2017-11-24 | TRUE | 11 | 24 | 10 | 0.28542 | 0.34759 | 0.38938
[5 empty] | 7860 | 2017-11-24 | TRUE | 11 | 24 | 11 | 0.32935 | 0.36675 | 0.3974
[5 empty] | 7861 | 2017-11-24 | TRUE | 11 | 24 | 12 | 0.32175 | 0.34941 | 0.3639
[5 empty] | 7862 | 2017-11-24 | TRUE | 11 | 24 | 13 | 0.3036 | 0.32604 | 0.3159
[5 empty] | 7863 | 2017-11-24 | TRUE | 11 | 24 | 14 | 0.22273 | 0.23217 | 0.21989
[5 empty] | 7864 | 2017-11-24 | TRUE | 11 | 24 | 15 | 0.10266 | 0.10207 | 0.099414
[5 empty] | 7865 | 2017-11-24 | TRUE | 11 | 24 | 16 | 0.002711 | 0 | 0
[5 empty] | 7866 | 2017-11-24 | TRUE | 11 | 24 | 17 | 0 | 0 | 0
[5 empty] | 7867 | 2017-11-24 | TRUE | 11 | 24 | 18 | 0 | 0 | 0
[5 empty] | 7868 | 2017-11-24 | TRUE | 11 | 24 | 19 | 0 | 0 | 0
[5 empty] | 7869 | 2017-11-24 | TRUE | 11 | 24 | 20 | 0 | 0 | 0
[5 empty] | 7870 | 2017-11-24 | TRUE | 11 | 24 | 21 | 0 | 0 | 0
[5 empty] | 7871 | 2017-11-24 | TRUE | 11 | 24 | 22 | 0 | 0 | 0
[5 empty] | 7872 | 2017-11-24 | TRUE | 11 | 24 | 23 | 0 | 0 | 0
[5 empty] | 7873 | 2017-11-25 | FALSE | 11 | 25 | 0 | 0 | 0 | 0
[5 empty] | 7874 | 2017-11-25 | FALSE | 11 | 25 | 1 | 0 | 0 | 0
[5 empty] | 7875 | 2017-11-25 | FALSE | 11 | 25 | 2 | 0 | 0 | 0
[5 empty] | 7876 | 2017-11-25 | FALSE | 11 | 25 | 3 | 0 | 0 | 0
[5 empty] | 7877 | 2017-11-25 | FALSE | 11 | 25 | 4 | 0 | 0 | 0
[5 empty] | 7878 | 2017-11-25 | FALSE | 11 | 25 | 5 | 0 | 0 | 0
[5 empty] | 7879 | 2017-11-25 | FALSE | 11 | 25 | 6 | 0 | 0 | 0
[5 empty] | 7880 | 2017-11-25 | FALSE | 11 | 25 | 7 | 0.013701 | 0.037444 | 0.049177
[5 empty] | 7881 | 2017-11-25 | FALSE | 11 | 25 | 8 | 0.084629 | 0.14332 | 0.16353
[5 empty] | 7882 | 2017-11-25 | FALSE | 11 | 25 | 9 | 0.13458 | 0.27406 | 0.26541
[5 empty] | 7883 | 2017-11-25 | FALSE | 11 | 25 | 10 | 0.17754 | 0.33545 | 0.40093
[5 empty] | 7884 | 2017-11-25 | FALSE | 11 | 25 | 11 | 0.17913 | 0.31519 | 0.37143
[5 empty] | 7885 | 2017-11-25 | FALSE | 11 | 25 | 12 | 0.19656 | 0.27346 | 0.36833
[5 empty] | 7886 | 2017-11-25 | FALSE | 11 | 25 | 13 | 0.17273 | 0.25777 | 0.32069
[5 empty] | 7887 | 2017-11-25 | FALSE | 11 | 25 | 14 | 0.1123 | 0.17632 | 0.23743
[5 empty] | 7888 | 2017-11-25 | FALSE | 11 | 25 | 15 | 0.053587 | 0.079724 | 0.10473
[5 empty] | 7889 | 2017-11-25 | FALSE | 11 | 25 | 16 | 0.00019436 | 0 | 0
[5 empty] | 7890 | 2017-11-25 | FALSE | 11 | 25 | 17 | 0 | 0 | 0
[5 empty] | 7891 | 2017-11-25 | FALSE | 11 | 25 | 18 | 0 | 0 | 0
[5 empty] | 7892 | 2017-11-25 | FALSE | 11 | 25 | 19 | 0 | 0 | 0
[5 empty] | 7893 | 2017-11-25 | FALSE | 11 | 25 | 20 | 0 | 0 | 0
[5 empty] | 7894 | 2017-11-25 | FALSE | 11 | 25 | 21 | 0 | 0 | 0
[5 empty] | 7895 | 2017-11-25 | FALSE | 11 | 25 | 22 | 0 | 0 | 0
[5 empty] | 7896 | 2017-11-25 | FALSE | 11 | 25 | 23 | 0 | 0 | 0
[5 empty] | 7897 | 2017-11-26 | FALSE | 11 | 26 | 0 | 0 | 0 | 0
[5 empty] | 7898 | 2017-11-26 | FALSE | 11 | 26 | 1 | 0 | 0 | 0
[5 empty] | 7899 | 2017-11-26 | FALSE | 11 | 26 | 2 | 0 | 0 | 0
[5 empty] | 7900 | 2017-11-26 | FALSE | 11 | 26 | 3 | 0 | 0 | 0
[5 empty] | 7901 | 2017-11-26 | FALSE | 11 | 26 | 4 | 0 | 0 | 0
[5 empty] | 7902 | 2017-11-26 | FALSE | 11 | 26 | 5 | 0 | 0 | 0
[5 empty] | 7903 | 2017-11-26 | FALSE | 11 | 26 | 6 | 0 | 0 | 0
[5 empty] | 7904 | 2017-11-26 | FALSE | 11 | 26 | 7 | 0.016387 | 0.026446 | 0.027478
[5 empty] | 7905 | 2017-11-26 | FALSE | 11 | 26 | 8 | 0.10798 | 0.12959 | 0.11835
[5 empty] | 7906 | 2017-11-26 | FALSE | 11 | 26 | 9 | 0.16476 | 0.17688 | 0.21621
[5 empty] | 7907 | 2017-11-26 | FALSE | 11 | 26 | 10 | 0.18997 | 0.23096 | 0.28785
[5 empty] | 7908 | 2017-11-26 | FALSE | 11 | 26 | 11 | 0.20624 | 0.30834 | 0.40268
[5 empty] | 7909 | 2017-11-26 | FALSE | 11 | 26 | 12 | 0.20112 | 0.2384 | 0.27894
[5 empty] | 7910 | 2017-11-26 | FALSE | 11 | 26 | 13 | 0.14861 | 0.16235 | 0.13615
[5 empty] | 7911 | 2017-11-26 | FALSE | 11 | 26 | 14 | 0.12657 | 0.080738 | 0.06262
[5 empty] | 7912 | 2017-11-26 | FALSE | 11 | 26 | 15 | 0.058563 | 0.034007 | 0.032364
[5 empty] | 7913 | 2017-11-26 | FALSE | 11 | 26 | 16 | 0.00091677 | 0 | 0
[5 empty] | 7914 | 2017-11-26 | FALSE | 11 | 26 | 17 | 0 | 0 | 0
[5 empty] | 7915 | 2017-11-26 | FALSE | 11 | 26 | 18 | 0 | 0 | 0
[5 empty] | 7916 | 2017-11-26 | FALSE | 11 | 26 | 19 | 0 | 0 | 0
[5 empty] | 7917 | 2017-11-26 | FALSE | 11 | 26 | 20 | 0 | 0 | 0
[5 empty] | 7918 | 2017-11-26 | FALSE | 11 | 26 | 21 | 0 | 0 | 0
[5 empty] | 7919 | 2017-11-26 | FALSE | 11 | 26 | 22 | 0 | 0 | 0
[5 empty] | 7920 | 2017-11-26 | FALSE | 11 | 26 | 23 | 0 | 0 | 0
[5 empty] | 7921 | 2017-11-27 | TRUE | 11 | 27 | 0 | 0 | 0 | 0
[5 empty] | 7922 | 2017-11-27 | TRUE | 11 | 27 | 1 | 0 | 0 | 0
[5 empty] | 7923 | 2017-11-27 | TRUE | 11 | 27 | 2 | 0 | 0 | 0
[5 empty] | 7924 | 2017-11-27 | TRUE | 11 | 27 | 3 | 0 | 0 | 0
[5 empty] | 7925 | 2017-11-27 | TRUE | 11 | 27 | 4 | 0 | 0 | 0
[5 empty] | 7926 | 2017-11-27 | TRUE | 11 | 27 | 5 | 0 | 0 | 0
[5 empty] | 7927 | 2017-11-27 | TRUE | 11 | 27 | 6 | 0 | 0 | 0
[5 empty] | 7928 | 2017-11-27 | TRUE | 11 | 27 | 7 | 0.016814 | 0.052194 | 0.062445
[5 empty] | 7929 | 2017-11-27 | TRUE | 11 | 27 | 8 | 0.12699 | 0.19271 | 0.21881
[5 empty] | 7930 | 2017-11-27 | TRUE | 11 | 27 | 9 | 0.2282 | 0.30953 | 0.3427
[5 empty] | 7931 | 2017-11-27 | TRUE | 11 | 27 | 10 | 0.29808 | 0.35648 | 0.42574
[5 empty] | 7932 | 2017-11-27 | TRUE | 11 | 27 | 11 | 0.34246 | 0.41013 | 0.48939
[5 empty] | 7933 | 2017-11-27 | TRUE | 11 | 27 | 12 | 0.35904 | 0.33266 | 0.35296
[5 empty] | 7934 | 2017-11-27 | TRUE | 11 | 27 | 13 | 0.30584 | 0.37354 | 0.40165
[5 empty] | 7935 | 2017-11-27 | TRUE | 11 | 27 | 14 | 0.24532 | 0.26953 | 0.28103
[5 empty] | 7936 | 2017-11-27 | TRUE | 11 | 27 | 15 | 0.12157 | 0.11844 | 0.12663
[5 empty] | 7937 | 2017-11-27 | TRUE | 11 | 27 | 16 | 0.0011697 | 0 | 0
[5 empty] | 7938 | 2017-11-27 | TRUE | 11 | 27 | 17 | 0 | 0 | 0
[5 empty] | 7939 | 2017-11-27 | TRUE | 11 | 27 | 18 | 0 | 0 | 0
[5 empty] | 7940 | 2017-11-27 | TRUE | 11 | 27 | 19 | 0 | 0 | 0
[5 empty] | 7941 | 2017-11-27 | TRUE | 11 | 27 | 20 | 0 | 0 | 0
[5 empty] | 7942 | 2017-11-27 | TRUE | 11 | 27 | 21 | 0 | 0 | 0
[5 empty] | 7943 | 2017-11-27 | TRUE | 11 | 27 | 22 | 0 | 0 | 0
[5 empty] | 7944 | 2017-11-27 | TRUE | 11 | 27 | 23 | 0 | 0 | 0
[5 empty] | 7945 | 2017-11-28 | TRUE | 11 | 28 | 0 | 0 | 0 | 0
[5 empty] | 7946 | 2017-11-28 | TRUE | 11 | 28 | 1 | 0 | 0 | 0
[5 empty] | 7947 | 2017-11-28 | TRUE | 11 | 28 | 2 | 0 | 0 | 0
[5 empty] | 7948 | 2017-11-28 | TRUE | 11 | 28 | 3 | 0 | 0 | 0
[5 empty] | 7949 | 2017-11-28 | TRUE | 11 | 28 | 4 | 0 | 0 | 0
[5 empty] | 7950 | 2017-11-28 | TRUE | 11 | 28 | 5 | 0 | 0 | 0
[5 empty] | 7951 | 2017-11-28 | TRUE | 11 | 28 | 6 | 0 | 0 | 0
[5 empty] | 7952 | 2017-11-28 | TRUE | 11 | 28 | 7 | 0.011698 | 0.030257 | 0.026284
[5 empty] | 7953 | 2017-11-28 | TRUE | 11 | 28 | 8 | 0.092083 | 0.12368 | 0.11172
[5 empty] | 7954 | 2017-11-28 | TRUE | 11 | 28 | 9 | 0.18351 | 0.19185 | 0.17844
[5 empty] | 7955 | 2017-11-28 | TRUE | 11 | 28 | 10 | 0.20978 | 0.25294 | 0.24498
[5 empty] | 7956 | 2017-11-28 | TRUE | 11 | 28 | 11 | 0.23727 | 0.31743 | 0.3318
[5 empty] | 7957 | 2017-11-28 | TRUE | 11 | 28 | 12 | 0.22055 | 0.31079 | 0.32456
[5 empty] | 7958 | 2017-11-28 | TRUE | 11 | 28 | 13 | 0.18875 | 0.25936 | 0.27098
[5 empty] | 7959 | 2017-11-28 | TRUE | 11 | 28 | 14 | 0.13138 | 0.17917 | 0.1879
[5 empty] | 7960 | 2017-11-28 | TRUE | 11 | 28 | 15 | 0.059174 | 0.077432 | 0.082929
[5 empty] | 7961 | 2017-11-28 | TRUE | 11 | 28 | 16 | 0.00069964 | 0 | 0
[5 empty] | 7962 | 2017-11-28 | TRUE | 11 | 28 | 17 | 0 | 0 | 0
[5 empty] | 7963 | 2017-11-28 | TRUE | 11 | 28 | 18 | 0 | 0 | 0
[5 empty] | 7964 | 2017-11-28 | TRUE | 11 | 28 | 19 | 0 | 0 | 0
[5 empty] | 7965 | 2017-11-28 | TRUE | 11 | 28 | 20 | 0 | 0 | 0
[5 empty] | 7966 | 2017-11-28 | TRUE | 11 | 28 | 21 | 0 | 0 | 0
[5 empty] | 7967 | 2017-11-28 | TRUE | 11 | 28 | 22 | 0 | 0 | 0
[5 empty] | 7968 | 2017-11-28 | TRUE | 11 | 28 | 23 | 0 | 0 | 0
[5 empty] | 7969 | 2017-11-29 | TRUE | 11 | 29 | 0 | 0 | 0 | 0
[5 empty] | 7970 | 2017-11-29 | TRUE | 11 | 29 | 1 | 0 | 0 | 0
[5 empty] | 7971 | 2017-11-29 | TRUE | 11 | 29 | 2 | 0 | 0 | 0
[5 empty] | 7972 | 2017-11-29 | TRUE | 11 | 29 | 3 | 0 | 0 | 0
[5 empty] | 7973 | 2017-11-29 | TRUE | 11 | 29 | 4 | 0 | 0 | 0
[5 empty] | 7974 | 2017-11-29 | TRUE | 11 | 29 | 5 | 0 | 0 | 0
[5 empty] | 7975 | 2017-11-29 | TRUE | 11 | 29 | 6 | 0 | 0 | 0
[5 empty] | 7976 | 2017-11-29 | TRUE | 11 | 29 | 7 | 0.014432 | 0.033958 | 0.04056
[5 empty] | 7977 | 2017-11-29 | TRUE | 11 | 29 | 8 | 0.11917 | 0.14383 | 0.15724
[5 empty] | 7978 | 2017-11-29 | TRUE | 11 | 29 | 9 | 0.20843 | 0.24502 | 0.26626
[5 empty] | 7979 | 2017-11-29 | TRUE | 11 | 29 | 10 | 0.23734 | 0.29216 | 0.2985
[5 empty] | 7980 | 2017-11-29 | TRUE | 11 | 29 | 11 | 0.25664 | 0.31422 | 0.31674
[5 empty] | 7981 | 2017-11-29 | TRUE | 11 | 29 | 12 | 0.23707 | 0.25495 | 0.31322
[5 empty] | 7982 | 2017-11-29 | TRUE | 11 | 29 | 13 | 0.2421 | 0.2266 | 0.26394
[5 empty] | 7983 | 2017-11-29 | TRUE | 11 | 29 | 14 | 0.19768 | 0.15717 | 0.18541
[5 empty] | 7984 | 2017-11-29 | TRUE | 11 | 29 | 15 | 0.095574 | 0.068684 | 0.084364
[5 empty] | 7985 | 2017-11-29 | TRUE | 11 | 29 | 16 | 0.0017806 | 0 | 0
[5 empty] | 7986 | 2017-11-29 | TRUE | 11 | 29 | 17 | 0 | 0 | 0
[5 empty] | 7987 | 2017-11-29 | TRUE | 11 | 29 | 18 | 0 | 0 | 0
[5 empty] | 7988 | 2017-11-29 | TRUE | 11 | 29 | 19 | 0 | 0 | 0
[5 empty] | 7989 | 2017-11-29 | TRUE | 11 | 29 | 20 | 0 | 0 | 0
[5 empty] | 7990 | 2017-11-29 | TRUE | 11 | 29 | 21 | 0 | 0 | 0
[5 empty] | 7991 | 2017-11-29 | TRUE | 11 | 29 | 22 | 0 | 0 | 0
[5 empty] | 7992 | 2017-11-29 | TRUE | 11 | 29 | 23 | 0 | 0 | 0
[5 empty] | 7993 | 2017-11-30 | TRUE | 11 | 30 | 0 | 0 | 0 | 0
[5 empty] | 7994 | 2017-11-30 | TRUE | 11 | 30 | 1 | 0 | 0 | 0
[5 empty] | 7995 | 2017-11-30 | TRUE | 11 | 30 | 2 | 0 | 0 | 0
[5 empty] | 7996 | 2017-11-30 | TRUE | 11 | 30 | 3 | 0 | 0 | 0
[5 empty] | 7997 | 2017-11-30 | TRUE | 11 | 30 | 4 | 0 | 0 | 0
[5 empty] | 7998 | 2017-11-30 | TRUE | 11 | 30 | 5 | 0 | 0 | 0
[5 empty] | 7999 | 2017-11-30 | TRUE | 11 | 30 | 6 | 0 | 0 | 0
[5 empty] | 8000 | 2017-11-30 | TRUE | 11 | 30 | 7 | 0.0096368 | 0.030917 | 0.046391
[5 empty] | 8001 | 2017-11-30 | TRUE | 11 | 30 | 8 | 0.094576 | 0.13283 | 0.17896
[5 empty] | 8002 | 2017-11-30 | TRUE | 11 | 30 | 9 | 0.16158 | 0.21105 | 0.27903
[5 empty] | 8003 | 2017-11-30 | TRUE | 11 | 30 | 10 | 0.23275 | 0.26387 | 0.3049
[5 empty] | 8004 | 2017-11-30 | TRUE | 11 | 30 | 11 | 0.24972 | 0.3105 | 0.40058
[5 empty] | 8005 | 2017-11-30 | TRUE | 11 | 30 | 12 | 0.21879 | 0.32757 | 0.39749
[5 empty] | 8006 | 2017-11-30 | TRUE | 11 | 30 | 13 | 0.17249 | 0.22641 | 0.2379
[5 empty] | 8007 | 2017-11-30 | TRUE | 11 | 30 | 14 | 0.12263 | 0.15142 | 0.16112
[5 empty] | 8008 | 2017-11-30 | TRUE | 11 | 30 | 15 | 0.052746 | 0.063208 | 0.068853
[5 empty] | 8009 | 2017-11-30 | TRUE | 11 | 30 | 16 | 0.00063886 | 0 | 0
[5 empty] | 8010 | 2017-11-30 | TRUE | 11 | 30 | 17 | 0 | 0 | 0
[5 empty] | 8011 | 2017-11-30 | TRUE | 11 | 30 | 18 | 0 | 0 | 0
[5 empty] | 8012 | 2017-11-30 | TRUE | 11 | 30 | 19 | 0 | 0 | 0
[5 empty] | 8013 | 2017-11-30 | TRUE | 11 | 30 | 20 | 0 | 0 | 0
[5 empty] | 8014 | 2017-11-30 | TRUE | 11 | 30 | 21 | 0 | 0 | 0
[5 empty] | 8015 | 2017-11-30 | TRUE | 11 | 30 | 22 | 0 | 0 | 0
[5 empty] | 8016 | 2017-11-30 | TRUE | 11 | 30 | 23 | 0 | 0 | 0
[5 empty] | 8017 | 2017-12-01 | TRUE | 12 | 1 | 0 | 0 | 0 | 0
[5 empty] | 8018 | 2017-12-01 | TRUE | 12 | 1 | 1 | 0 | 0 | 0
[5 empty] | 8019 | 2017-12-01 | TRUE | 12 | 1 | 2 | 0 | 0 | 0
[5 empty] | 8020 | 2017-12-01 | TRUE | 12 | 1 | 3 | 0 | 0 | 0
[5 empty] | 8021 | 2017-12-01 | TRUE | 12 | 1 | 4 | 0 | 0 | 0
[5 empty] | 8022 | 2017-12-01 | TRUE | 12 | 1 | 5 | 0 | 0 | 0
[5 empty] | 8023 | 2017-12-01 | TRUE | 12 | 1 | 6 | 0 | 0 | 0
[5 empty] | 8024 | 2017-12-01 | TRUE | 12 | 1 | 7 | 0.003753 | 0.029505 | 0.044655
[5 empty] | 8025 | 2017-12-01 | TRUE | 12 | 1 | 8 | 0.068914 | 0.14837 | 0.16014
[5 empty] | 8026 | 2017-12-01 | TRUE | 12 | 1 | 9 | 0.12537 | 0.24125 | 0.28059
[5 empty] | 8027 | 2017-12-01 | TRUE | 12 | 1 | 10 | 0.15485 | 0.25859 | 0.3486
[5 empty] | 8028 | 2017-12-01 | TRUE | 12 | 1 | 11 | 0.17994 | 0.36356 | 0.4424
[5 empty] | 8029 | 2017-12-01 | TRUE | 12 | 1 | 12 | 0.19713 | 0.30348 | 0.40222
[5 empty] | 8030 | 2017-12-01 | TRUE | 12 | 1 | 13 | 0.15278 | 0.27548 | 0.34552
[5 empty] | 8031 | 2017-12-01 | TRUE | 12 | 1 | 14 | 0.11647 | 0.17924 | 0.23168
[5 empty] | 8032 | 2017-12-01 | TRUE | 12 | 1 | 15 | 0.056667 | 0.075834 | 0.096464
[5 empty] | 8033 | 2017-12-01 | TRUE | 12 | 1 | 16 | 0.00033148 | 0 | 0
[5 empty] | 8034 | 2017-12-01 | TRUE | 12 | 1 | 17 | 0 | 0 | 0
[5 empty] | 8035 | 2017-12-01 | TRUE | 12 | 1 | 18 | 0 | 0 | 0
[5 empty] | 8036 | 2017-12-01 | TRUE | 12 | 1 | 19 | 0 | 0 | 0
[5 empty] | 8037 | 2017-12-01 | TRUE | 12 | 1 | 20 | 0 | 0 | 0
[5 empty] | 8038 | 2017-12-01 | TRUE | 12 | 1 | 21 | 0 | 0 | 0
[5 empty] | 8039 | 2017-12-01 | TRUE | 12 | 1 | 22 | 0 | 0 | 0
[5 empty] | 8040 | 2017-12-01 | TRUE | 12 | 1 | 23 | 0 | 0 | 0
[5 empty] | 8041 | 2017-12-02 | FALSE | 12 | 2 | 0 | 0 | 0 | 0
[5 empty] | 8042 | 2017-12-02 | FALSE | 12 | 2 | 1 | 0 | 0 | 0
[5 empty] | 8043 | 2017-12-02 | FALSE | 12 | 2 | 2 | 0 | 0 | 0
[5 empty] | 8044 | 2017-12-02 | FALSE | 12 | 2 | 3 | 0 | 0 | 0
[5 empty] | 8045 | 2017-12-02 | FALSE | 12 | 2 | 4 | 0 | 0 | 0
[5 empty] | 8046 | 2017-12-02 | FALSE | 12 | 2 | 5 | 0 | 0 | 0
[5 empty] | 8047 | 2017-12-02 | FALSE | 12 | 2 | 6 | 0 | 0 | 0
[5 empty] | 8048 | 2017-12-02 | FALSE | 12 | 2 | 7 | 0.00378 | 0.021005 | 0.030228
[5 empty] | 8049 | 2017-12-02 | FALSE | 12 | 2 | 8 | 0.05696 | 0.10817 | 0.14192
[5 empty] | 8050 | 2017-12-02 | FALSE | 12 | 2 | 9 | 0.11528 | 0.20428 | 0.26924
[5 empty] | 8051 | 2017-12-02 | FALSE | 12 | 2 | 10 | 0.1316 | 0.22383 | 0.28777
[5 empty] | 8052 | 2017-12-02 | FALSE | 12 | 2 | 11 | 0.14678 | 0.25502 | 0.35303
[5 empty] | 8053 | 2017-12-02 | FALSE | 12 | 2 | 12 | 0.13763 | 0.22091 | 0.26992
[5 empty] | 8054 | 2017-12-02 | FALSE | 12 | 2 | 13 | 0.10589 | 0.19893 | 0.28035
[5 empty] | 8055 | 2017-12-02 | FALSE | 12 | 2 | 14 | 0.067333 | 0.12236 | 0.17456
[5 empty] | 8056 | 2017-12-02 | FALSE | 12 | 2 | 15 | 0.042873 | 0.051687 | 0.077146
[5 empty] | 8057 | 2017-12-02 | FALSE | 12 | 2 | 16 | 0.00069719 | 0 | 0
[5 empty] | 8058 | 2017-12-02 | FALSE | 12 | 2 | 17 | 0 | 0 | 0
[5 empty] | 8059 | 2017-12-02 | FALSE | 12 | 2 | 18 | 0 | 0 | 0
[5 empty] | 8060 | 2017-12-02 | FALSE | 12 | 2 | 19 | 0 | 0 | 0
[5 empty] | 8061 | 2017-12-02 | FALSE | 12 | 2 | 20 | 0 | 0 | 0
[5 empty] | 8062 | 2017-12-02 | FALSE | 12 | 2 | 21 | 0 | 0 | 0
[5 empty] | 8063 | 2017-12-02 | FALSE | 12 | 2 | 22 | 0 | 0 | 0
[5 empty] | 8064 | 2017-12-02 | FALSE | 12 | 2 | 23 | 0 | 0 | 0
[5 empty] | 8065 | 2017-12-03 | FALSE | 12 | 3 | 0 | 0 | 0 | 0
[5 empty] | 8066 | 2017-12-03 | FALSE | 12 | 3 | 1 | 0 | 0 | 0
[5 empty] | 8067 | 2017-12-03 | FALSE | 12 | 3 | 2 | 0 | 0 | 0
[5 empty] | 8068 | 2017-12-03 | FALSE | 12 | 3 | 3 | 0 | 0 | 0
[5 empty] | 8069 | 2017-12-03 | FALSE | 12 | 3 | 4 | 0 | 0 | 0
[5 empty] | 8070 | 2017-12-03 | FALSE | 12 | 3 | 5 | 0 | 0 | 0
[5 empty] | 8071 | 2017-12-03 | FALSE | 12 | 3 | 6 | 0 | 0 | 0
[5 empty] | 8072 | 2017-12-03 | FALSE | 12 | 3 | 7 | 0.010332 | 0.023681 | 0.024014
[5 empty] | 8073 | 2017-12-03 | FALSE | 12 | 3 | 8 | 0.11091 | 0.12049 | 0.10448
[5 empty] | 8074 | 2017-12-03 | FALSE | 12 | 3 | 9 | 0.21034 | 0.19772 | 0.22048
[5 empty] | 8075 | 2017-12-03 | FALSE | 12 | 3 | 10 | 0.25792 | 0.34211 | 0.39747
[5 empty] | 8076 | 2017-12-03 | FALSE | 12 | 3 | 11 | 0.2772 | 0.30692 | 0.30419
[5 empty] | 8077 | 2017-12-03 | FALSE | 12 | 3 | 12 | 0.31035 | 0.28767 | 0.28767
[5 empty] | 8078 | 2017-12-03 | FALSE | 12 | 3 | 13 | 0.28536 | 0.23735 | 0.24406
[5 empty] | 8079 | 2017-12-03 | FALSE | 12 | 3 | 14 | 0.22039 | 0.21617 | 0.19174
[5 empty] | 8080 | 2017-12-03 | FALSE | 12 | 3 | 15 | 0.10083 | 0.091753 | 0.08437
[5 empty] | 8081 | 2017-12-03 | FALSE | 12 | 3 | 16 | 0.00078176 | 0 | 0
[5 empty] | 8082 | 2017-12-03 | FALSE | 12 | 3 | 17 | 0 | 0 | 0
[5 empty] | 8083 | 2017-12-03 | FALSE | 12 | 3 | 18 | 0 | 0 | 0
[5 empty] | 8084 | 2017-12-03 | FALSE | 12 | 3 | 19 | 0 | 0 | 0
[5 empty] | 8085 | 2017-12-03 | FALSE | 12 | 3 | 20 | 0 | 0 | 0
[5 empty] | 8086 | 2017-12-03 | FALSE | 12 | 3 | 21 | 0 | 0 | 0
[5 empty] | 8087 | 2017-12-03 | FALSE | 12 | 3 | 22 | 0 | 0 | 0
[5 empty] | 8088 | 2017-12-03 | FALSE | 12 | 3 | 23 | 0 | 0 | 0
[5 empty] | 8089 | 2017-12-04 | TRUE | 12 | 4 | 0 | 0 | 0 | 0
[5 empty] | 8090 | 2017-12-04 | TRUE | 12 | 4 | 1 | 0 | 0 | 0
[5 empty] | 8091 | 2017-12-04 | TRUE | 12 | 4 | 2 | 0 | 0 | 0
[5 empty] | 8092 | 2017-12-04 | TRUE | 12 | 4 | 3 | 0 | 0 | 0
[5 empty] | 8093 | 2017-12-04 | TRUE | 12 | 4 | 4 | 0 | 0 | 0
[5 empty] | 8094 | 2017-12-04 | TRUE | 12 | 4 | 5 | 0 | 0 | 0
[5 empty] | 8095 | 2017-12-04 | TRUE | 12 | 4 | 6 | 0 | 0 | 0
[5 empty] | 8096 | 2017-12-04 | TRUE | 12 | 4 | 7 | 0.0093411 | 0.021069 | 0.019773
[5 empty] | 8097 | 2017-12-04 | TRUE | 12 | 4 | 8 | 0.1061 | 0.10032 | 0.1079
[5 empty] | 8098 | 2017-12-04 | TRUE | 12 | 4 | 9 | 0.19683 | 0.20396 | 0.24232
[5 empty] | 8099 | 2017-12-04 | TRUE | 12 | 4 | 10 | 0.23551 | 0.23826 | 0.32802
[5 empty] | 8100 | 2017-12-04 | TRUE | 12 | 4 | 11 | 0.26793 | 0.31083 | 0.39216
[5 empty] | 8101 | 2017-12-04 | TRUE | 12 | 4 | 12 | 0.26611 | 0.34764 | 0.44423
[5 empty] | 8102 | 2017-12-04 | TRUE | 12 | 4 | 13 | 0.206 | 0.28812 | 0.37733
[5 empty] | 8103 | 2017-12-04 | TRUE | 12 | 4 | 14 | 0.16152 | 0.19722 | 0.26047
[5 empty] | 8104 | 2017-12-04 | TRUE | 12 | 4 | 15 | 0.07638 | 0.0932 | 0.11365
[5 empty] | 8105 | 2017-12-04 | TRUE | 12 | 4 | 16 | 0.00069689 | 0 | 0
[5 empty] | 8106 | 2017-12-04 | TRUE | 12 | 4 | 17 | 0 | 0 | 0
[5 empty] | 8107 | 2017-12-04 | TRUE | 12 | 4 | 18 | 0 | 0 | 0
[5 empty] | 8108 | 2017-12-04 | TRUE | 12 | 4 | 19 | 0 | 0 | 0
[5 empty] | 8109 | 2017-12-04 | TRUE | 12 | 4 | 20 | 0 | 0 | 0
[5 empty] | 8110 | 2017-12-04 | TRUE | 12 | 4 | 21 | 0 | 0 | 0
[5 empty] | 8111 | 2017-12-04 | TRUE | 12 | 4 | 22 | 0 | 0 | 0
[5 empty] | 8112 | 2017-12-04 | TRUE | 12 | 4 | 23 | 0 | 0 | 0
[5 empty] | 8113 | 2017-12-05 | TRUE | 12 | 5 | 0 | 0 | 0 | 0
[5 empty] | 8114 | 2017-12-05 | TRUE | 12 | 5 | 1 | 0 | 0 | 0
[5 empty] | 8115 | 2017-12-05 | TRUE | 12 | 5 | 2 | 0 | 0 | 0
[5 empty] | 8116 | 2017-12-05 | TRUE | 12 | 5 | 3 | 0 | 0 | 0
[5 empty] | 8117 | 2017-12-05 | TRUE | 12 | 5 | 4 | 0 | 0 | 0
[5 empty] | 8118 | 2017-12-05 | TRUE | 12 | 5 | 5 | 0 | 0 | 0
[5 empty] | 8119 | 2017-12-05 | TRUE | 12 | 5 | 6 | 0 | 0 | 0
[5 empty] | 8120 | 2017-12-05 | TRUE | 12 | 5 | 7 | 0.0024508 | 0.0092136 | 0.0075034
[5 empty] | 8121 | 2017-12-05 | TRUE | 12 | 5 | 8 | 0.055666 | 0.075457 | 0.06032
[5 empty] | 8122 | 2017-12-05 | TRUE | 12 | 5 | 9 | 0.093242 | 0.11071 | 0.091336
[5 empty] | 8123 | 2017-12-05 | TRUE | 12 | 5 | 10 | 0.12558 | 0.14725 | 0.14518
[5 empty] | 8124 | 2017-12-05 | TRUE | 12 | 5 | 11 | 0.12719 | 0.16672 | 0.18812
[5 empty] | 8125 | 2017-12-05 | TRUE | 12 | 5 | 12 | 0.12356 | 0.13391 | 0.12788
[5 empty] | 8126 | 2017-12-05 | TRUE | 12 | 5 | 13 | 0.091974 | 0.078961 | 0.052674
[5 empty] | 8127 | 2017-12-05 | TRUE | 12 | 5 | 14 | 0.062747 | 0.053128 | 0.031793
[5 empty] | 8128 | 2017-12-05 | TRUE | 12 | 5 | 15 | 0.027398 | 0.021286 | 0.014099
[5 empty] | 8129 | 2017-12-05 | TRUE | 12 | 5 | 16 | 5.9441e-05 | 0 | 0
[5 empty] | 8130 | 2017-12-05 | TRUE | 12 | 5 | 17 | 0 | 0 | 0
[5 empty] | 8131 | 2017-12-05 | TRUE | 12 | 5 | 18 | 0 | 0 | 0
[5 empty] | 8132 | 2017-12-05 | TRUE | 12 | 5 | 19 | 0 | 0 | 0
[5 empty] | 8133 | 2017-12-05 | TRUE | 12 | 5 | 20 | 0 | 0 | 0
[5 empty] | 8134 | 2017-12-05 | TRUE | 12 | 5 | 21 | 0 | 0 | 0
[5 empty] | 8135 | 2017-12-05 | TRUE | 12 | 5 | 22 | 0 | 0 | 0
[5 empty] | 8136 | 2017-12-05 | TRUE | 12 | 5 | 23 | 0 | 0 | 0
[5 empty] | 8137 | 2017-12-06 | TRUE | 12 | 6 | 0 | 0 | 0 | 0
[5 empty] | 8138 | 2017-12-06 | TRUE | 12 | 6 | 1 | 0 | 0 | 0
[5 empty] | 8139 | 2017-12-06 | TRUE | 12 | 6 | 2 | 0 | 0 | 0
[5 empty] | 8140 | 2017-12-06 | TRUE | 12 | 6 | 3 | 0 | 0 | 0
[5 empty] | 8141 | 2017-12-06 | TRUE | 12 | 6 | 4 | 0 | 0 | 0
[5 empty] | 8142 | 2017-12-06 | TRUE | 12 | 6 | 5 | 0 | 0 | 0
[5 empty] | 8143 | 2017-12-06 | TRUE | 12 | 6 | 6 | 0 | 0 | 0
[5 empty] | 8144 | 2017-12-06 | TRUE | 12 | 6 | 7 | 0.001454 | 0.0060018 | 0.0054473
[5 empty] | 8145 | 2017-12-06 | TRUE | 12 | 6 | 8 | 0.068223 | 0.063653 | 0.052217
[5 empty] | 8146 | 2017-12-06 | TRUE | 12 | 6 | 9 | 0.13139 | 0.13347 | 0.12997
[5 empty] | 8147 | 2017-12-06 | TRUE | 12 | 6 | 10 | 0.19136 | 0.20461 | 0.18603
[5 empty] | 8148 | 2017-12-06 | TRUE | 12 | 6 | 11 | 0.22778 | 0.173 | 0.15109
[5 empty] | 8149 | 2017-12-06 | TRUE | 12 | 6 | 12 | 0.19902 | 0.20032 | 0.21725
[5 empty] | 8150 | 2017-12-06 | TRUE | 12 | 6 | 13 | 0.15763 | 0.16985 | 0.16692
[5 empty] | 8151 | 2017-12-06 | TRUE | 12 | 6 | 14 | 0.11679 | 0.14219 | 0.17103
[5 empty] | 8152 | 2017-12-06 | TRUE | 12 | 6 | 15 | 0.055284 | 0.060311 | 0.073025
[5 empty] | 8153 | 2017-12-06 | TRUE | 12 | 6 | 16 | 6.8787e-05 | 0 | 0
[5 empty] | 8154 | 2017-12-06 | TRUE | 12 | 6 | 17 | 0 | 0 | 0
[5 empty] | 8155 | 2017-12-06 | TRUE | 12 | 6 | 18 | 0 | 0 | 0
[5 empty] | 8156 | 2017-12-06 | TRUE | 12 | 6 | 19 | 0 | 0 | 0
[5 empty] | 8157 | 2017-12-06 | TRUE | 12 | 6 | 20 | 0 | 0 | 0
[5 empty] | 8158 | 2017-12-06 | TRUE | 12 | 6 | 21 | 0 | 0 | 0
[5 empty] | 8159 | 2017-12-06 | TRUE | 12 | 6 | 22 | 0 | 0 | 0
[5 empty] | 8160 | 2017-12-06 | TRUE | 12 | 6 | 23 | 0 | 0 | 0
[5 empty] | 8161 | 2017-12-07 | TRUE | 12 | 7 | 0 | 0 | 0 | 0
[5 empty] | 8162 | 2017-12-07 | TRUE | 12 | 7 | 1 | 0 | 0 | 0
[5 empty] | 8163 | 2017-12-07 | TRUE | 12 | 7 | 2 | 0 | 0 | 0
[5 empty] | 8164 | 2017-12-07 | TRUE | 12 | 7 | 3 | 0 | 0 | 0
[5 empty] | 8165 | 2017-12-07 | TRUE | 12 | 7 | 4 | 0 | 0 | 0
[5 empty] | 8166 | 2017-12-07 | TRUE | 12 | 7 | 5 | 0 | 0 | 0
[5 empty] | 8167 | 2017-12-07 | TRUE | 12 | 7 | 6 | 0 | 0 | 0
[5 empty] | 8168 | 2017-12-07 | TRUE | 12 | 7 | 7 | 0.0010595 | 0.014436 | 0.025802
[5 empty] | 8169 | 2017-12-07 | TRUE | 12 | 7 | 8 | 0.06507 | 0.10123 | 0.14721
[5 empty] | 8170 | 2017-12-07 | TRUE | 12 | 7 | 9 | 0.13633 | 0.19177 | 0.26001
[5 empty] | 8171 | 2017-12-07 | TRUE | 12 | 7 | 10 | 0.18133 | 0.20715 | 0.22461
[5 empty] | 8172 | 2017-12-07 | TRUE | 12 | 7 | 11 | 0.1965 | 0.2499 | 0.25599
[5 empty] | 8173 | 2017-12-07 | TRUE | 12 | 7 | 12 | 0.147 | 0.2031 | 0.27612
[5 empty] | 8174 | 2017-12-07 | TRUE | 12 | 7 | 13 | 0.15011 | 0.22999 | 0.31338
[5 empty] | 8175 | 2017-12-07 | TRUE | 12 | 7 | 14 | 0.096083 | 0.18635 | 0.23552
[5 empty] | 8176 | 2017-12-07 | TRUE | 12 | 7 | 15 | 0.043881 | 0.080435 | 0.10767
[5 empty] | 8177 | 2017-12-07 | TRUE | 12 | 7 | 16 | 0 | 0 | 0
[5 empty] | 8178 | 2017-12-07 | TRUE | 12 | 7 | 17 | 0 | 0 | 0
[5 empty] | 8179 | 2017-12-07 | TRUE | 12 | 7 | 18 | 0 | 0 | 0
[5 empty] | 8180 | 2017-12-07 | TRUE | 12 | 7 | 19 | 0 | 0 | 0
[5 empty] | 8181 | 2017-12-07 | TRUE | 12 | 7 | 20 | 0 | 0 | 0
[5 empty] | 8182 | 2017-12-07 | TRUE | 12 | 7 | 21 | 0 | 0 | 0
[5 empty] | 8183 | 2017-12-07 | TRUE | 12 | 7 | 22 | 0 | 0 | 0
[5 empty] | 8184 | 2017-12-07 | TRUE | 12 | 7 | 23 | 0 | 0 | 0
[5 empty] | 8185 | 2017-12-08 | TRUE | 12 | 8 | 0 | 0 | 0 | 0
[5 empty] | 8186 | 2017-12-08 | TRUE | 12 | 8 | 1 | 0 | 0 | 0
[5 empty] | 8187 | 2017-12-08 | TRUE | 12 | 8 | 2 | 0 | 0 | 0
[5 empty] | 8188 | 2017-12-08 | TRUE | 12 | 8 | 3 | 0 | 0 | 0
[5 empty] | 8189 | 2017-12-08 | TRUE | 12 | 8 | 4 | 0 | 0 | 0
[5 empty] | 8190 | 2017-12-08 | TRUE | 12 | 8 | 5 | 0 | 0 | 0
[5 empty] | 8191 | 2017-12-08 | TRUE | 12 | 8 | 6 | 0 | 0 | 0
[5 empty] | 8192 | 2017-12-08 | TRUE | 12 | 8 | 7 | 0.0025258 | 0.01844 | 0.025845
[5 empty] | 8193 | 2017-12-08 | TRUE | 12 | 8 | 8 | 0.075491 | 0.1326 | 0.15601
[5 empty] | 8194 | 2017-12-08 | TRUE | 12 | 8 | 9 | 0.1437 | 0.23382 | 0.27844
[5 empty] | 8195 | 2017-12-08 | TRUE | 12 | 8 | 10 | 0.16699 | 0.26577 | 0.28739
[5 empty] | 8196 | 2017-12-08 | TRUE | 12 | 8 | 11 | 0.18343 | 0.28765 | 0.38138
[5 empty] | 8197 | 2017-12-08 | TRUE | 12 | 8 | 12 | 0.22433 | 0.27104 | 0.32452
[5 empty] | 8198 | 2017-12-08 | TRUE | 12 | 8 | 13 | 0.20067 | 0.18882 | 0.2066
[5 empty] | 8199 | 2017-12-08 | TRUE | 12 | 8 | 14 | 0.1545 | 0.12912 | 0.14237
[5 empty] | 8200 | 2017-12-08 | TRUE | 12 | 8 | 15 | 0.085972 | 0.052206 | 0.061307
[5 empty] | 8201 | 2017-12-08 | TRUE | 12 | 8 | 16 | 0 | 0 | 0
[5 empty] | 8202 | 2017-12-08 | TRUE | 12 | 8 | 17 | 0 | 0 | 0
[5 empty] | 8203 | 2017-12-08 | TRUE | 12 | 8 | 18 | 0 | 0 | 0
[5 empty] | 8204 | 2017-12-08 | TRUE | 12 | 8 | 19 | 0 | 0 | 0
[5 empty] | 8205 | 2017-12-08 | TRUE | 12 | 8 | 20 | 0 | 0 | 0
[5 empty] | 8206 | 2017-12-08 | TRUE | 12 | 8 | 21 | 0 | 0 | 0
[5 empty] | 8207 | 2017-12-08 | TRUE | 12 | 8 | 22 | 0 | 0 | 0
[5 empty] | 8208 | 2017-12-08 | TRUE | 12 | 8 | 23 | 0 | 0 | 0
[5 empty] | 8209 | 2017-12-09 | FALSE | 12 | 9 | 0 | 0 | 0 | 0
[5 empty] | 8210 | 2017-12-09 | FALSE | 12 | 9 | 1 | 0 | 0 | 0
[5 empty] | 8211 | 2017-12-09 | FALSE | 12 | 9 | 2 | 0 | 0 | 0
[5 empty] | 8212 | 2017-12-09 | FALSE | 12 | 9 | 3 | 0 | 0 | 0
[5 empty] | 8213 | 2017-12-09 | FALSE | 12 | 9 | 4 | 0 | 0 | 0
[5 empty] | 8214 | 2017-12-09 | FALSE | 12 | 9 | 5 | 0 | 0 | 0
[5 empty] | 8215 | 2017-12-09 | FALSE | 12 | 9 | 6 | 0 | 0 | 0
[5 empty] | 8216 | 2017-12-09 | FALSE | 12 | 9 | 7 | 0.0041773 | 0.018103 | 0.018581
[5 empty] | 8217 | 2017-12-09 | FALSE | 12 | 9 | 8 | 0.082143 | 0.11162 | 0.1106
[5 empty] | 8218 | 2017-12-09 | FALSE | 12 | 9 | 9 | 0.14231 | 0.1938 | 0.19797
[5 empty] | 8219 | 2017-12-09 | FALSE | 12 | 9 | 10 | 0.18604 | 0.20615 | 0.19828
[5 empty] | 8220 | 2017-12-09 | FALSE | 12 | 9 | 11 | 0.23108 | 0.30235 | 0.26587
[5 empty] | 8221 | 2017-12-09 | FALSE | 12 | 9 | 12 | 0.25022 | 0.2484 | 0.2244
[5 empty] | 8222 | 2017-12-09 | FALSE | 12 | 9 | 13 | 0.25644 | 0.22348 | 0.19604
[5 empty] | 8223 | 2017-12-09 | FALSE | 12 | 9 | 14 | 0.18425 | 0.16919 | 0.13487
[5 empty] | 8224 | 2017-12-09 | FALSE | 12 | 9 | 15 | 0.088098 | 0.069407 | 0.056955
[5 empty] | 8225 | 2017-12-09 | FALSE | 12 | 9 | 16 | 0 | 0 | 0
[5 empty] | 8226 | 2017-12-09 | FALSE | 12 | 9 | 17 | 0 | 0 | 0
[5 empty] | 8227 | 2017-12-09 | FALSE | 12 | 9 | 18 | 0 | 0 | 0
[5 empty] | 8228 | 2017-12-09 | FALSE | 12 | 9 | 19 | 0 | 0 | 0
[5 empty] | 8229 | 2017-12-09 | FALSE | 12 | 9 | 20 | 0 | 0 | 0
[5 empty] | 8230 | 2017-12-09 | FALSE | 12 | 9 | 21 | 0 | 0 | 0
[5 empty] | 8231 | 2017-12-09 | FALSE | 12 | 9 | 22 | 0 | 0 | 0
[5 empty] | 8232 | 2017-12-09 | FALSE | 12 | 9 | 23 | 0 | 0 | 0
[5 empty] | 8233 | 2017-12-10 | FALSE | 12 | 10 | 0 | 0 | 0 | 0
[5 empty] | 8234 | 2017-12-10 | FALSE | 12 | 10 | 1 | 0 | 0 | 0
[5 empty] | 8235 | 2017-12-10 | FALSE | 12 | 10 | 2 | 0 | 0 | 0
[5 empty] | 8236 | 2017-12-10 | FALSE | 12 | 10 | 3 | 0 | 0 | 0
[5 empty] | 8237 | 2017-12-10 | FALSE | 12 | 10 | 4 | 0 | 0 | 0
[5 empty] | 8238 | 2017-12-10 | FALSE | 12 | 10 | 5 | 0 | 0 | 0
[5 empty] | 8239 | 2017-12-10 | FALSE | 12 | 10 | 6 | 0 | 0 | 0
[5 empty] | 8240 | 2017-12-10 | FALSE | 12 | 10 | 7 | 0.0042075 | 0.020084 | 0.021856
[5 empty] | 8241 | 2017-12-10 | FALSE | 12 | 10 | 8 | 0.088171 | 0.13242 | 0.14502
[5 empty] | 8242 | 2017-12-10 | FALSE | 12 | 10 | 9 | 0.18375 | 0.24452 | 0.26134
[5 empty] | 8243 | 2017-12-10 | FALSE | 12 | 10 | 10 | 0.24076 | 0.29312 | 0.38308
[5 empty] | 8244 | 2017-12-10 | FALSE | 12 | 10 | 11 | 0.26033 | 0.3576 | 0.38355
[5 empty] | 8245 | 2017-12-10 | FALSE | 12 | 10 | 12 | 0.25647 | 0.31048 | 0.35245
[5 empty] | 8246 | 2017-12-10 | FALSE | 12 | 10 | 13 | 0.19417 | 0.26659 | 0.30668
[5 empty] | 8247 | 2017-12-10 | FALSE | 12 | 10 | 14 | 0.13446 | 0.20524 | 0.21003
[5 empty] | 8248 | 2017-12-10 | FALSE | 12 | 10 | 15 | 0.054184 | 0.076885 | 0.090185
[5 empty] | 8249 | 2017-12-10 | FALSE | 12 | 10 | 16 | 0 | 0 | 0
[5 empty] | 8250 | 2017-12-10 | FALSE | 12 | 10 | 17 | 0 | 0 | 0
[5 empty] | 8251 | 2017-12-10 | FALSE | 12 | 10 | 18 | 0 | 0 | 0
[5 empty] | 8252 | 2017-12-10 | FALSE | 12 | 10 | 19 | 0 | 0 | 0
[5 empty] | 8253 | 2017-12-10 | FALSE | 12 | 10 | 20 | 0 | 0 | 0
[5 empty] | 8254 | 2017-12-10 | FALSE | 12 | 10 | 21 | 0 | 0 | 0
[5 empty] | 8255 | 2017-12-10 | FALSE | 12 | 10 | 22 | 0 | 0 | 0
[5 empty] | 8256 | 2017-12-10 | FALSE | 12 | 10 | 23 | 0 | 0 | 0
[5 empty] | 8257 | 2017-12-11 | TRUE | 12 | 11 | 0 | 0 | 0 | 0
[5 empty] | 8258 | 2017-12-11 | TRUE | 12 | 11 | 1 | 0 | 0 | 0
[5 empty] | 8259 | 2017-12-11 | TRUE | 12 | 11 | 2 | 0 | 0 | 0
[5 empty] | 8260 | 2017-12-11 | TRUE | 12 | 11 | 3 | 0 | 0 | 0
[5 empty] | 8261 | 2017-12-11 | TRUE | 12 | 11 | 4 | 0 | 0 | 0
[5 empty] | 8262 | 2017-12-11 | TRUE | 12 | 11 | 5 | 0 | 0 | 0
[5 empty] | 8263 | 2017-12-11 | TRUE | 12 | 11 | 6 | 0 | 0 | 0
[5 empty] | 8264 | 2017-12-11 | TRUE | 12 | 11 | 7 | 0.0028458 | 0.013146 | 0.016708
[5 empty] | 8265 | 2017-12-11 | TRUE | 12 | 11 | 8 | 0.074946 | 0.10765 | 0.11937
[5 empty] | 8266 | 2017-12-11 | TRUE | 12 | 11 | 9 | 0.14455 | 0.18393 | 0.22358
[5 empty] | 8267 | 2017-12-11 | TRUE | 12 | 11 | 10 | 0.1688 | 0.23874 | 0.28454
[5 empty] | 8268 | 2017-12-11 | TRUE | 12 | 11 | 11 | 0.21779 | 0.34101 | 0.3757
[5 empty] | 8269 | 2017-12-11 | TRUE | 12 | 11 | 12 | 0.18961 | 0.25926 | 0.34361
[5 empty] | 8270 | 2017-12-11 | TRUE | 12 | 11 | 13 | 0.16051 | 0.23887 | 0.29537
[5 empty] | 8271 | 2017-12-11 | TRUE | 12 | 11 | 14 | 0.11217 | 0.15733 | 0.19236
[5 empty] | 8272 | 2017-12-11 | TRUE | 12 | 11 | 15 | 0.044197 | 0.080337 | 0.11235
[5 empty] | 8273 | 2017-12-11 | TRUE | 12 | 11 | 16 | 0 | 0 | 0
[5 empty] | 8274 | 2017-12-11 | TRUE | 12 | 11 | 17 | 0 | 0 | 0
[5 empty] | 8275 | 2017-12-11 | TRUE | 12 | 11 | 18 | 0 | 0 | 0
[5 empty] | 8276 | 2017-12-11 | TRUE | 12 | 11 | 19 | 0 | 0 | 0
[5 empty] | 8277 | 2017-12-11 | TRUE | 12 | 11 | 20 | 0 | 0 | 0
[5 empty] | 8278 | 2017-12-11 | TRUE | 12 | 11 | 21 | 0 | 0 | 0
[5 empty] | 8279 | 2017-12-11 | TRUE | 12 | 11 | 22 | 0 | 0 | 0
[5 empty] | 8280 | 2017-12-11 | TRUE | 12 | 11 | 23 | 0 | 0 | 0
[5 empty] | 8281 | 2017-12-12 | TRUE | 12 | 12 | 0 | 0 | 0 | 0
[5 empty] | 8282 | 2017-12-12 | TRUE | 12 | 12 | 1 | 0 | 0 | 0
[5 empty] | 8283 | 2017-12-12 | TRUE | 12 | 12 | 2 | 0 | 0 | 0
[5 empty] | 8284 | 2017-12-12 | TRUE | 12 | 12 | 3 | 0 | 0 | 0
[5 empty] | 8285 | 2017-12-12 | TRUE | 12 | 12 | 4 | 0 | 0 | 0
[5 empty] | 8286 | 2017-12-12 | TRUE | 12 | 12 | 5 | 0 | 0 | 0
[5 empty] | 8287 | 2017-12-12 | TRUE | 12 | 12 | 6 | 0 | 0 | 0
[5 empty] | 8288 | 2017-12-12 | TRUE | 12 | 12 | 7 | 0.00092428 | 0.0079172 | 0.0093644
[5 empty] | 8289 | 2017-12-12 | TRUE | 12 | 12 | 8 | 0.063538 | 0.096858 | 0.10403
[5 empty] | 8290 | 2017-12-12 | TRUE | 12 | 12 | 9 | 0.12684 | 0.19729 | 0.22963
[5 empty] | 8291 | 2017-12-12 | TRUE | 12 | 12 | 10 | 0.1746 | 0.22728 | 0.26319
[5 empty] | 8292 | 2017-12-12 | TRUE | 12 | 12 | 11 | 0.21239 | 0.26576 | 0.31736
[5 empty] | 8293 | 2017-12-12 | TRUE | 12 | 12 | 12 | 0.20199 | 0.27027 | 0.32644
[5 empty] | 8294 | 2017-12-12 | TRUE | 12 | 12 | 13 | 0.17144 | 0.24702 | 0.25915
[5 empty] | 8295 | 2017-12-12 | TRUE | 12 | 12 | 14 | 0.1129 | 0.15081 | 0.14336
[5 empty] | 8296 | 2017-12-12 | TRUE | 12 | 12 | 15 | 0.048619 | 0.062861 | 0.061501
[5 empty] | 8297 | 2017-12-12 | TRUE | 12 | 12 | 16 | 0 | 0 | 0
[5 empty] | 8298 | 2017-12-12 | TRUE | 12 | 12 | 17 | 0 | 0 | 0
[5 empty] | 8299 | 2017-12-12 | TRUE | 12 | 12 | 18 | 0 | 0 | 0
[5 empty] | 8300 | 2017-12-12 | TRUE | 12 | 12 | 19 | 0 | 0 | 0
[5 empty] | 8301 | 2017-12-12 | TRUE | 12 | 12 | 20 | 0 | 0 | 0
[5 empty] | 8302 | 2017-12-12 | TRUE | 12 | 12 | 21 | 0 | 0 | 0
[5 empty] | 8303 | 2017-12-12 | TRUE | 12 | 12 | 22 | 0 | 0 | 0
[5 empty] | 8304 | 2017-12-12 | TRUE | 12 | 12 | 23 | 0 | 0 | 0
[5 empty] | 8305 | 2017-12-13 | TRUE | 12 | 13 | 0 | 0 | 0 | 0
[5 empty] | 8306 | 2017-12-13 | TRUE | 12 | 13 | 1 | 0 | 0 | 0
[5 empty] | 8307 | 2017-12-13 | TRUE | 12 | 13 | 2 | 0 | 0 | 0
[5 empty] | 8308 | 2017-12-13 | TRUE | 12 | 13 | 3 | 0 | 0 | 0
[5 empty] | 8309 | 2017-12-13 | TRUE | 12 | 13 | 4 | 0 | 0 | 0
[5 empty] | 8310 | 2017-12-13 | TRUE | 12 | 13 | 5 | 0 | 0 | 0
[5 empty] | 8311 | 2017-12-13 | TRUE | 12 | 13 | 6 | 0 | 0 | 0
[5 empty] | 8312 | 2017-12-13 | TRUE | 12 | 13 | 7 | 0.0015656 | 0.0086045 | 0.0062499
[5 empty] | 8313 | 2017-12-13 | TRUE | 12 | 13 | 8 | 0.10286 | 0.09156 | 0.067764
[5 empty] | 8314 | 2017-12-13 | TRUE | 12 | 13 | 9 | 0.22432 | 0.18599 | 0.14628
[5 empty] | 8315 | 2017-12-13 | TRUE | 12 | 13 | 10 | 0.32403 | 0.28816 | 0.20108
[5 empty] | 8316 | 2017-12-13 | TRUE | 12 | 13 | 11 | 0.36619 | 0.3142 | 0.25429
[5 empty] | 8317 | 2017-12-13 | TRUE | 12 | 13 | 12 | 0.35545 | 0.36466 | 0.34612
[5 empty] | 8318 | 2017-12-13 | TRUE | 12 | 13 | 13 | 0.29129 | 0.30927 | 0.2975
[5 empty] | 8319 | 2017-12-13 | TRUE | 12 | 13 | 14 | 0.21141 | 0.22963 | 0.23994
[5 empty] | 8320 | 2017-12-13 | TRUE | 12 | 13 | 15 | 0.095625 | 0.11051 | 0.12469
[5 empty] | 8321 | 2017-12-13 | TRUE | 12 | 13 | 16 | 0 | 0 | 0
[5 empty] | 8322 | 2017-12-13 | TRUE | 12 | 13 | 17 | 0 | 0 | 0
[5 empty] | 8323 | 2017-12-13 | TRUE | 12 | 13 | 18 | 0 | 0 | 0
[5 empty] | 8324 | 2017-12-13 | TRUE | 12 | 13 | 19 | 0 | 0 | 0
[5 empty] | 8325 | 2017-12-13 | TRUE | 12 | 13 | 20 | 0 | 0 | 0
[5 empty] | 8326 | 2017-12-13 | TRUE | 12 | 13 | 21 | 0 | 0 | 0
[5 empty] | 8327 | 2017-12-13 | TRUE | 12 | 13 | 22 | 0 | 0 | 0
[5 empty] | 8328 | 2017-12-13 | TRUE | 12 | 13 | 23 | 0 | 0 | 0
[5 empty] | 8329 | 2017-12-14 | TRUE | 12 | 14 | 0 | 0 | 0 | 0
[5 empty] | 8330 | 2017-12-14 | TRUE | 12 | 14 | 1 | 0 | 0 | 0
[5 empty] | 8331 | 2017-12-14 | TRUE | 12 | 14 | 2 | 0 | 0 | 0
[5 empty] | 8332 | 2017-12-14 | TRUE | 12 | 14 | 3 | 0 | 0 | 0
[5 empty] | 8333 | 2017-12-14 | TRUE | 12 | 14 | 4 | 0 | 0 | 0
[5 empty] | 8334 | 2017-12-14 | TRUE | 12 | 14 | 5 | 0 | 0 | 0
[5 empty] | 8335 | 2017-12-14 | TRUE | 12 | 14 | 6 | 0 | 0 | 0
[5 empty] | 8336 | 2017-12-14 | TRUE | 12 | 14 | 7 | 0.00012962 | 0.0067134 | 0.01252
[5 empty] | 8337 | 2017-12-14 | TRUE | 12 | 14 | 8 | 0.092382 | 0.11057 | 0.1128
[5 empty] | 8338 | 2017-12-14 | TRUE | 12 | 14 | 9 | 0.18536 | 0.20659 | 0.21387
[5 empty] | 8339 | 2017-12-14 | TRUE | 12 | 14 | 10 | 0.28065 | 0.34996 | 0.36029
[5 empty] | 8340 | 2017-12-14 | TRUE | 12 | 14 | 11 | 0.31087 | 0.39287 | 0.36784
[5 empty] | 8341 | 2017-12-14 | TRUE | 12 | 14 | 12 | 0.33204 | 0.40185 | 0.38992
[5 empty] | 8342 | 2017-12-14 | TRUE | 12 | 14 | 13 | 0.28225 | 0.27322 | 0.19818
[5 empty] | 8343 | 2017-12-14 | TRUE | 12 | 14 | 14 | 0.19913 | 0.2222 | 0.20625
[5 empty] | 8344 | 2017-12-14 | TRUE | 12 | 14 | 15 | 0.087717 | 0.08876 | 0.092016
[5 empty] | 8345 | 2017-12-14 | TRUE | 12 | 14 | 16 | 0.00017513 | 0 | 0
[5 empty] | 8346 | 2017-12-14 | TRUE | 12 | 14 | 17 | 0 | 0 | 0
[5 empty] | 8347 | 2017-12-14 | TRUE | 12 | 14 | 18 | 0 | 0 | 0
[5 empty] | 8348 | 2017-12-14 | TRUE | 12 | 14 | 19 | 0 | 0 | 0
[5 empty] | 8349 | 2017-12-14 | TRUE | 12 | 14 | 20 | 0 | 0 | 0
[5 empty] | 8350 | 2017-12-14 | TRUE | 12 | 14 | 21 | 0 | 0 | 0
[5 empty] | 8351 | 2017-12-14 | TRUE | 12 | 14 | 22 | 0 | 0 | 0
[5 empty] | 8352 | 2017-12-14 | TRUE | 12 | 14 | 23 | 0 | 0 | 0
[5 empty] | 8353 | 2017-12-15 | TRUE | 12 | 15 | 0 | 0 | 0 | 0
[5 empty] | 8354 | 2017-12-15 | TRUE | 12 | 15 | 1 | 0 | 0 | 0
[5 empty] | 8355 | 2017-12-15 | TRUE | 12 | 15 | 2 | 0 | 0 | 0
[5 empty] | 8356 | 2017-12-15 | TRUE | 12 | 15 | 3 | 0 | 0 | 0
[5 empty] | 8357 | 2017-12-15 | TRUE | 12 | 15 | 4 | 0 | 0 | 0
[5 empty] | 8358 | 2017-12-15 | TRUE | 12 | 15 | 5 | 0 | 0 | 0
[5 empty] | 8359 | 2017-12-15 | TRUE | 12 | 15 | 6 | 0 | 0 | 0
[5 empty] | 8360 | 2017-12-15 | TRUE | 12 | 15 | 7 | 0.00080362 | 0.010103 | 0.01458
[5 empty] | 8361 | 2017-12-15 | TRUE | 12 | 15 | 8 | 0.088844 | 0.13963 | 0.13106
[5 empty] | 8362 | 2017-12-15 | TRUE | 12 | 15 | 9 | 0.17967 | 0.21366 | 0.20608
[5 empty] | 8363 | 2017-12-15 | TRUE | 12 | 15 | 10 | 0.27514 | 0.30402 | 0.27849
[5 empty] | 8364 | 2017-12-15 | TRUE | 12 | 15 | 11 | 0.30285 | 0.35453 | 0.34715
[5 empty] | 8365 | 2017-12-15 | TRUE | 12 | 15 | 12 | 0.28558 | 0.28707 | 0.26055
[5 empty] | 8366 | 2017-12-15 | TRUE | 12 | 15 | 13 | 0.25368 | 0.24372 | 0.22311
[5 empty] | 8367 | 2017-12-15 | TRUE | 12 | 15 | 14 | 0.18015 | 0.16203 | 0.15419
[5 empty] | 8368 | 2017-12-15 | TRUE | 12 | 15 | 15 | 0.081547 | 0.07042 | 0.0558
[5 empty] | 8369 | 2017-12-15 | TRUE | 12 | 15 | 16 | 0 | 0 | 0
[5 empty] | 8370 | 2017-12-15 | TRUE | 12 | 15 | 17 | 0 | 0 | 0
[5 empty] | 8371 | 2017-12-15 | TRUE | 12 | 15 | 18 | 0 | 0 | 0
[5 empty] | 8372 | 2017-12-15 | TRUE | 12 | 15 | 19 | 0 | 0 | 0
[5 empty] | 8373 | 2017-12-15 | TRUE | 12 | 15 | 20 | 0 | 0 | 0
[5 empty] | 8374 | 2017-12-15 | TRUE | 12 | 15 | 21 | 0 | 0 | 0
[5 empty] | 8375 | 2017-12-15 | TRUE | 12 | 15 | 22 | 0 | 0 | 0
[5 empty] | 8376 | 2017-12-15 | TRUE | 12 | 15 | 23 | 0 | 0 | 0
[5 empty] | 8377 | 2017-12-16 | FALSE | 12 | 16 | 0 | 0 | 0 | 0
[5 empty] | 8378 | 2017-12-16 | FALSE | 12 | 16 | 1 | 0 | 0 | 0
[5 empty] | 8379 | 2017-12-16 | FALSE | 12 | 16 | 2 | 0 | 0 | 0
[5 empty] | 8380 | 2017-12-16 | FALSE | 12 | 16 | 3 | 0 | 0 | 0
[5 empty] | 8381 | 2017-12-16 | FALSE | 12 | 16 | 4 | 0 | 0 | 0
[5 empty] | 8382 | 2017-12-16 | FALSE | 12 | 16 | 5 | 0 | 0 | 0
[5 empty] | 8383 | 2017-12-16 | FALSE | 12 | 16 | 6 | 0 | 0 | 0
[5 empty] | 8384 | 2017-12-16 | FALSE | 12 | 16 | 7 | 0.00024197 | 0.0053501 | 0.0090064
[5 empty] | 8385 | 2017-12-16 | FALSE | 12 | 16 | 8 | 0.042239 | 0.10277 | 0.10408
[5 empty] | 8386 | 2017-12-16 | FALSE | 12 | 16 | 9 | 0.096929 | 0.19578 | 0.17043
[5 empty] | 8387 | 2017-12-16 | FALSE | 12 | 16 | 10 | 0.12308 | 0.2265 | 0.16865
[5 empty] | 8388 | 2017-12-16 | FALSE | 12 | 16 | 11 | 0.10829 | 0.24077 | 0.2743
[5 empty] | 8389 | 2017-12-16 | FALSE | 12 | 16 | 12 | 0.11592 | 0.21332 | 0.24284
[5 empty] | 8390 | 2017-12-16 | FALSE | 12 | 16 | 13 | 0.082156 | 0.093153 | 0.090778
[5 empty] | 8391 | 2017-12-16 | FALSE | 12 | 16 | 14 | 0.13019 | 0.099872 | 0.085786
[5 empty] | 8392 | 2017-12-16 | FALSE | 12 | 16 | 15 | 0.054631 | 0.039124 | 0.027993
[5 empty] | 8393 | 2017-12-16 | FALSE | 12 | 16 | 16 | 0.00015903 | 0 | 0
[5 empty] | 8394 | 2017-12-16 | FALSE | 12 | 16 | 17 | 0 | 0 | 0
[5 empty] | 8395 | 2017-12-16 | FALSE | 12 | 16 | 18 | 0 | 0 | 0
[5 empty] | 8396 | 2017-12-16 | FALSE | 12 | 16 | 19 | 0 | 0 | 0
[5 empty] | 8397 | 2017-12-16 | FALSE | 12 | 16 | 20 | 0 | 0 | 0
[5 empty] | 8398 | 2017-12-16 | FALSE | 12 | 16 | 21 | 0 | 0 | 0
[5 empty] | 8399 | 2017-12-16 | FALSE | 12 | 16 | 22 | 0 | 0 | 0
[5 empty] | 8400 | 2017-12-16 | FALSE | 12 | 16 | 23 | 0 | 0 | 0
[5 empty] | 8401 | 2017-12-17 | FALSE | 12 | 17 | 0 | 0 | 0 | 0
[5 empty] | 8402 | 2017-12-17 | FALSE | 12 | 17 | 1 | 0 | 0 | 0
[5 empty] | 8403 | 2017-12-17 | FALSE | 12 | 17 | 2 | 0 | 0 | 0
[5 empty] | 8404 | 2017-12-17 | FALSE | 12 | 17 | 3 | 0 | 0 | 0
[5 empty] | 8405 | 2017-12-17 | FALSE | 12 | 17 | 4 | 0 | 0 | 0
[5 empty] | 8406 | 2017-12-17 | FALSE | 12 | 17 | 5 | 0 | 0 | 0
[5 empty] | 8407 | 2017-12-17 | FALSE | 12 | 17 | 6 | 0 | 0 | 0
[5 empty] | 8408 | 2017-12-17 | FALSE | 12 | 17 | 7 | 0 | 0.0014821 | 0.0029641
[5 empty] | 8409 | 2017-12-17 | FALSE | 12 | 17 | 8 | 0.058426 | 0.065446 | 0.045625
[5 empty] | 8410 | 2017-12-17 | FALSE | 12 | 17 | 9 | 0.11557 | 0.14352 | 0.10659
[5 empty] | 8411 | 2017-12-17 | FALSE | 12 | 17 | 10 | 0.1834 | 0.20197 | 0.15509
[5 empty] | 8412 | 2017-12-17 | FALSE | 12 | 17 | 11 | 0.21293 | 0.21279 | 0.22084
[5 empty] | 8413 | 2017-12-17 | FALSE | 12 | 17 | 12 | 0.21405 | 0.20457 | 0.24029
[5 empty] | 8414 | 2017-12-17 | FALSE | 12 | 17 | 13 | 0.18801 | 0.18096 | 0.20038
[5 empty] | 8415 | 2017-12-17 | FALSE | 12 | 17 | 14 | 0.11429 | 0.11167 | 0.13091
[5 empty] | 8416 | 2017-12-17 | FALSE | 12 | 17 | 15 | 0.05658 | 0.052248 | 0.065125
[5 empty] | 8417 | 2017-12-17 | FALSE | 12 | 17 | 16 | 0.00044224 | 0 | 0
[5 empty] | 8418 | 2017-12-17 | FALSE | 12 | 17 | 17 | 0 | 0 | 0
[5 empty] | 8419 | 2017-12-17 | FALSE | 12 | 17 | 18 | 0 | 0 | 0
[5 empty] | 8420 | 2017-12-17 | FALSE | 12 | 17 | 19 | 0 | 0 | 0
[5 empty] | 8421 | 2017-12-17 | FALSE | 12 | 17 | 20 | 0 | 0 | 0
[5 empty] | 8422 | 2017-12-17 | FALSE | 12 | 17 | 21 | 0 | 0 | 0
[5 empty] | 8423 | 2017-12-17 | FALSE | 12 | 17 | 22 | 0 | 0 | 0
[5 empty] | 8424 | 2017-12-17 | FALSE | 12 | 17 | 23 | 0 | 0 | 0
[5 empty] | 8425 | 2017-12-18 | TRUE | 12 | 18 | 0 | 0 | 0 | 0
[5 empty] | 8426 | 2017-12-18 | TRUE | 12 | 18 | 1 | 0 | 0 | 0
[5 empty] | 8427 | 2017-12-18 | TRUE | 12 | 18 | 2 | 0 | 0 | 0
[5 empty] | 8428 | 2017-12-18 | TRUE | 12 | 18 | 3 | 0 | 0 | 0
[5 empty] | 8429 | 2017-12-18 | TRUE | 12 | 18 | 4 | 0 | 0 | 0
[5 empty] | 8430 | 2017-12-18 | TRUE | 12 | 18 | 5 | 0 | 0 | 0
[5 empty] | 8431 | 2017-12-18 | TRUE | 12 | 18 | 6 | 0 | 0 | 0
[5 empty] | 8432 | 2017-12-18 | TRUE | 12 | 18 | 7 | 0 | 0.0020281 | 0.0040561
[5 empty] | 8433 | 2017-12-18 | TRUE | 12 | 18 | 8 | 0.063919 | 0.079512 | 0.089523
[5 empty] | 8434 | 2017-12-18 | TRUE | 12 | 18 | 9 | 0.13698 | 0.13661 | 0.15746
[5 empty] | 8435 | 2017-12-18 | TRUE | 12 | 18 | 10 | 0.20628 | 0.23481 | 0.26765
[5 empty] | 8436 | 2017-12-18 | TRUE | 12 | 18 | 11 | 0.23041 | 0.22881 | 0.25879
[5 empty] | 8437 | 2017-12-18 | TRUE | 12 | 18 | 12 | 0.21225 | 0.23616 | 0.28679
[5 empty] | 8438 | 2017-12-18 | TRUE | 12 | 18 | 13 | 0.21071 | 0.2203 | 0.25011
[5 empty] | 8439 | 2017-12-18 | TRUE | 12 | 18 | 14 | 0.12649 | 0.15311 | 0.18682
[5 empty] | 8440 | 2017-12-18 | TRUE | 12 | 18 | 15 | 0.059001 | 0.079998 | 0.11081
[5 empty] | 8441 | 2017-12-18 | TRUE | 12 | 18 | 16 | 0.00021704 | 0 | 0
[5 empty] | 8442 | 2017-12-18 | TRUE | 12 | 18 | 17 | 0 | 0 | 0
[5 empty] | 8443 | 2017-12-18 | TRUE | 12 | 18 | 18 | 0 | 0 | 0
[5 empty] | 8444 | 2017-12-18 | TRUE | 12 | 18 | 19 | 0 | 0 | 0
[5 empty] | 8445 | 2017-12-18 | TRUE | 12 | 18 | 20 | 0 | 0 | 0
[5 empty] | 8446 | 2017-12-18 | TRUE | 12 | 18 | 21 | 0 | 0 | 0
[5 empty] | 8447 | 2017-12-18 | TRUE | 12 | 18 | 22 | 0 | 0 | 0
[5 empty] | 8448 | 2017-12-18 | TRUE | 12 | 18 | 23 | 0 | 0 | 0
[5 empty] | 8449 | 2017-12-19 | TRUE | 12 | 19 | 0 | 0 | 0 | 0
[5 empty] | 8450 | 2017-12-19 | TRUE | 12 | 19 | 1 | 0 | 0 | 0
[5 empty] | 8451 | 2017-12-19 | TRUE | 12 | 19 | 2 | 0 | 0 | 0
[5 empty] | 8452 | 2017-12-19 | TRUE | 12 | 19 | 3 | 0 | 0 | 0
[5 empty] | 8453 | 2017-12-19 | TRUE | 12 | 19 | 4 | 0 | 0 | 0
[5 empty] | 8454 | 2017-12-19 | TRUE | 12 | 19 | 5 | 0 | 0 | 0
[5 empty] | 8455 | 2017-12-19 | TRUE | 12 | 19 | 6 | 0 | 0 | 0
[5 empty] | 8456 | 2017-12-19 | TRUE | 12 | 19 | 7 | 0 | 0.0066327 | 0.013265
[5 empty] | 8457 | 2017-12-19 | TRUE | 12 | 19 | 8 | 0.086165 | 0.11351 | 0.15927
[5 empty] | 8458 | 2017-12-19 | TRUE | 12 | 19 | 9 | 0.174 | 0.21509 | 0.23886
[5 empty] | 8459 | 2017-12-19 | TRUE | 12 | 19 | 10 | 0.19461 | 0.23621 | 0.31646
[5 empty] | 8460 | 2017-12-19 | TRUE | 12 | 19 | 11 | 0.20291 | 0.2502 | 0.32213
[5 empty] | 8461 | 2017-12-19 | TRUE | 12 | 19 | 12 | 0.20352 | 0.29465 | 0.39091
[5 empty] | 8462 | 2017-12-19 | TRUE | 12 | 19 | 13 | 0.17292 | 0.25372 | 0.34237
[5 empty] | 8463 | 2017-12-19 | TRUE | 12 | 19 | 14 | 0.18133 | 0.19411 | 0.24153
[5 empty] | 8464 | 2017-12-19 | TRUE | 12 | 19 | 15 | 0.092778 | 0.095243 | 0.10052
[5 empty] | 8465 | 2017-12-19 | TRUE | 12 | 19 | 16 | 0.00094968 | 0 | 0
[5 empty] | 8466 | 2017-12-19 | TRUE | 12 | 19 | 17 | 0 | 0 | 0
[5 empty] | 8467 | 2017-12-19 | TRUE | 12 | 19 | 18 | 0 | 0 | 0
[5 empty] | 8468 | 2017-12-19 | TRUE | 12 | 19 | 19 | 0 | 0 | 0
[5 empty] | 8469 | 2017-12-19 | TRUE | 12 | 19 | 20 | 0 | 0 | 0
[5 empty] | 8470 | 2017-12-19 | TRUE | 12 | 19 | 21 | 0 | 0 | 0
[5 empty] | 8471 | 2017-12-19 | TRUE | 12 | 19 | 22 | 0 | 0 | 0
[5 empty] | 8472 | 2017-12-19 | TRUE | 12 | 19 | 23 | 0 | 0 | 0
[5 empty] | 8473 | 2017-12-20 | TRUE | 12 | 20 | 0 | 0 | 0 | 0
[5 empty] | 8474 | 2017-12-20 | TRUE | 12 | 20 | 1 | 0 | 0 | 0
[5 empty] | 8475 | 2017-12-20 | TRUE | 12 | 20 | 2 | 0 | 0 | 0
[5 empty] | 8476 | 2017-12-20 | TRUE | 12 | 20 | 3 | 0 | 0 | 0
[5 empty] | 8477 | 2017-12-20 | TRUE | 12 | 20 | 4 | 0 | 0 | 0
[5 empty] | 8478 | 2017-12-20 | TRUE | 12 | 20 | 5 | 0 | 0 | 0
[5 empty] | 8479 | 2017-12-20 | TRUE | 12 | 20 | 6 | 0 | 0 | 0
[5 empty] | 8480 | 2017-12-20 | TRUE | 12 | 20 | 7 | 0 | 0.005297 | 0.010594
[5 empty] | 8481 | 2017-12-20 | TRUE | 12 | 20 | 8 | 0.073059 | 0.11912 | 0.13103
[5 empty] | 8482 | 2017-12-20 | TRUE | 12 | 20 | 9 | 0.1548 | 0.2477 | 0.24724
[5 empty] | 8483 | 2017-12-20 | TRUE | 12 | 20 | 10 | 0.17712 | 0.29374 | 0.29746
[5 empty] | 8484 | 2017-12-20 | TRUE | 12 | 20 | 11 | 0.18381 | 0.30381 | 0.3413
[5 empty] | 8485 | 2017-12-20 | TRUE | 12 | 20 | 12 | 0.17612 | 0.27359 | 0.32249
[5 empty] | 8486 | 2017-12-20 | TRUE | 12 | 20 | 13 | 0.15278 | 0.24902 | 0.24453
[5 empty] | 8487 | 2017-12-20 | TRUE | 12 | 20 | 14 | 0.10966 | 0.14229 | 0.11072
[5 empty] | 8488 | 2017-12-20 | TRUE | 12 | 20 | 15 | 0.051449 | 0.060099 | 0.046352
[5 empty] | 8489 | 2017-12-20 | TRUE | 12 | 20 | 16 | 7.1533e-05 | 0 | 0
[5 empty] | 8490 | 2017-12-20 | TRUE | 12 | 20 | 17 | 0 | 0 | 0
[5 empty] | 8491 | 2017-12-20 | TRUE | 12 | 20 | 18 | 0 | 0 | 0
[5 empty] | 8492 | 2017-12-20 | TRUE | 12 | 20 | 19 | 0 | 0 | 0
[5 empty] | 8493 | 2017-12-20 | TRUE | 12 | 20 | 20 | 0 | 0 | 0
[5 empty] | 8494 | 2017-12-20 | TRUE | 12 | 20 | 21 | 0 | 0 | 0
[5 empty] | 8495 | 2017-12-20 | TRUE | 12 | 20 | 22 | 0 | 0 | 0
[5 empty] | 8496 | 2017-12-20 | TRUE | 12 | 20 | 23 | 0 | 0 | 0
[5 empty] | 8497 | 2017-12-21 | TRUE | 12 | 21 | 0 | 0 | 0 | 0
[5 empty] | 8498 | 2017-12-21 | TRUE | 12 | 21 | 1 | 0 | 0 | 0
[5 empty] | 8499 | 2017-12-21 | TRUE | 12 | 21 | 2 | 0 | 0 | 0
[5 empty] | 8500 | 2017-12-21 | TRUE | 12 | 21 | 3 | 0 | 0 | 0
[5 empty] | 8501 | 2017-12-21 | TRUE | 12 | 21 | 4 | 0 | 0 | 0
[5 empty] | 8502 | 2017-12-21 | TRUE | 12 | 21 | 5 | 0 | 0 | 0
[5 empty] | 8503 | 2017-12-21 | TRUE | 12 | 21 | 6 | 0 | 0 | 0
[5 empty] | 8504 | 2017-12-21 | TRUE | 12 | 21 | 7 | 0 | 0.0022685 | 0.0045371
[5 empty] | 8505 | 2017-12-21 | TRUE | 12 | 21 | 8 | 0.052267 | 0.067969 | 0.080981
[5 empty] | 8506 | 2017-12-21 | TRUE | 12 | 21 | 9 | 0.1104 | 0.12775 | 0.14039
[5 empty] | 8507 | 2017-12-21 | TRUE | 12 | 21 | 10 | 0.131 | 0.17433 | 0.19546
[5 empty] | 8508 | 2017-12-21 | TRUE | 12 | 21 | 11 | 0.15747 | 0.24199 | 0.26218
[5 empty] | 8509 | 2017-12-21 | TRUE | 12 | 21 | 12 | 0.18338 | 0.27386 | 0.29742
[5 empty] | 8510 | 2017-12-21 | TRUE | 12 | 21 | 13 | 0.15733 | 0.24474 | 0.27598
[5 empty] | 8511 | 2017-12-21 | TRUE | 12 | 21 | 14 | 0.11219 | 0.17887 | 0.20859
[5 empty] | 8512 | 2017-12-21 | TRUE | 12 | 21 | 15 | 0.052997 | 0.07314 | 0.086645
[5 empty] | 8513 | 2017-12-21 | TRUE | 12 | 21 | 16 | 0.00063602 | 0 | 0
[5 empty] | 8514 | 2017-12-21 | TRUE | 12 | 21 | 17 | 0 | 0 | 0
[5 empty] | 8515 | 2017-12-21 | TRUE | 12 | 21 | 18 | 0 | 0 | 0
[5 empty] | 8516 | 2017-12-21 | TRUE | 12 | 21 | 19 | 0 | 0 | 0
[5 empty] | 8517 | 2017-12-21 | TRUE | 12 | 21 | 20 | 0 | 0 | 0
[5 empty] | 8518 | 2017-12-21 | TRUE | 12 | 21 | 21 | 0 | 0 | 0
[5 empty] | 8519 | 2017-12-21 | TRUE | 12 | 21 | 22 | 0 | 0 | 0
[5 empty] | 8520 | 2017-12-21 | TRUE | 12 | 21 | 23 | 0 | 0 | 0
[5 empty] | 8521 | 2017-12-22 | TRUE | 12 | 22 | 0 | 0 | 0 | 0
[5 empty] | 8522 | 2017-12-22 | TRUE | 12 | 22 | 1 | 0 | 0 | 0
[5 empty] | 8523 | 2017-12-22 | TRUE | 12 | 22 | 2 | 0 | 0 | 0
[5 empty] | 8524 | 2017-12-22 | TRUE | 12 | 22 | 3 | 0 | 0 | 0
[5 empty] | 8525 | 2017-12-22 | TRUE | 12 | 22 | 4 | 0 | 0 | 0
[5 empty] | 8526 | 2017-12-22 | TRUE | 12 | 22 | 5 | 0 | 0 | 0
[5 empty] | 8527 | 2017-12-22 | TRUE | 12 | 22 | 6 | 0 | 0 | 0
[5 empty] | 8528 | 2017-12-22 | TRUE | 12 | 22 | 7 | 0 | 0.0011865 | 0.002373
[5 empty] | 8529 | 2017-12-22 | TRUE | 12 | 22 | 8 | 0.055981 | 0.081678 | 0.081302
[5 empty] | 8530 | 2017-12-22 | TRUE | 12 | 22 | 9 | 0.11928 | 0.14907 | 0.12267
[5 empty] | 8531 | 2017-12-22 | TRUE | 12 | 22 | 10 | 0.15337 | 0.17122 | 0.15281
[5 empty] | 8532 | 2017-12-22 | TRUE | 12 | 22 | 11 | 0.18692 | 0.20046 | 0.1642
[5 empty] | 8533 | 2017-12-22 | TRUE | 12 | 22 | 12 | 0.17987 | 0.20164 | 0.20027
[5 empty] | 8534 | 2017-12-22 | TRUE | 12 | 22 | 13 | 0.13956 | 0.14857 | 0.13884
[5 empty] | 8535 | 2017-12-22 | TRUE | 12 | 22 | 14 | 0.10024 | 0.091797 | 0.088653
[5 empty] | 8536 | 2017-12-22 | TRUE | 12 | 22 | 15 | 0.042995 | 0.049814 | 0.050544
[5 empty] | 8537 | 2017-12-22 | TRUE | 12 | 22 | 16 | 0.00029509 | 0 | 0
[5 empty] | 8538 | 2017-12-22 | TRUE | 12 | 22 | 17 | 0 | 0 | 0
[5 empty] | 8539 | 2017-12-22 | TRUE | 12 | 22 | 18 | 0 | 0 | 0
[5 empty] | 8540 | 2017-12-22 | TRUE | 12 | 22 | 19 | 0 | 0 | 0
[5 empty] | 8541 | 2017-12-22 | TRUE | 12 | 22 | 20 | 0 | 0 | 0
[5 empty] | 8542 | 2017-12-22 | TRUE | 12 | 22 | 21 | 0 | 0 | 0
[5 empty] | 8543 | 2017-12-22 | TRUE | 12 | 22 | 22 | 0 | 0 | 0
[5 empty] | 8544 | 2017-12-22 | TRUE | 12 | 22 | 23 | 0 | 0 | 0
[5 empty] | 8545 | 2017-12-23 | FALSE | 12 | 23 | 0 | 0 | 0 | 0
[5 empty] | 8546 | 2017-12-23 | FALSE | 12 | 23 | 1 | 0 | 0 | 0
[5 empty] | 8547 | 2017-12-23 | FALSE | 12 | 23 | 2 | 0 | 0 | 0
[5 empty] | 8548 | 2017-12-23 | FALSE | 12 | 23 | 3 | 0 | 0 | 0
[5 empty] | 8549 | 2017-12-23 | FALSE | 12 | 23 | 4 | 0 | 0 | 0
[5 empty] | 8550 | 2017-12-23 | FALSE | 12 | 23 | 5 | 0 | 0 | 0
[5 empty] | 8551 | 2017-12-23 | FALSE | 12 | 23 | 6 | 0 | 0 | 0
[5 empty] | 8552 | 2017-12-23 | FALSE | 12 | 23 | 7 | 0 | 0.0033294 | 0.0066588
[5 empty] | 8553 | 2017-12-23 | FALSE | 12 | 23 | 8 | 0.040757 | 0.064694 | 0.063004
[5 empty] | 8554 | 2017-12-23 | FALSE | 12 | 23 | 9 | 0.094046 | 0.12956 | 0.12322
[5 empty] | 8555 | 2017-12-23 | FALSE | 12 | 23 | 10 | 0.10904 | 0.18069 | 0.20328
[5 empty] | 8556 | 2017-12-23 | FALSE | 12 | 23 | 11 | 0.1014 | 0.1499 | 0.16113
[5 empty] | 8557 | 2017-12-23 | FALSE | 12 | 23 | 12 | 0.12634 | 0.1923 | 0.17966
[5 empty] | 8558 | 2017-12-23 | FALSE | 12 | 23 | 13 | 0.11168 | 0.17477 | 0.19157
[5 empty] | 8559 | 2017-12-23 | FALSE | 12 | 23 | 14 | 0.060597 | 0.090704 | 0.12365
[5 empty] | 8560 | 2017-12-23 | FALSE | 12 | 23 | 15 | 0.030878 | 0.047864 | 0.072261
[5 empty] | 8561 | 2017-12-23 | FALSE | 12 | 23 | 16 | 0.00041618 | 0 | 0
[5 empty] | 8562 | 2017-12-23 | FALSE | 12 | 23 | 17 | 0 | 0 | 0
[5 empty] | 8563 | 2017-12-23 | FALSE | 12 | 23 | 18 | 0 | 0 | 0
[5 empty] | 8564 | 2017-12-23 | FALSE | 12 | 23 | 19 | 0 | 0 | 0
[5 empty] | 8565 | 2017-12-23 | FALSE | 12 | 23 | 20 | 0 | 0 | 0
[5 empty] | 8566 | 2017-12-23 | FALSE | 12 | 23 | 21 | 0 | 0 | 0
[5 empty] | 8567 | 2017-12-23 | FALSE | 12 | 23 | 22 | 0 | 0 | 0
[5 empty] | 8568 | 2017-12-23 | FALSE | 12 | 23 | 23 | 0 | 0 | 0
[5 empty] | 8569 | 2017-12-24 | FALSE | 12 | 24 | 0 | 0 | 0 | 0
[5 empty] | 8570 | 2017-12-24 | FALSE | 12 | 24 | 1 | 0 | 0 | 0
[5 empty] | 8571 | 2017-12-24 | FALSE | 12 | 24 | 2 | 0 | 0 | 0
[5 empty] | 8572 | 2017-12-24 | FALSE | 12 | 24 | 3 | 0 | 0 | 0
[5 empty] | 8573 | 2017-12-24 | FALSE | 12 | 24 | 4 | 0 | 0 | 0
[5 empty] | 8574 | 2017-12-24 | FALSE | 12 | 24 | 5 | 0 | 0 | 0
[5 empty] | 8575 | 2017-12-24 | FALSE | 12 | 24 | 6 | 0 | 0 | 0
[5 empty] | 8576 | 2017-12-24 | FALSE | 12 | 24 | 7 | 0 | 0.0053536 | 0.010707
[5 empty] | 8577 | 2017-12-24 | FALSE | 12 | 24 | 8 | 0.066962 | 0.1035 | 0.13828
[5 empty] | 8578 | 2017-12-24 | FALSE | 12 | 24 | 9 | 0.14013 | 0.20849 | 0.26541
[5 empty] | 8579 | 2017-12-24 | FALSE | 12 | 24 | 10 | 0.20613 | 0.30264 | 0.31077
[5 empty] | 8580 | 2017-12-24 | FALSE | 12 | 24 | 11 | 0.27275 | 0.28093 | 0.37254
[5 empty] | 8581 | 2017-12-24 | FALSE | 12 | 24 | 12 | 0.26968 | 0.30962 | 0.36354
[5 empty] | 8582 | 2017-12-24 | FALSE | 12 | 24 | 13 | 0.23885 | 0.2862 | 0.33683
[5 empty] | 8583 | 2017-12-24 | FALSE | 12 | 24 | 14 | 0.19309 | 0.21026 | 0.23946
[5 empty] | 8584 | 2017-12-24 | FALSE | 12 | 24 | 15 | 0.085987 | 0.087513 | 0.095311
[5 empty] | 8585 | 2017-12-24 | FALSE | 12 | 24 | 16 | 0.00023353 | 0 | 0
[5 empty] | 8586 | 2017-12-24 | FALSE | 12 | 24 | 17 | 0 | 0 | 0
[5 empty] | 8587 | 2017-12-24 | FALSE | 12 | 24 | 18 | 0 | 0 | 0
[5 empty] | 8588 | 2017-12-24 | FALSE | 12 | 24 | 19 | 0 | 0 | 0
[5 empty] | 8589 | 2017-12-24 | FALSE | 12 | 24 | 20 | 0 | 0 | 0
[5 empty] | 8590 | 2017-12-24 | FALSE | 12 | 24 | 21 | 0 | 0 | 0
[5 empty] | 8591 | 2017-12-24 | FALSE | 12 | 24 | 22 | 0 | 0 | 0
[5 empty] | 8592 | 2017-12-24 | FALSE | 12 | 24 | 23 | 0 | 0 | 0
[5 empty] | 8593 | 2017-12-25 | TRUE | 12 | 25 | 0 | 0 | 0 | 0
[5 empty] | 8594 | 2017-12-25 | TRUE | 12 | 25 | 1 | 0 | 0 | 0
[5 empty] | 8595 | 2017-12-25 | TRUE | 12 | 25 | 2 | 0 | 0 | 0
[5 empty] | 8596 | 2017-12-25 | TRUE | 12 | 25 | 3 | 0 | 0 | 0
[5 empty] | 8597 | 2017-12-25 | TRUE | 12 | 25 | 4 | 0 | 0 | 0
[5 empty] | 8598 | 2017-12-25 | TRUE | 12 | 25 | 5 | 0 | 0 | 0
[5 empty] | 8599 | 2017-12-25 | TRUE | 12 | 25 | 6 | 0 | 0 | 0
[5 empty] | 8600 | 2017-12-25 | TRUE | 12 | 25 | 7 | 0 | 0.00055254 | 0.0011051
[5 empty] | 8601 | 2017-12-25 | TRUE | 12 | 25 | 8 | 0.049936 | 0.08158 | 0.077695
[5 empty] | 8602 | 2017-12-25 | TRUE | 12 | 25 | 9 | 0.090893 | 0.1243 | 0.13037
[5 empty] | 8603 | 2017-12-25 | TRUE | 12 | 25 | 10 | 0.13488 | 0.18827 | 0.19206
[5 empty] | 8604 | 2017-12-25 | TRUE | 12 | 25 | 11 | 0.18379 | 0.20325 | 0.24106
[5 empty] | 8605 | 2017-12-25 | TRUE | 12 | 25 | 12 | 0.18525 | 0.1299 | 0.1147
[5 empty] | 8606 | 2017-12-25 | TRUE | 12 | 25 | 13 | 0.16822 | 0.14709 | 0.081377
[5 empty] | 8607 | 2017-12-25 | TRUE | 12 | 25 | 14 | 0.13031 | 0.17029 | 0.15834
[5 empty] | 8608 | 2017-12-25 | TRUE | 12 | 25 | 15 | 0.07023 | 0.088504 | 0.093909
[5 empty] | 8609 | 2017-12-25 | TRUE | 12 | 25 | 16 | 0.00057874 | 0 | 0
[5 empty] | 8610 | 2017-12-25 | TRUE | 12 | 25 | 17 | 0 | 0 | 0
[5 empty] | 8611 | 2017-12-25 | TRUE | 12 | 25 | 18 | 0 | 0 | 0
[5 empty] | 8612 | 2017-12-25 | TRUE | 12 | 25 | 19 | 0 | 0 | 0
[5 empty] | 8613 | 2017-12-25 | TRUE | 12 | 25 | 20 | 0 | 0 | 0
[5 empty] | 8614 | 2017-12-25 | TRUE | 12 | 25 | 21 | 0 | 0 | 0
[5 empty] | 8615 | 2017-12-25 | TRUE | 12 | 25 | 22 | 0 | 0 | 0
[5 empty] | 8616 | 2017-12-25 | TRUE | 12 | 25 | 23 | 0 | 0 | 0
[5 empty] | 8617 | 2017-12-26 | TRUE | 12 | 26 | 0 | 0 | 0 | 0
[5 empty] | 8618 | 2017-12-26 | TRUE | 12 | 26 | 1 | 0 | 0 | 0
[5 empty] | 8619 | 2017-12-26 | TRUE | 12 | 26 | 2 | 0 | 0 | 0
[5 empty] | 8620 | 2017-12-26 | TRUE | 12 | 26 | 3 | 0 | 0 | 0
[5 empty] | 8621 | 2017-12-26 | TRUE | 12 | 26 | 4 | 0 | 0 | 0
[5 empty] | 8622 | 2017-12-26 | TRUE | 12 | 26 | 5 | 0 | 0 | 0
[5 empty] | 8623 | 2017-12-26 | TRUE | 12 | 26 | 6 | 0 | 0 | 0
[5 empty] | 8624 | 2017-12-26 | TRUE | 12 | 26 | 7 | 0 | 0 | 0
[5 empty] | 8625 | 2017-12-26 | TRUE | 12 | 26 | 8 | 0.064761 | 0.078252 | 0.059111
[5 empty] | 8626 | 2017-12-26 | TRUE | 12 | 26 | 9 | 0.14282 | 0.1057 | 0.086291
[5 empty] | 8627 | 2017-12-26 | TRUE | 12 | 26 | 10 | 0.15998 | 0.14599 | 0.12266
[5 empty] | 8628 | 2017-12-26 | TRUE | 12 | 26 | 11 | 0.22315 | 0.26592 | 0.22912
[5 empty] | 8629 | 2017-12-26 | TRUE | 12 | 26 | 12 | 0.15908 | 0.18955 | 0.2155
[5 empty] | 8630 | 2017-12-26 | TRUE | 12 | 26 | 13 | 0.14408 | 0.21799 | 0.28011
[5 empty] | 8631 | 2017-12-26 | TRUE | 12 | 26 | 14 | 0.14219 | 0.16071 | 0.2055
[5 empty] | 8632 | 2017-12-26 | TRUE | 12 | 26 | 15 | 0.077444 | 0.074599 | 0.097792
[5 empty] | 8633 | 2017-12-26 | TRUE | 12 | 26 | 16 | 0.0012564 | 0 | 0
[5 empty] | 8634 | 2017-12-26 | TRUE | 12 | 26 | 17 | 0 | 0 | 0
[5 empty] | 8635 | 2017-12-26 | TRUE | 12 | 26 | 18 | 0 | 0 | 0
[5 empty] | 8636 | 2017-12-26 | TRUE | 12 | 26 | 19 | 0 | 0 | 0
[5 empty] | 8637 | 2017-12-26 | TRUE | 12 | 26 | 20 | 0 | 0 | 0
[5 empty] | 8638 | 2017-12-26 | TRUE | 12 | 26 | 21 | 0 | 0 | 0
[5 empty] | 8639 | 2017-12-26 | TRUE | 12 | 26 | 22 | 0 | 0 | 0
[5 empty] | 8640 | 2017-12-26 | TRUE | 12 | 26 | 23 | 0 | 0 | 0
[5 empty] | 8641 | 2017-12-27 | TRUE | 12 | 27 | 0 | 0 | 0 | 0
[5 empty] | 8642 | 2017-12-27 | TRUE | 12 | 27 | 1 | 0 | 0 | 0
[5 empty] | 8643 | 2017-12-27 | TRUE | 12 | 27 | 2 | 0 | 0 | 0
[5 empty] | 8644 | 2017-12-27 | TRUE | 12 | 27 | 3 | 0 | 0 | 0
[5 empty] | 8645 | 2017-12-27 | TRUE | 12 | 27 | 4 | 0 | 0 | 0
[5 empty] | 8646 | 2017-12-27 | TRUE | 12 | 27 | 5 | 0 | 0 | 0
[5 empty] | 8647 | 2017-12-27 | TRUE | 12 | 27 | 6 | 0 | 0 | 0
[5 empty] | 8648 | 2017-12-27 | TRUE | 12 | 27 | 7 | 0 | 0 | 0
[5 empty] | 8649 | 2017-12-27 | TRUE | 12 | 27 | 8 | 0.070704 | 0.086125 | 0.062659
[5 empty] | 8650 | 2017-12-27 | TRUE | 12 | 27 | 9 | 0.16746 | 0.15831 | 0.12211
[5 empty] | 8651 | 2017-12-27 | TRUE | 12 | 27 | 10 | 0.24892 | 0.20257 | 0.15743
[5 empty] | 8652 | 2017-12-27 | TRUE | 12 | 27 | 11 | 0.25543 | 0.2431 | 0.2127
[5 empty] | 8653 | 2017-12-27 | TRUE | 12 | 27 | 12 | 0.25064 | 0.25588 | 0.18739
[5 empty] | 8654 | 2017-12-27 | TRUE | 12 | 27 | 13 | 0.20677 | 0.21842 | 0.2225
[5 empty] | 8655 | 2017-12-27 | TRUE | 12 | 27 | 14 | 0.15005 | 0.16469 | 0.1449
[5 empty] | 8656 | 2017-12-27 | TRUE | 12 | 27 | 15 | 0.075363 | 0.072888 | 0.068376
[5 empty] | 8657 | 2017-12-27 | TRUE | 12 | 27 | 16 | 0.0010613 | 0 | 0
[5 empty] | 8658 | 2017-12-27 | TRUE | 12 | 27 | 17 | 0 | 0 | 0
[5 empty] | 8659 | 2017-12-27 | TRUE | 12 | 27 | 18 | 0 | 0 | 0
[5 empty] | 8660 | 2017-12-27 | TRUE | 12 | 27 | 19 | 0 | 0 | 0
[5 empty] | 8661 | 2017-12-27 | TRUE | 12 | 27 | 20 | 0 | 0 | 0
[5 empty] | 8662 | 2017-12-27 | TRUE | 12 | 27 | 21 | 0 | 0 | 0
[5 empty] | 8663 | 2017-12-27 | TRUE | 12 | 27 | 22 | 0 | 0 | 0
[5 empty] | 8664 | 2017-12-27 | TRUE | 12 | 27 | 23 | 0 | 0 | 0
[5 empty] | 8665 | 2017-12-28 | TRUE | 12 | 28 | 0 | 0 | 0 | 0
[5 empty] | 8666 | 2017-12-28 | TRUE | 12 | 28 | 1 | 0 | 0 | 0
[5 empty] | 8667 | 2017-12-28 | TRUE | 12 | 28 | 2 | 0 | 0 | 0
[5 empty] | 8668 | 2017-12-28 | TRUE | 12 | 28 | 3 | 0 | 0 | 0
[5 empty] | 8669 | 2017-12-28 | TRUE | 12 | 28 | 4 | 0 | 0 | 0
[5 empty] | 8670 | 2017-12-28 | TRUE | 12 | 28 | 5 | 0 | 0 | 0
[5 empty] | 8671 | 2017-12-28 | TRUE | 12 | 28 | 6 | 0 | 0 | 0
[5 empty] | 8672 | 2017-12-28 | TRUE | 12 | 28 | 7 | 0 | 0 | 0
[5 empty] | 8673 | 2017-12-28 | TRUE | 12 | 28 | 8 | 0.049333 | 0.070263 | 0.072549
[5 empty] | 8674 | 2017-12-28 | TRUE | 12 | 28 | 9 | 0.11846 | 0.16362 | 0.15954
[5 empty] | 8675 | 2017-12-28 | TRUE | 12 | 28 | 10 | 0.17277 | 0.18414 | 0.19403
[5 empty] | 8676 | 2017-12-28 | TRUE | 12 | 28 | 11 | 0.22668 | 0.2377 | 0.21513
[5 empty] | 8677 | 2017-12-28 | TRUE | 12 | 28 | 12 | 0.23735 | 0.22346 | 0.21172
[5 empty] | 8678 | 2017-12-28 | TRUE | 12 | 28 | 13 | 0.25316 | 0.21946 | 0.2046
[5 empty] | 8679 | 2017-12-28 | TRUE | 12 | 28 | 14 | 0.17725 | 0.14458 | 0.13572
[5 empty] | 8680 | 2017-12-28 | TRUE | 12 | 28 | 15 | 0.096775 | 0.07986 | 0.085433
[5 empty] | 8681 | 2017-12-28 | TRUE | 12 | 28 | 16 | 0.0017835 | 0 | 0
[5 empty] | 8682 | 2017-12-28 | TRUE | 12 | 28 | 17 | 0 | 0 | 0
[5 empty] | 8683 | 2017-12-28 | TRUE | 12 | 28 | 18 | 0 | 0 | 0
[5 empty] | 8684 | 2017-12-28 | TRUE | 12 | 28 | 19 | 0 | 0 | 0
[5 empty] | 8685 | 2017-12-28 | TRUE | 12 | 28 | 20 | 0 | 0 | 0
[5 empty] | 8686 | 2017-12-28 | TRUE | 12 | 28 | 21 | 0 | 0 | 0
[5 empty] | 8687 | 2017-12-28 | TRUE | 12 | 28 | 22 | 0 | 0 | 0
[5 empty] | 8688 | 2017-12-28 | TRUE | 12 | 28 | 23 | 0 | 0 | 0
[5 empty] | 8689 | 2017-12-29 | TRUE | 12 | 29 | 0 | 0 | 0 | 0
[5 empty] | 8690 | 2017-12-29 | TRUE | 12 | 29 | 1 | 0 | 0 | 0
[5 empty] | 8691 | 2017-12-29 | TRUE | 12 | 29 | 2 | 0 | 0 | 0
[5 empty] | 8692 | 2017-12-29 | TRUE | 12 | 29 | 3 | 0 | 0 | 0
[5 empty] | 8693 | 2017-12-29 | TRUE | 12 | 29 | 4 | 0 | 0 | 0
[5 empty] | 8694 | 2017-12-29 | TRUE | 12 | 29 | 5 | 0 | 0 | 0
[5 empty] | 8695 | 2017-12-29 | TRUE | 12 | 29 | 6 | 0 | 0 | 0
[5 empty] | 8696 | 2017-12-29 | TRUE | 12 | 29 | 7 | 0 | 0.0003387 | 0.0006774
[5 empty] | 8697 | 2017-12-29 | TRUE | 12 | 29 | 8 | 0.046203 | 0.096189 | 0.1263
[5 empty] | 8698 | 2017-12-29 | TRUE | 12 | 29 | 9 | 0.12234 | 0.21192 | 0.25497
[5 empty] | 8699 | 2017-12-29 | TRUE | 12 | 29 | 10 | 0.19432 | 0.28063 | 0.30759
[5 empty] | 8700 | 2017-12-29 | TRUE | 12 | 29 | 11 | 0.22234 | 0.285 | 0.23253
[5 empty] | 8701 | 2017-12-29 | TRUE | 12 | 29 | 12 | 0.2233 | 0.24535 | 0.24578
[5 empty] | 8702 | 2017-12-29 | TRUE | 12 | 29 | 13 | 0.19156 | 0.21739 | 0.19528
[5 empty] | 8703 | 2017-12-29 | TRUE | 12 | 29 | 14 | 0.15635 | 0.18878 | 0.19071
[5 empty] | 8704 | 2017-12-29 | TRUE | 12 | 29 | 15 | 0.068592 | 0.083075 | 0.098542
[5 empty] | 8705 | 2017-12-29 | TRUE | 12 | 29 | 16 | 0.00096688 | 0 | 0
[5 empty] | 8706 | 2017-12-29 | TRUE | 12 | 29 | 17 | 0 | 0 | 0
[5 empty] | 8707 | 2017-12-29 | TRUE | 12 | 29 | 18 | 0 | 0 | 0
[5 empty] | 8708 | 2017-12-29 | TRUE | 12 | 29 | 19 | 0 | 0 | 0
[5 empty] | 8709 | 2017-12-29 | TRUE | 12 | 29 | 20 | 0 | 0 | 0
[5 empty] | 8710 | 2017-12-29 | TRUE | 12 | 29 | 21 | 0 | 0 | 0
[5 empty] | 8711 | 2017-12-29 | TRUE | 12 | 29 | 22 | 0 | 0 | 0
[5 empty] | 8712 | 2017-12-29 | TRUE | 12 | 29 | 23 | 0 | 0 | 0
[5 empty] | 8713 | 2017-12-30 | FALSE | 12 | 30 | 0 | 0 | 0 | 0
[5 empty] | 8714 | 2017-12-30 | FALSE | 12 | 30 | 1 | 0 | 0 | 0
[5 empty] | 8715 | 2017-12-30 | FALSE | 12 | 30 | 2 | 0 | 0 | 0
[5 empty] | 8716 | 2017-12-30 | FALSE | 12 | 30 | 3 | 0 | 0 | 0
[5 empty] | 8717 | 2017-12-30 | FALSE | 12 | 30 | 4 | 0 | 0 | 0
[5 empty] | 8718 | 2017-12-30 | FALSE | 12 | 30 | 5 | 0 | 0 | 0
[5 empty] | 8719 | 2017-12-30 | FALSE | 12 | 30 | 6 | 0 | 0 | 0
[5 empty] | 8720 | 2017-12-30 | FALSE | 12 | 30 | 7 | 0 | 0 | 0
[5 empty] | 8721 | 2017-12-30 | FALSE | 12 | 30 | 8 | 0.049649 | 0.063751 | 0.069154
[5 empty] | 8722 | 2017-12-30 | FALSE | 12 | 30 | 9 | 0.11728 | 0.13873 | 0.15131
[5 empty] | 8723 | 2017-12-30 | FALSE | 12 | 30 | 10 | 0.18227 | 0.20554 | 0.20902
[5 empty] | 8724 | 2017-12-30 | FALSE | 12 | 30 | 11 | 0.21071 | 0.24499 | 0.24348
[5 empty] | 8725 | 2017-12-30 | FALSE | 12 | 30 | 12 | 0.22074 | 0.23127 | 0.2019
[5 empty] | 8726 | 2017-12-30 | FALSE | 12 | 30 | 13 | 0.16868 | 0.20977 | 0.22056
[5 empty] | 8727 | 2017-12-30 | FALSE | 12 | 30 | 14 | 0.11576 | 0.14217 | 0.1391
[5 empty] | 8728 | 2017-12-30 | FALSE | 12 | 30 | 15 | 0.048807 | 0.057131 | 0.066664
[5 empty] | 8729 | 2017-12-30 | FALSE | 12 | 30 | 16 | 0.00092681 | 0 | 0
[5 empty] | 8730 | 2017-12-30 | FALSE | 12 | 30 | 17 | 0 | 0 | 0
[5 empty] | 8731 | 2017-12-30 | FALSE | 12 | 30 | 18 | 0 | 0 | 0
[5 empty] | 8732 | 2017-12-30 | FALSE | 12 | 30 | 19 | 0 | 0 | 0
[5 empty] | 8733 | 2017-12-30 | FALSE | 12 | 30 | 20 | 0 | 0 | 0
[5 empty] | 8734 | 2017-12-30 | FALSE | 12 | 30 | 21 | 0 | 0 | 0
[5 empty] | 8735 | 2017-12-30 | FALSE | 12 | 30 | 22 | 0 | 0 | 0
[5 empty] | 8736 | 2017-12-30 | FALSE | 12 | 30 | 23 | 0 | 0 | 0
[5 empty] | 8737 | 2017-12-31 | FALSE | 12 | 31 | 0 | 0 | 0 | 0
[5 empty] | 8738 | 2017-12-31 | FALSE | 12 | 31 | 1 | 0 | 0 | 0
[5 empty] | 8739 | 2017-12-31 | FALSE | 12 | 31 | 2 | 0 | 0 | 0
[5 empty] | 8740 | 2017-12-31 | FALSE | 12 | 31 | 3 | 0 | 0 | 0
[5 empty] | 8741 | 2017-12-31 | FALSE | 12 | 31 | 4 | 0 | 0 | 0
[5 empty] | 8742 | 2017-12-31 | FALSE | 12 | 31 | 5 | 0 | 0 | 0
[5 empty] | 8743 | 2017-12-31 | FALSE | 12 | 31 | 6 | 0 | 0 | 0
[5 empty] | 8744 | 2017-12-31 | FALSE | 12 | 31 | 7 | 0 | 0 | 0
[5 empty] | 8745 | 2017-12-31 | FALSE | 12 | 31 | 8 | 0.066185 | 0.10071 | 0.10764
[5 empty] | 8746 | 2017-12-31 | FALSE | 12 | 31 | 9 | 0.15438 | 0.21912 | 0.24103
[5 empty] | 8747 | 2017-12-31 | FALSE | 12 | 31 | 10 | 0.20994 | 0.27778 | 0.29517
[5 empty] | 8748 | 2017-12-31 | FALSE | 12 | 31 | 11 | 0.26537 | 0.30072 | 0.33929
[5 empty] | 8749 | 2017-12-31 | FALSE | 12 | 31 | 12 | 0.24632 | 0.2576 | 0.31964
[5 empty] | 8750 | 2017-12-31 | FALSE | 12 | 31 | 13 | 0.22404 | 0.21269 | 0.26579
[5 empty] | 8751 | 2017-12-31 | FALSE | 12 | 31 | 14 | 0.17966 | 0.1876 | 0.17059
[5 empty] | 8752 | 2017-12-31 | FALSE | 12 | 31 | 15 | 0.093089 | 0.091624 | 0.088221
[5 empty] | 8753 | 2017-12-31 | FALSE | 12 | 31 | 16 | 0.0061841 | 0 | 0
[5 empty] | 8754 | 2017-12-31 | FALSE | 12 | 31 | 17 | 0 | 0 | 0
[5 empty] | 8755 | 2017-12-31 | FALSE | 12 | 31 | 18 | 0 | 0 | 0
[5 empty] | 8756 | 2017-12-31 | FALSE | 12 | 31 | 19 | 0 | 0 | 0
[5 empty] | 8757 | 2017-12-31 | FALSE | 12 | 31 | 20 | 0 | 0 | 0
[5 empty] | 8758 | 2017-12-31 | FALSE | 12 | 31 | 21 | 0 | 0 | 0
[5 empty] | 8759 | 2017-12-31 | FALSE | 12 | 31 | 22 | 0 | 0 | 0
[5 empty] | 8760 | 2017-12-31 | FALSE | 12 | 31 | 23 | 0 | 0 | 0