## Introduction
DEPARTMENT OF PUBLIC SERVICE STAFF PROPOSAL ON UPDATING LSRV AND DRV FOR VDER COMPENSATION
15-E-0751 - | In the Matter of the Value of Distributed Energy Resources.
19-E-0283 – | Proceeding on Motion of the Commission to Examine Utilities' Marginal Cost of Service Studies.
This spreadsheet workbook file, "Staff_DRV_LSRV_Proposal_Workpaper.xlsx” , is being filed contemporaneously
with the Staff proposal on DMM.

## CECONY
Source: tabs "CapEx Distribution," "CapEx Substation," "CapEx Transmission" of the Consolidated Edison Workpaper | [49 empty] | WACC | 8.416% |  |  | Primary | Secondary | Transformer
| Cost Inputs | [13 empty] | 1 | 1.024 | 1.0455 | 1.0675 | 1.0899 | 1.1128 | 1.1361 | 1.16 | 1.1844 | 1.2092
[15 empty] | Costs Escalated | [11 empty] | Marginal Costs ($/kW) | [12 empty] | Project specific costs | [14 empty] | Substation level MC | [9 empty] | Substation Level Total MC | [10 empty] | WACC | 8.416%
| Substation | Primary | Transformer | Secondary | kW | [8 empty] | Primary | 2025 | 2026 | 2027 | 2028 | 2029 | 2030 | 2031 | 2032 | 2033 | 2034 | Primary | kW | 2025 | 2026 | 2027 | 2028 | 2029 | 2030 | 2031 | 2032 | 2033 | 2034 | Composite rates |  | Primary | 2025 | 2026 | 2027 | 2028 | 2029 | 2030 | 2031 | 2032 | 2033 | 2034 |  | Levelized |  | kW | Primary | 2025 | 2026 | 2027 | 2028 | 2029 | 2030 | 2031 | 2032 | 2033 | 2034 |  | 2025 | 2026 | 2027 | 2028 | 2029 | 2030 | 2031 | 2032 | 2033 | 2034 | kW | NPV | Weighting | Weighted Average
| Bensonhurst No. 1 | 50636.73 | 26818.21 | 509241.08 | 979.2 | [8 empty] | Bensonhurst No. 1 | 50636.73 | 51852.0115 | 52940.9038 | 54052.6627 | 55187.7687 | 56346.7118 | 57529.9927 | 58738.1226 | 59971.6232 | 61231.0273 | Bensonhurst No. 1 | 979.2 | 51.7123 | 52.9534 | 54.0655 | 55.2008 | 56.3601 | 57.5436 | 58.752 | 59.9858 | 61.2455 | 62.5317 | Secondary | 0.1214 | Bensonhurst No. 1 | 6.3451 | 6.4974 | 6.6338 | 6.7731 | 6.9154 | 7.0606 | 7.2089 | 7.3603 | 7.5148 | 7.6726 |  | 6.9018 | Astor | 0 | Astor | 0 | 0 | 0 | 0 | 0 | 0 | 0 | 0 | 0 | 0 | Astor | 0 | 0 | 0 | 0 | 0 | 0 | 0 | 0 | 0 | 0 | 0 | 0 | 0 | 252.5372
| Bensonhurst No. 1 | 87140.56 | 49464.45 | 251219.71 | 807.5 | [8 empty] | Bensonhurst No. 1 | 87140.56 | 89231.9334 | 91105.804 | 93019.0259 | 94972.4255 | 96966.8464 | 99003.1502 | 101082.2163 | 103204.9429 | 105372.2467 | Bensonhurst No. 1 | 807.5 | 107.914 | 110.5039 | 112.8245 | 115.1938 | 117.6129 | 120.0828 | 122.6045 | 125.1792 | 127.808 | 130.4919 | Transformer | 0.1073 | Bensonhurst No. 1 | 13.241 | 13.5588 | 13.8436 | 14.1343 | 14.4311 | 14.7342 | 15.0436 | 15.3595 | 15.682 | 16.0114 |  | 14.4029 | Atlantic | 716000 | Atlantic | 0 | 0 | 0 | 0 | 0 | 0 | 0 | 0 | 0 | 0 | Atlantic | 55.7237 | 76.9399 | 95.5607 | 127.5719 | 148.8366 | 208.8903 | 271.4006 | 376.007 | 484.8872 | 556.9327 | 716000 | 204.3558 | 34.2282
| Bensonhurst No. 1 | 0 | 0 | 35350.94 | 361.25 | [8 empty] | Bensonhurst No. 2 | 84922.01 | 86960.1382 | 88786.3011 | 90650.8135 | 92554.4805 | 94498.1246 | 96482.5853 | 98508.7195 | 100577.4027 | 102689.5281 | Bensonhurst No. 2 | 1923.55 | 44.1486 | 45.2082 | 46.1575 | 47.1268 | 48.1165 | 49.1269 | 50.1586 | 51.2119 | 52.2874 | 53.3854 | Primary | 0.1227 | Bensonhurst No. 2 | 5.417 | 5.547 | 5.6635 | 5.7825 | 5.9039 | 6.0279 | 6.1545 | 6.2837 | 6.4157 | 6.5504 |  | 5.8923 | Avenue A | 2558 | Avenue A | 22.4834 | 23.023 | 23.5065 | 24.0002 | 24.5042 | 25.0188 | 25.5441 | 26.0806 | 26.6283 | 27.1875 | Avenue A | 60.699 | 62.1557 | 63.461 | 64.7937 | 66.1544 | 67.5436 | 68.962 | 70.4102 | 71.8888 | 73.3985 | 2558 | 66.0249 | 0.039509
| Bensonhurst No. 1 | 0 | 0 | 1223.14 | 361.25 | [8 empty] | Bensonhurst No. 2 | 117009.67 | 119817.9021 | 122334.078 | 124903.0937 | 127526.0586 | 130204.1059 | 132938.3921 | 135730.0983 | 138580.4304 | 141490.6194 | Bensonhurst No. 2 | 1422.05 | 82.2824 | 84.2572 | 86.0266 | 87.8331 | 89.6776 | 91.5608 | 93.4836 | 95.4468 | 97.4512 | 99.4976 | Substation | 0.1221 | Bensonhurst No. 2 | 10.096 | 10.3384 | 10.5555 | 10.7771 | 11.0034 | 11.2345 | 11.4704 | 11.7113 | 11.9573 | 12.2084 |  | 10.9819 | Bensonhurst No. 1 | 2509.2 | Bensonhurst No. 1 | 9.4617 | 9.6888 | 9.8923 | 10.1 | 10.3121 | 10.5287 | 10.7498 | 10.9755 | 11.206 | 11.4413 | Bensonhurst No. 1 | 52.605 | 53.8675 | 54.9987 | 56.1537 | 57.3329 | 58.5369 | 59.7662 | 61.0213 | 62.3027 | 63.6111 | 2509.2 | 57.2207 | 0.033587
| Bensonhurst No. 2 | 84922.01 | 156416.86 | 441428.68 | 1923.55 | [8 empty] | Greenwood | 187969.63 | 192480.9011 | 196523 | 200649.983 | 204863.6327 | 209165.769 | 213558.2501 | 218042.9734 | 222621.8758 | 227296.9352 | Greenwood | 501.5 | 374.8148 | 383.8104 | 391.8704 | 400.0997 | 408.5018 | 417.0803 | 425.839 | 434.7816 | 443.912 | 453.2342 | Transmission | 0.1287 | Greenwood | 45.9898 | 47.0935 | 48.0825 | 49.0922 | 50.1232 | 51.1758 | 52.2504 | 53.3477 | 54.468 | 55.6118 |  | 50.0251 | Bensonhurst No. 2 | 5700.95 | Bensonhurst No. 2 | 7.4059 | 7.5836 | 7.7428 | 7.9054 | 8.0715 | 8.241 | 8.414 | 8.5907 | 8.7711 | 8.9553 | Bensonhurst No. 2 | 42.2147 | 43.2279 | 44.1357 | 45.0625 | 46.0088 | 46.975 | 47.9615 | 48.9687 | 49.997 | 51.047 | 5700.95 | 45.9188 | 0.061238
| Bensonhurst No. 2 | 0 | 0 | 292261.7 | 549.1 | [8 empty] | Greenwood | 9252.19 | 9474.2426 | 9673.2017 | 9876.3389 | 10083.742 | 10295.5006 | 10511.7061 | 10732.4519 | 10957.8334 | 11187.9479 | Greenwood | 476 | 19.4374 | 19.9039 | 20.3219 | 20.7486 | 21.1843 | 21.6292 | 22.0834 | 22.5472 | 23.0207 | 23.5041 |  |  | Greenwood | 2.385 | 2.4422 | 2.4935 | 2.5459 | 2.5993 | 2.6539 | 2.7096 | 2.7665 | 2.8246 | 2.884 |  | 2.5942 | Brownsville No. 1 | 5237.7 | Brownsville No. 1 | 46.2398 | 47.3496 | 48.3439 | 49.3591 | 50.3957 | 51.454 | 52.5345 | 53.6377 | 54.7641 | 55.9142 | Brownsville No. 1 | 94.8886 | 97.1659 | 99.2064 | 101.2898 | 103.4168 | 105.5886 | 107.806 | 110.0699 | 112.3813 | 114.7414 | 5237.7 | 103.2145 | 0.12646
| Bensonhurst No. 2 | 117009.67 | 16160.02 | 226155.41 | 1422.05 | [8 empty] | Greenwood | 170918.51 | 175020.5542 | 178695.9859 | 182448.6016 | 186280.0222 | 190191.9027 | 194185.9326 | 198263.8372 | 202427.3778 | 206678.3527 | Greenwood | 263.5 | 648.6471 | 664.2146 | 678.1631 | 692.4046 | 706.9451 | 721.7909 | 736.9485 | 752.4244 | 768.2253 | 784.3581 |  |  | Greenwood | 79.589 | 81.4991 | 83.2106 | 84.958 | 86.7422 | 88.5637 | 90.4236 | 92.3225 | 94.2612 | 96.2407 |  | 86.5724 | Brownsville No. 2 | 722.5 | Brownsville No. 2 | 0 | 0 | 0 | 0 | 0 | 0 | 0 | 0 | 0 | 0 | Brownsville No. 2 | 35.3996 | 36.2492 | 37.0104 | 37.7876 | 38.5812 | 39.3914 | 40.2186 | 41.0632 | 41.9255 | 42.8059 | 722.5 | 38.5057 | 0.006508
| Bensonhurst No. 2 | 0 | 0 | 85826.44 | 361.25 | [8 empty] | Greenwood | 612238.72 | 626932.4493 | 640098.0307 | 653540.0894 | 667264.4312 | 681276.9843 | 695583.801 | 710191.0608 | 725105.0731 | 740332.2796 | Greenwood | 5299.75 | 115.5222 | 118.2947 | 120.7789 | 123.3153 | 125.9049 | 128.5489 | 131.2484 | 134.0046 | 136.8187 | 139.6919 |  |  | Greenwood | 14.1746 | 14.5148 | 14.8196 | 15.1308 | 15.4485 | 15.7729 | 16.1042 | 16.4424 | 16.7877 | 17.1402 |  | 15.4183 | Bruckner | 33134 | Bruckner | 7.7673 | 7.9537 | 8.1207 | 8.2912 | 8.4654 | 8.6431 | 8.8246 | 9.01 | 9.1992 | 9.3923 | Bruckner | 101.2192 | 103.6485 | 105.8251 | 108.0474 | 110.3164 | 139.6598 | 171.0149 | 204.4958 | 208.7902 | 213.1748 | 33134 | 137.0533 | 1.0623
| Bensonhurst No. 2 | 0 | 0 | 146178.4 | 361.25 | [8 empty] | Plymouth Street | 170418.43 | 174508.4723 | 178173.1502 | 181914.7864 | 185734.9969 | 189635.4318 | 193617.7759 | 197683.7492 | 201835.1079 | 206073.6452 | Plymouth Street | 741.2 | 229.9223 | 235.4405 | 240.3847 | 245.4328 | 250.5869 | 255.8492 | 261.222 | 266.7077 | 272.3086 | 278.027 |  |  | Plymouth Street | 28.2115 | 28.8885 | 29.4952 | 30.1146 | 30.747 | 31.3927 | 32.0519 | 32.725 | 33.4123 | 34.1139 |  | 30.6869 | Buchanan | 0 | Buchanan | 0 | 0 | 0 | 0 | 0 | 0 | 0 | 0 | 0 | 0 | Buchanan | 0 | 0 | 0 | 0 | 0 | 0 | 0 | 0 | 0 | 0 | 0 | 0 | 0
| Bensonhurst No. 2 | 0 | 0 | 118132.4 | 361.25 | [8 empty] | Plymouth Street | 167013.44 | 171021.7626 | 174613.2196 | 178280.0972 | 182023.9792 | 185846.4828 | 189749.2589 | 193733.9934 | 197802.4072 | 201956.2578 | Plymouth Street | 1949.05 | 85.6897 | 87.7462 | 89.5889 | 91.4703 | 93.3911 | 95.3523 | 97.3547 | 99.3992 | 101.4866 | 103.6178 |  |  | Plymouth Street | 10.5141 | 10.7665 | 10.9926 | 11.2234 | 11.4591 | 11.6997 | 11.9454 | 12.1963 | 12.4524 | 12.7139 |  | 11.4367 | Cedar Street | 85000 | Cedar Street | 0 | 0 | 0 | 0 | 0 | 0 | 0 | 0 | 0 | 0 | Cedar Street | 0 | 18.4383 | 56.4765 | 115.3251 | 238.625 | 343.8191 | 412.4114 | 421.072 | 429.9145 | 438.9427 | 85000 | 208.4367 | 4.1445
| Bensonhurst No. 2 | 0 | 0 | 37057.88 | 361.25 | [8 empty] | Plymouth Street | 101201.44 | 103630.2746 | 105806.5103 | 108028.447 | 110297.0444 | 112613.2824 | 114978.1613 | 117392.7027 | 119857.9494 | 122374.9664 | Plymouth Street | 1725.5 | 58.6505 | 60.0581 | 61.3193 | 62.607 | 63.9218 | 65.2641 | 66.6347 | 68.034 | 69.4627 | 70.9215 |  |  | Plymouth Street | 7.1964 | 7.3691 | 7.5239 | 7.6819 | 7.8432 | 8.0079 | 8.1761 | 8.3478 | 8.5231 | 8.7021 |  | 7.8279 | Cherry Street | 0 | Cherry Street | 0 | 0 | 0 | 0 | 0 | 0 | 0 | 0 | 0 | 0 | Cherry Street | 0 | 0 | 0 | 0 | 0 | 0 | 0 | 0 | 0 | 0 | 0 | 0 | 0
| Bensonhurst No. 2 | 0 | 0 | 27667.2 | 361.25 | [8 empty] | West 65th Street No. 2 | 90546.74 | 92719.8618 | 94666.9789 | 96654.9854 | 98684.7401 | 100757.1196 | 102873.0192 | 105033.3526 | 107239.053 | 109491.0731 | West 65th Street No. 2 | 1167 | 77.5893 | 79.4515 | 81.1199 | 82.8235 | 84.5628 | 86.3386 | 88.1517 | 90.0029 | 91.8929 | 93.8227 |  |  | West 65th Street No. 2 | 9.5202 | 9.7487 | 9.9534 | 10.1624 | 10.3759 | 10.5937 | 10.8162 | 11.0434 | 11.2753 | 11.512 |  | 10.3555 | Co-Op City/Radial 27kV | 0 | Co-Op City/Radial 27kV | 0 | 0 | 0 | 0 | 0 | 0 | 0 | 0 | 0 | 0 | Co-Op City/Radial 27kV | 0 | 0 | 0 | 0 | 0 | 0 | 0 | 0 | 0 | 0 | 0 | 0 | 0
| Brownsville No. 2 | 0 | 0 | 0 | 0 | [8 empty] | Avenue A | 275408.35 | 282018.1504 | 287940.5316 | 293987.2827 | 300161.0157 | 306464.397 | 312900.1493 | 319471.0525 | 326179.9446 | 333029.7234 | Avenue A | 1503 | 183.2391 | 187.6368 | 191.5772 | 195.6003 | 199.7079 | 203.9018 | 208.1837 | 212.5556 | 217.0193 | 221.5767 |  |  | Avenue A | 22.4834 | 23.023 | 23.5065 | 24.0002 | 24.5042 | 25.0188 | 25.5441 | 26.0806 | 26.6283 | 27.1875 |  | 24.4562 | Corona No. 1 | 0 | Corona No. 1 | 0 | 0 | 0 | 0 | 0 | 0 | 0 | 0 | 0 | 0 | Corona No. 1 | 0 | 0 | 0 | 0 | 0 | 0 | 0 | 0 | 0 | 0 | 0 | 0 | 0
| Brownsville No. 2 | 0 | 0 | 138961.8 | 361.25 | [8 empty] | East 63rd Street No. 2 | 162157.47 | 166049.2493 | 169536.2835 | 173096.5455 | 176731.5729 | 180442.936 | 184232.2376 | 188101.1146 | 192051.238 | 196084.314 | East 63rd Street No. 2 | 1130 | 143.5022 | 146.9462 | 150.0321 | 153.1828 | 156.3996 | 159.684 | 163.0374 | 166.4612 | 169.9568 | 173.5259 |  |  | East 63rd Street No. 2 | 17.6077 | 18.0303 | 18.4089 | 18.7955 | 19.1902 | 19.5932 | 20.0047 | 20.4248 | 20.8537 | 21.2916 |  | 19.1527 | Corona No. 2 | 1177.25 | Corona No. 2 | 69.1996 | 70.8604 | 72.3485 | 73.8678 | 75.4191 | 77.0029 | 78.6199 | 80.2709 | 81.9566 | 83.6777 | Corona No. 2 | 89.9912 | 92.151 | 94.0861 | 96.0619 | 98.0792 | 100.1389 | 102.2418 | 104.3889 | 106.5811 | 108.8193 | 1177.25 | 97.8873 | 0.026957
| Brownsville No. 2 | 0 | 0 | 71715.32 | 361.25 | [8 empty] | East 63rd Street No. 2 | 6905 | 7070.72 | 7219.2051 | 7370.8084 | 7525.5954 | 7683.6329 | 7844.9892 | 8009.734 | 8177.9384 | 8349.6751 | East 63rd Street No. 2 | 470 | 14.6915 | 15.0441 | 15.36 | 15.6826 | 16.0119 | 16.3482 | 16.6915 | 17.042 | 17.3999 | 17.7653 |  |  | East 63rd Street No. 2 | 1.8026 | 1.8459 | 1.8847 | 1.9243 | 1.9647 | 2.0059 | 2.048 | 2.0911 | 2.135 | 2.1798 |  | 1.9608 | East 179th Street | 2577 | East 179th Street | 17.5865 | 18.0086 | 18.3867 | 18.7729 | 19.1671 | 19.5696 | 19.9806 | 20.4001 | 20.8286 | 21.266 | East 179th Street | 30.9996 | 31.7436 | 32.4102 | 33.0908 | 33.7857 | 34.4952 | 35.2196 | 35.9592 | 36.7144 | 37.4854 | 2577 | 33.7196 | 0.020327
| Greenwood | 187969.63 | 15192.9 | 274389.08 | 501.5 | [8 empty] | Water Street | 129443.79 | 132550.441 | 135334.0002 | 138176.0142 | 141077.7105 | 144040.3424 | 147065.1896 | 150153.5586 | 153306.7833 | 156526.2258 | Water Street | 494.7 | 261.6612 | 267.9411 | 273.5678 | 279.3127 | 285.1783 | 291.1671 | 297.2816 | 303.5245 | 309.8985 | 316.4064 |  |  | Water Street | 32.1058 | 32.8764 | 33.5668 | 34.2717 | 34.9914 | 35.7262 | 36.4764 | 37.2425 | 38.0245 | 38.8231 |  | 34.9229 | East 29th Street | 574 | East 29th Street | 0 | 0 | 0 | 0 | 0 | 0 | 0 | 0 | 0 | 0 | East 29th Street | 36.9877 | 37.8754 | 38.6708 | 39.4828 | 40.312 | 41.1585 | 42.0229 | 42.9053 | 43.8064 | 44.7263 | 574 | 40.2331 | 0.0054023
| Greenwood | 9252.19 | 18711.37 | 0 | 476 | [8 empty] | Water Street | 208829.92 | 213841.8381 | 218332.5167 | 222917.4995 | 227598.767 | 232378.3411 | 237258.2863 | 242240.7103 | 247327.7652 | 252521.6483 | Water Street | 1866.6 | 111.8772 | 114.5622 | 116.968 | 119.4244 | 121.9323 | 124.4928 | 127.1072 | 129.7764 | 132.5017 | 135.2843 |  |  | Water Street | 13.7273 | 14.0568 | 14.352 | 14.6534 | 14.9611 | 15.2753 | 15.5961 | 15.9236 | 16.258 | 16.5994 |  | 14.9318 | East 36th Street | 1164 | East 36th Street | 0 | 0 | 0 | 0 | 0 | 0 | 0 | 0 | 0 | 0 | East 36th Street | 16.8788 | 17.2839 | 17.6468 | 18.0174 | 18.3958 | 18.7821 | 19.1765 | 19.5792 | 19.9904 | 20.4102 | 1164 | 18.3598 | 0.0049992
| Greenwood | 170918.51 | 26727.78 | 327362.59 | 263.5 | [8 empty] | West 110th Street No. 1 | 268269.26 | 274707.7222 | 280476.5844 | 286366.5927 | 292380.2911 | 298520.2772 | 304789.2031 | 311189.7763 | 317724.7616 | 324396.9816 | West 110th Street No. 1 | 2440 | 109.9464 | 112.5851 | 114.9494 | 117.3634 | 119.828 | 122.3444 | 124.9136 | 127.5368 | 130.2151 | 132.9496 |  |  | West 110th Street No. 1 | 13.4904 | 13.8142 | 14.1043 | 14.4005 | 14.7029 | 15.0117 | 15.3269 | 15.6488 | 15.9774 | 16.3129 |  | 14.6741 | East 40th Street No. 1 | 0 | East 40th Street No. 1 | 0 | 0 | 0 | 0 | 0 | 0 | 0 | 0 | 0 | 0 | East 40th Street No. 1 | 0 | 0 | 0 | 0 | 0 | 0 | 0 | 0 | 0 | 0 | 0 | 0 | 0
| Greenwood | 612238.72 | 746929.51 | 2081.07 | 5299.75 | [8 empty] | West 42nd Street No. 2 | 297830.95 | 304978.8928 | 311383.4495 | 317922.502 | 324598.8745 | 331415.4509 | 338375.1754 | 345481.054 | 352736.1562 | 360143.6155 | West 42nd Street No. 2 | 2752 | 108.2235 | 110.8208 | 113.1481 | 115.5242 | 117.9502 | 120.4271 | 122.9561 | 125.5382 | 128.1745 | 130.8661 |  |  | West 42nd Street No. 2 | 13.279 | 13.5977 | 13.8833 | 14.1748 | 14.4725 | 14.7764 | 15.0867 | 15.4035 | 15.727 | 16.0573 |  | 14.4442 | East 40th Street No. 2 | 0 | East 40th Street No. 2 | 0 | 0 | 0 | 0 | 0 | 0 | 0 | 0 | 0 | 0 | East 40th Street No. 2 | 0 | 0 | 0 | 0 | 0 | 0 | 0 | 0 | 0 | 0 | 0 | 0 | 0
| Greenwood | 0 | 0 | 0 | 361.25 | [8 empty] | Bruckner | 30456.7 | 31187.6608 | 31842.6017 | 32511.2963 | 33194.0335 | 33891.1082 | 34602.8215 | 35329.4808 | 36071.3999 | 36828.8993 | Bruckner | 214 | 142.321 | 145.7367 | 148.7972 | 151.9219 | 155.1123 | 158.3697 | 161.6954 | 165.091 | 168.5579 | 172.0977 |  |  | Bruckner | 17.4628 | 17.8819 | 18.2574 | 18.6408 | 19.0323 | 19.432 | 19.84 | 20.2567 | 20.6821 | 21.1164 |  | 18.995 | East 63rd Street No. 1 | 500 | East 63rd Street No. 1 | 0 | 0 | 0 | 0 | 0 | 0 | 0 | 0 | 0 | 0 | East 63rd Street No. 1 | 21.5893 | 22.1074 | 22.5717 | 23.0457 | 23.5297 | 24.0238 | 24.5283 | 25.0434 | 25.5693 | 26.1062 | 500 | 23.4836 | 0.0027467
| Greenwood | 0 | 0 | 113559.3 | 361.25 | [8 empty] | Bruckner | 27136.22 | 27787.4893 | 28371.0266 | 28966.8181 | 29575.1213 | 30196.1988 | 30830.319 | 31477.7557 | 32138.7886 | 32813.7031 | Bruckner | 313 | 86.6972 | 88.7779 | 90.6423 | 92.5457 | 94.4892 | 96.4735 | 98.4994 | 100.5679 | 102.6798 | 104.8361 |  |  | Bruckner | 10.6377 | 10.8931 | 11.1218 | 11.3554 | 11.5938 | 11.8373 | 12.0859 | 12.3397 | 12.5988 | 12.8634 |  | 11.5711 | East 63rd Street No. 2 | 2091 | East 63rd Street No. 2 | 12.965 | 13.2761 | 13.5549 | 13.8396 | 14.1302 | 14.427 | 14.7299 | 15.0393 | 15.3551 | 15.6775 | East 63rd Street No. 2 | 29.6321 | 30.3433 | 30.9805 | 31.6311 | 32.2953 | 32.9736 | 33.666 | 34.373 | 35.0948 | 35.8318 | 2091 | 32.2322 | 0.015766
| Greenwood | 0 | 0 | 114537.1 | 361.25 | [8 empty] | Bruckner | 1088.87 | 1115.0029 | 1138.4179 | 1162.3247 | 1186.7335 | 1211.6549 | 1237.0997 | 1263.0788 | 1289.6034 | 1316.6851 | Bruckner | 400 | 2.7222 | 2.7875 | 2.846 | 2.9058 | 2.9668 | 3.0291 | 3.0927 | 3.1577 | 3.224 | 3.2917 |  |  | Bruckner | 0.33401 | 0.34203 | 0.34921 | 0.35654 | 0.36403 | 0.37168 | 0.37948 | 0.38745 | 0.39559 | 0.40389 |  | 0.36332 | East 75th Street | 810 | East 75th Street | 0 | 0 | 0 | 0 | 0 | 0 | 0 | 0 | 0 | 0 | East 75th Street | 54.4207 | 55.7268 | 56.8971 | 58.0919 | 59.3118 | 60.5574 | 61.8291 | 63.1275 | 64.4532 | 65.8067 | 810 | 59.1958 | 0.011217
| Greenwood | 0 | 0 | 114196.4 | 361.25 | [8 empty] | Corona No. 2 | 663938.76 | 679873.2902 | 694150.6293 | 708727.7926 | 723611.0762 | 738806.9088 | 754321.8539 | 770162.6128 | 786336.0277 | 802849.0843 | Corona No. 2 | 1177.25 | 563.9743 | 577.5097 | 589.6374 | 602.0198 | 614.6622 | 627.5701 | 640.7491 | 654.2048 | 667.9431 | 681.9699 |  |  | Corona No. 2 | 69.1996 | 70.8604 | 72.3485 | 73.8678 | 75.4191 | 77.0029 | 78.6199 | 80.2709 | 81.9566 | 83.6777 |  | 75.2715 | Elmsford No. 2 | 0 | Elmsford No. 2 | 0 | 0 | 0 | 0 | 0 | 0 | 0 | 0 | 0 | 0 | Elmsford No. 2 | 0 | 0 | 0 | 0 | 0 | 0 | 0 | 0 | 0 | 0 | 0 | 0 | 0
| Greenwood | 0 | 0 | 147039.6 | 361.25 | [8 empty] | Glendale | 155872.25 | 159613.184 | 162965.0609 | 166387.3271 | 169881.461 | 173448.9717 | 177091.4001 | 180810.3195 | 184607.3362 | 188484.0903 | Glendale | 1057.4 | 147.4109 | 150.9487 | 154.1187 | 157.3551 | 160.6596 | 164.0335 | 167.4782 | 170.9952 | 174.5861 | 178.2524 |  |  | Glendale | 18.0873 | 18.5214 | 18.9104 | 19.3075 | 19.7129 | 20.1269 | 20.5496 | 20.9811 | 21.4217 | 21.8716 |  | 19.6744 | Fox Hills 33 kV | 9726 | Fox Hills 33 kV | 58.5855 | 59.9915 | 61.2513 | 62.5376 | 63.8509 | 65.1918 | 66.5608 | 67.9586 | 69.3857 | 70.8428 | Fox Hills 33 kV | 98.6261 | 109.4697 | 120.4233 | 129.5794 | 151.4723 | 171.9246 | 175.535 | 179.2213 | 182.9849 | 186.8276 | 9726 | 143.4395 | 0.32635
| Greenwood | 0 | 0 | 154280 | 361.25 | [8 empty] | Glendale | 192636.26 | 197259.5302 | 201401.9804 | 205631.422 | 209949.6818 | 214358.6251 | 218860.1563 | 223456.2196 | 228148.8002 | 232939.925 | Glendale | 1347.25 | 142.9848 | 146.4164 | 149.4912 | 152.6305 | 155.8357 | 159.1083 | 162.4496 | 165.861 | 169.3441 | 172.9003 |  |  | Glendale | 17.5442 | 17.9653 | 18.3426 | 18.7278 | 19.121 | 19.5226 | 19.9326 | 20.3511 | 20.7785 | 21.2149 |  | 19.0836 | Fresh Kills 33 kV | 6315.5 | Fresh Kills 33 kV | 12.098 | 12.3884 | 12.6486 | 12.9142 | 13.1854 | 13.4623 | 13.745 | 14.0336 | 14.3283 | 14.6292 | Fresh Kills 33 kV | 17.2911 | 17.7061 | 18.0779 | 18.4576 | 18.8452 | 19.2409 | 19.645 | 20.0575 | 20.4787 | 20.9088 | 6315.5 | 18.8083 | 0.027787
| Greenwood | 0 | 0 | 49227.24 | 361.25 | [8 empty] | Glendale | 90144.72 | 92308.1933 | 94246.6653 | 96225.8453 | 98246.5881 | 100309.7664 | 102416.2715 | 104567.0132 | 106762.9205 | 109004.9418 | Glendale | 814.3 | 110.7021 | 113.359 | 115.7395 | 118.17 | 120.6516 | 123.1853 | 125.7722 | 128.4134 | 131.1101 | 133.8634 |  |  | Glendale | 13.5831 | 13.9091 | 14.2012 | 14.4995 | 14.8039 | 15.1148 | 15.4322 | 15.7563 | 16.0872 | 16.425 |  | 14.775 | Gateway Park | 358000 | Gateway Park | 0 | 0 | 0 | 0 | 0 | 0 | 0 | 0 | 0 | 0 | Gateway Park | 105.8362 | 295.2615 | 442.5897 | 598.7216 | 611.2948 | 624.1319 | 637.2387 | 650.6207 | 664.2838 | 678.2337 | 358000 | 493.1802 | 41.3021
| Greenwood | 0 | 0 | 129057.7 | 361.25 | [8 empty] | Newtown | 75780.38 | 77599.1091 | 79228.6904 | 80892.4929 | 82591.2353 | 84325.6512 | 86096.4899 | 87904.5162 | 89750.511 | 91635.2717 | Newtown | 520.2 | 145.6755 | 149.1717 | 152.3043 | 155.5027 | 158.7682 | 162.1024 | 165.5065 | 168.9822 | 172.5308 | 176.1539 |  |  | Newtown | 17.8744 | 18.3034 | 18.6877 | 19.0802 | 19.4809 | 19.89 | 20.3076 | 20.7341 | 21.1695 | 21.6141 |  | 19.4427 | Glendale | 130218.95 | Glendale | 16.7206 | 17.1219 | 17.4814 | 17.8486 | 18.2234 | 18.6061 | 18.9968 | 19.3957 | 19.803 | 20.2189 | Glendale | 61.5945 | 69.6196 | 85.4555 | 148.6726 | 185.5871 | 210.8276 | 215.2549 | 219.7753 | 224.3906 | 229.1028 | 130218.95 | 150.6836 | 4.5901
| Plymouth Street | 170418.43 | 24542.07 | 524722.37 | 741.2 | [8 empty] | North Queens | 171908.58 | 176034.3859 | 179731.108 | 183505.4613 | 187359.076 | 191293.6166 | 195310.7825 | 199412.309 | 203599.9674 | 207875.5668 | North Queens | 3388.1 | 50.7389 | 51.9567 | 53.0478 | 54.1618 | 55.2992 | 56.4604 | 57.6461 | 58.8567 | 60.0927 | 61.3546 |  |  | North Queens | 6.2257 | 6.3751 | 6.509 | 6.6456 | 6.7852 | 6.9277 | 7.0732 | 7.2217 | 7.3734 | 7.5282 |  | 6.7719 | Granite Hill | 0 | Granite Hill | 0 | 0 | 0 | 0 | 0 | 0 | 0 | 0 | 0 | 0 | Granite Hill | 0 | 0 | 0 | 0 | 0 | 0 | 0 | 0 | 0 | 0 | 0 | 0 | 0
| Plymouth Street | 167013.44 | 99784.09 | 388631.77 | 1949.05 | [8 empty] | Fox Hills 33 kV | 299736.14 | 306929.8074 | 313375.3333 | 319956.2153 | 326675.2958 | 333535.477 | 340539.7221 | 347691.0562 | 354992.5684 | 362447.4123 | Fox Hills 33 kV | 117.3 | 2555.2953 | 2616.6224 | 2671.5715 | 2727.6745 | 2784.9556 | 2843.4397 | 2903.1519 | 2964.1181 | 3026.3646 | 3089.9183 |  |  | Fox Hills 33 kV | 313.5347 | 321.0596 | 327.8018 | 334.6857 | 341.7141 | 348.8901 | 356.2167 | 363.6973 | 371.3349 | 379.133 |  | 341.0455 | Grasslands | 82000 | Grasslands | 0 | 0 | 0 | 0 | 0 | 0 | 0 | 0 | 0 | 0 | Grasslands | 0 | 0 | 4.6703 | 15.8947 | 64.9141 | 115.9853 | 169.1728 | 207.2705 | 225.7314 | 230.4717 | 82000 | 82.9669 | 1.5915
| Plymouth Street | 101201.44 | 134236.11 | 532647.8 | 1725.5 | [8 empty] | Fox Hills 33 kV | 220229.3 | 225514.8032 | 230250.6141 | 235085.877 | 240022.6804 | 245063.1567 | 250209.483 | 255463.8821 | 260828.6236 | 266306.0247 | Fox Hills 33 kV | 1348.95 | 163.2598 | 167.178 | 170.6888 | 174.2732 | 177.933 | 181.6696 | 185.4846 | 189.3798 | 193.3568 | 197.4173 |  |  | Fox Hills 33 kV | 20.032 | 20.5127 | 20.9435 | 21.3833 | 21.8324 | 22.2909 | 22.759 | 23.2369 | 23.7249 | 24.2231 |  | 21.7897 | Greenwood | 9069.5 | Greenwood | 18.3912 | 18.8326 | 19.2281 | 19.6319 | 20.0442 | 20.4651 | 20.8949 | 21.3337 | 21.7817 | 22.2391 | Greenwood | 51.7804 | 53.0231 | 54.1366 | 55.2735 | 56.4342 | 57.6193 | 58.8293 | 60.0648 | 61.3261 | 62.614 | 9069.5 | 56.3238 | 0.1195
| Plymouth Street | 0 | 0 | 0 | 361.25 | [8 empty] | Fox Hills 33 kV | 199022.03 | 203798.5587 | 208078.3285 | 212447.9734 | 216909.3808 | 221464.4778 | 226115.2318 | 230863.6517 | 235711.7884 | 240661.7359 | Fox Hills 33 kV | 2520.25 | 78.9692 | 80.8644 | 82.5626 | 84.2964 | 86.0666 | 87.874 | 89.7194 | 91.6035 | 93.5271 | 95.4912 |  |  | Fox Hills 33 kV | 9.6895 | 9.9221 | 10.1304 | 10.3432 | 10.5604 | 10.7821 | 11.0086 | 11.2397 | 11.4758 | 11.7168 |  | 10.5397 | Harrison | 0 | Harrison | 0 | 0 | 0 | 0 | 0 | 0 | 0 | 0 | 0 | 0 | Harrison | 0 | 0 | 0 | 0 | 0 | 0 | 0 | 0 | 0 | 0 | 0 | 0 | 0
| Plymouth Street | 0 | 0 | 2083.83 | 361.25 | [8 empty] | Fox Hills 33 kV | 124876.52 | 127873.5565 | 130558.9012 | 133300.6381 | 136099.9515 | 138958.0505 | 141876.1695 | 144855.5691 | 147897.536 | 151003.3843 | Fox Hills 33 kV | 739.5 | 168.8662 | 172.9189 | 176.5502 | 180.2578 | 184.0432 | 187.9081 | 191.8542 | 195.8831 | 199.9967 | 204.1966 |  |  | Fox Hills 33 kV | 20.7199 | 21.2172 | 21.6627 | 22.1176 | 22.5821 | 23.0563 | 23.5405 | 24.0349 | 24.5396 | 25.0549 |  | 22.5379 | Hell Gate | 0 | Hell Gate | 0 | 0 | 0 | 0 | 0 | 0 | 0 | 0 | 0 | 0 | Hell Gate | 0 | 0 | 0 | 0 | 0 | 0 | 0 | 0 | 0 | 0 | 0 | 0 | 0
| Plymouth Street | 0 | 0 | 0 | 361.25 | [8 empty] | Fox Hills 33 kV | 3800000 | 3891200 | 3972915.2 | 4056346.4192 | 4141529.694 | 4228501.8176 | 4317300.3557 | 4407963.6632 | 4500530.9001 | 4595042.049 | Fox Hills 33 kV | 5000 | 760 | 778.24 | 794.583 | 811.2693 | 828.3059 | 845.7004 | 863.4601 | 881.5927 | 900.1062 | 919.0084 |  |  | Fox Hills 33 kV | 93.252 | 95.49 | 97.4953 | 99.5427 | 101.6331 | 103.7674 | 105.9466 | 108.1714 | 110.443 | 112.7623 |  | 101.4343 | Hillside | 716000 | Hillside | 0 | 0 | 0 | 0 | 0 | 0 | 0 | 0 | 0 | 0 | Hillside | 30.6958 | 68.3871 | 108.3291 | 173.6812 | 288.8429 | 351.8368 | 417.3489 | 468.3307 | 478.1657 | 488.2072 | 716000 | 248.6798 | 41.6521
| West 65th Street No. 2 | 90546.74 | 16553.06 | 79127.61 | 1167 | [8 empty] | Fresh Kills 33 kV | 46844 | 47968.256 | 48975.5894 | 50004.0768 | 51054.1624 | 52126.2998 | 53220.9521 | 54338.5921 | 55479.7025 | 56644.7762 | Fresh Kills 33 kV | 647.7 | 72.3236 | 74.0594 | 75.6146 | 77.2025 | 78.8238 | 80.4791 | 82.1691 | 83.8947 | 85.6565 | 87.4553 |  |  | Fresh Kills 33 kV | 8.8741 | 9.0871 | 9.2779 | 9.4728 | 9.6717 | 9.8748 | 10.0822 | 10.2939 | 10.5101 | 10.7308 |  | 9.6528 | Idlewild | 716000 | Idlewild | 0 | 0 | 0 | 0 | 0 | 0 | 0 | 0 | 0 | 0 | Idlewild | 66.5455 | 140.9299 | 195.5888 | 251.6754 | 256.9606 | 262.3568 | 267.8663 | 273.4915 | 279.2348 | 285.0987 | 716000 | 213.7091 | 35.7948
| Avenue A | 0 | 0 | 118277.78 | 500 | [8 empty] | Fresh Kills 33 kV | 71161.52 | 72869.3965 | 74399.6538 | 75962.0465 | 77557.2495 | 79185.9518 | 80848.8567 | 82546.6827 | 84280.1631 | 86050.0465 | Fresh Kills 33 kV | 727.6 | 97.8031 | 100.1504 | 102.2535 | 104.4008 | 106.5933 | 108.8317 | 111.1172 | 113.4506 | 115.8331 | 118.2656 |  |  | Fresh Kills 33 kV | 12.0004 | 12.2884 | 12.5465 | 12.81 | 13.079 | 13.3537 | 13.6341 | 13.9204 | 14.2127 | 14.5112 |  | 13.0534 | Industry City | 269000 | Industry City | 0 | 0 | 0 | 0 | 0 | 0 | 0 | 0 | 0 | 0 | Industry City | 0 | 32.5358 | 80.6748 | 198.6546 | 277.0311 | 358.6119 | 417.7121 | 479.1364 | 542.9563 | 570.8245 | 269000 | 249.8713 | 15.7236
| Avenue A | 0 | 0 | 285423.7 | 555 | [8 empty] | Fresh Kills 33 kV | 23991.07 | 24566.8557 | 25082.7596 | 25609.4976 | 26147.2971 | 26696.3903 | 27257.0145 | 27829.4118 | 28413.8294 | 29010.5199 | Fresh Kills 33 kV | 113.05 | 212.2165 | 217.3096 | 221.8732 | 226.5325 | 231.2897 | 236.1468 | 241.1058 | 246.1691 | 251.3386 | 256.6167 |  |  | Fresh Kills 33 kV | 26.039 | 26.6639 | 27.2238 | 27.7955 | 28.3792 | 28.9752 | 29.5837 | 30.2049 | 30.8392 | 31.4869 |  | 28.3237 | Jamaica | 0 | Jamaica | 0 | 0 | 0 | 0 | 0 | 0 | 0 | 0 | 0 | 0 | Jamaica | 0 | 0 | 0 | 0 | 0 | 0 | 0 | 0 | 0 | 0 | 0 | 0 | 0
| Avenue A | 275408.35 | 140226.27 | 190595.35 | 1503 | [8 empty] | Fresh Kills 33 kV | 366086.68 | 374872.7603 | 382745.0883 | 390782.7351 | 398989.1726 | 407367.9452 | 415922.6721 | 424657.0482 | 433574.8462 | 442679.9179 | Fresh Kills 33 kV | 1955 | 187.2566 | 191.7508 | 195.7775 | 199.8889 | 204.0865 | 208.3724 | 212.7482 | 217.2159 | 221.7774 | 226.4347 |  |  | Fresh Kills 33 kV | 22.9764 | 23.5278 | 24.0219 | 24.5264 | 25.0414 | 25.5673 | 26.1042 | 26.6524 | 27.2121 | 27.7835 |  | 24.9924 | Leonard Street No. 1 | 42 | Leonard Street No. 1 | 0 | 0 | 0 | 0 | 0 | 0 | 0 | 0 | 0 | 0 | Leonard Street No. 1 | 185.6466 | 190.1021 | 194.0943 | 198.1703 | 202.3318 | 206.5808 | 210.919 | 215.3483 | 219.8706 | 224.4879 | 42 | 201.936 | 0.001984
| East 29th Street | 0 | 0 | 174884.06 | 574 | [8 empty] | Fresh Kills 33 kV | 112185.43 | 114877.8803 | 117290.3158 | 119753.4124 | 122268.2341 | 124835.867 | 127457.4202 | 130134.026 | 132866.8406 | 135657.0442 | Fresh Kills 33 kV | 2847.5 | 39.3979 | 40.3434 | 41.1906 | 42.0556 | 42.9388 | 43.8405 | 44.7612 | 45.7012 | 46.6609 | 47.6408 |  |  | Fresh Kills 33 kV | 4.8341 | 4.9501 | 5.0541 | 5.1602 | 5.2686 | 5.3792 | 5.4922 | 5.6075 | 5.7253 | 5.8455 |  | 5.2583 | Leonard Street No. 2 | 0 | Leonard Street No. 2 | 0 | 0 | 0 | 0 | 0 | 0 | 0 | 0 | 0 | 0 | Leonard Street No. 2 | 0 | 0 | 0 | 0 | 0 | 0 | 0 | 0 | 0 | 0 | 0 | 0 | 0
| East 36th Street | 0 | 0 | 136222.15 | 599 | [8 empty] | West 50th Street | 629519.55 | 644628.0192 | 658165.2076 | 671986.677 | 686098.3972 | 700506.4635 | 715217.0993 | 730236.6583 | 745571.6282 | 761228.6324 | West 50th Street | 2425 | 259.5957 | 265.826 | 271.4083 | 277.1079 | 282.9272 | 288.8686 | 294.9349 | 301.1285 | 307.4522 | 313.9087 |  |  | West 50th Street | 31.8524 | 32.6168 | 33.3018 | 34.0011 | 34.7152 | 35.4442 | 36.1885 | 36.9485 | 37.7244 | 38.5166 |  | 34.6472 | Millwood West | 79000 | Millwood West | 0 | 0 | 0 | 0 | 0 | 0 | 0 | 0 | 0 | 0 | Millwood West | 0 | 4.748 | 9.6954 | 23.0977 | 74.1171 | 127.2692 | 147.5015 | 150.5991 | 153.7616 | 156.9906 | 79000 | 70.3278 | 1.2997
| East 36th Street | 0 | 0 | 25613.74 | 565 | [8 empty] | Woodrow | 185412.75 | 189862.656 | 193849.7718 | 197920.617 | 202076.9499 | 206320.5659 | 210653.2978 | 215077.017 | 219593.6344 | 224205.1007 | Woodrow | 636.65 | 291.2318 | 298.2214 | 304.4841 | 310.8782 | 317.4067 | 324.0722 | 330.8777 | 337.8261 | 344.9205 | 352.1638 |  |  | Woodrow | 35.7341 | 36.5918 | 37.3602 | 38.1448 | 38.9458 | 39.7637 | 40.5987 | 41.4513 | 42.3217 | 43.2105 |  | 38.8696 | Mott Haven | 86128.5 | Mott Haven | 15.053 | 15.4143 | 15.738 | 16.0684 | 16.4059 | 16.7504 | 17.1022 | 17.4613 | 17.828 | 18.2024 | Mott Haven | 68.575 | 85.1054 | 102.0898 | 135.2662 | 149.7349 | 152.8794 | 156.0898 | 159.3677 | 162.7144 | 166.1314 | 86128.5 | 126.4227 | 2.5472
| East 63rd Street No. 1 | 0 | 0 | 88918.04 | 500 | [8 empty] | Woodrow | 7533.28 | 7714.0787 | 7876.0744 | 8041.4719 | 8210.3428 | 8382.76 | 8558.798 | 8738.5328 | 8922.042 | 9109.4048 | Woodrow | 526.15 | 14.3177 | 14.6614 | 14.9693 | 15.2836 | 15.6046 | 15.9323 | 16.2668 | 16.6084 | 16.9572 | 17.3133 |  |  | Woodrow | 1.7568 | 1.7989 | 1.8367 | 1.8753 | 1.9147 | 1.9549 | 1.9959 | 2.0379 | 2.0807 | 2.1243 |  | 1.9109 | Murray Hill | 2230 | Murray Hill | 0 | 0 | 0 | 0 | 0 | 0 | 0 | 0 | 0 | 0 | Murray Hill | 3.9819 | 4.0775 | 4.1631 | 4.2505 | 4.3398 | 4.4309 | 4.524 | 4.619 | 4.716 | 4.815 | 2230 | 4.3313 | 0.0022595
| East 63rd Street No. 2 | 0 | 0 | 58046.42 | 491 | [8 empty] | West 65th Street No. 1 | 298101.71 | 305256.151 | 311666.5302 | 318211.5273 | 324893.9694 | 331716.7428 | 338682.7944 | 345795.1331 | 353056.8309 | 360471.0243 | West 65th Street No. 1 | 1748 | 170.5387 | 174.6317 | 178.2989 | 182.0432 | 185.8661 | 189.7693 | 193.7545 | 197.8233 | 201.9776 | 206.2191 |  |  | West 65th Street No. 1 | 20.9251 | 21.4273 | 21.8773 | 22.3367 | 22.8058 | 23.2847 | 23.7737 | 24.2729 | 24.7827 | 25.3031 |  | 22.7612 | Nevins Street | 716000 | Nevins Street | 0 | 0 | 0 | 0 | 0 | 0 | 0 | 0 | 0 | 0 | Nevins Street | 55.7237 | 82.1786 | 125.8701 | 178.5416 | 265.9268 | 442.2956 | 596.8928 | 698.4439 | 713.1112 | 728.0865 | 716000 | 329.9884 | 55.2707
| East 63rd Street No. 2 | 162157.47 | 67130.83 | 79387.24 | 1130 | [8 empty] | White Plains | 77758.59 | 79624.7962 | 81296.9169 | 83004.1521 | 84747.2393 | 86526.9314 | 88343.9969 | 90199.2208 | 92093.4045 | 94027.366 | White Plains | 808 | 96.2359 | 98.5455 | 100.615 | 102.7279 | 104.8852 | 107.0878 | 109.3366 | 111.6327 | 113.977 | 116.3705 |  |  | White Plains | 11.8081 | 12.0915 | 12.3455 | 12.6047 | 12.8694 | 13.1397 | 13.4156 | 13.6973 | 13.985 | 14.2787 |  | 12.8442 | Newtown | 117242.7 | Newtown | 17.8744 | 18.3034 | 18.6877 | 19.0802 | 19.4809 | 19.89 | 20.3076 | 20.7341 | 21.1695 | 21.6141 | Newtown | 142.9524 | 218.5495 | 223.139 | 227.8249 | 232.6092 | 237.494 | 242.4814 | 247.5735 | 252.7726 | 258.0808 | 117242.7 | 222.284 | 6.0965
| East 63rd Street No. 2 | 6905 | 0 | 0 | 470 | [8 empty] | Brownsville No. 1 | 258161.26 | 264357.1302 | 269908.63 | 275576.7112 | 281363.8221 | 287272.4624 | 293305.1841 | 299464.593 | 305753.3494 | 312174.1698 | Brownsville No. 1 | 408 | 632.7482 | 647.9341 | 661.5408 | 675.4331 | 689.6172 | 704.0992 | 718.8853 | 733.9818 | 749.3955 | 765.1328 |  |  | Brownsville No. 1 | 77.6382 | 79.5015 | 81.1711 | 82.8756 | 84.616 | 86.393 | 88.2072 | 90.0596 | 91.9508 | 93.8818 |  | 84.4505 | North Queens | 4642.7 | North Queens | 6.2257 | 6.3751 | 6.509 | 6.6456 | 6.7852 | 6.9277 | 7.0732 | 7.2217 | 7.3734 | 7.5282 | North Queens | 46.2821 | 47.3928 | 48.3881 | 49.4042 | 50.4417 | 51.501 | 52.5825 | 53.6867 | 54.8142 | 55.9653 | 4642.7 | 50.343 | 0.054676
| East 75th Street | 0 | 0 | 363103.59 | 810 | [8 empty] | Brownsville No. 1 | 37718.19 | 38623.4266 | 39434.5185 | 40262.6434 | 41108.1589 | 41971.4303 | 42852.8303 | 43752.7397 | 44671.5473 | 45609.6498 | Brownsville No. 1 | 227.8 | 165.5759 | 169.5497 | 173.1103 | 176.7456 | 180.4572 | 184.2468 | 188.116 | 192.0665 | 196.0999 | 200.218 |  |  | Brownsville No. 1 | 20.3162 | 20.8038 | 21.2406 | 21.6867 | 22.1421 | 22.6071 | 23.0818 | 23.5666 | 24.0615 | 24.5667 |  | 22.0988 | Ossining West | 0 | Ossining West | 0 | 0 | 0 | 0 | 0 | 0 | 0 | 0 | 0 | 0 | Ossining West | 0 | 0 | 0 | 0 | 0 | 0 | 0 | 0 | 0 | 0 | 0 | 0 | 0
| Leonard Street No. 1 | 0 | 0 | 64227 | 42 | [8 empty] | Brownsville No. 1 | 180443.45 | 184774.0928 | 188654.3487 | 192616.0901 | 196661.028 | 200790.9096 | 205007.5187 | 209312.6765 | 213708.2428 | 218196.1158 | Brownsville No. 1 | 628.15 | 287.2617 | 294.156 | 300.3333 | 306.6403 | 313.0797 | 319.6544 | 326.3671 | 333.2208 | 340.2185 | 347.3631 |  |  | Brownsville No. 1 | 35.247 | 36.0929 | 36.8509 | 37.6248 | 38.4149 | 39.2216 | 40.0452 | 40.8862 | 41.7448 | 42.6214 |  | 38.3397 | Parkchester No. 1 | 1410 | Parkchester No. 1 | 3.2319 | 3.3095 | 3.379 | 3.45 | 3.5224 | 3.5964 | 3.6719 | 3.749 | 3.8278 | 3.9081 | Parkchester No. 1 | 57.2794 | 75.1055 | 177.6989 | 266.7669 | 281.1239 | 287.0275 | 293.0551 | 299.2092 | 305.4926 | 311.908 | 1410 | 216.1505 | 0.071295
| Murray Hill | 0 | 0 | 73143.52 | 2230 | [8 empty] | East 179th Street | 169000.42 | 173056.4301 | 176690.6151 | 180401.118 | 184189.5415 | 188057.5219 | 192006.7298 | 196038.8712 | 200155.6875 | 204358.9569 | East 179th Street | 713 | 237.0272 | 242.7159 | 247.8129 | 253.017 | 258.3304 | 263.7553 | 269.2942 | 274.9493 | 280.7233 | 286.6185 |  |  | East 179th Street | 29.0832 | 29.7812 | 30.4066 | 31.0452 | 31.6971 | 32.3628 | 33.0424 | 33.7363 | 34.4447 | 35.1681 |  | 31.6351 | Parkchester No. 2 | 1968 | Parkchester No. 2 | 7.6592 | 7.843 | 8.0077 | 8.1759 | 8.3476 | 8.5229 | 8.7019 | 8.8846 | 9.0712 | 9.2617 | Parkchester No. 2 | 40.3287 | 58.5461 | 79.7514 | 101.8215 | 103.9597 | 106.1429 | 108.3719 | 110.6477 | 112.9713 | 115.3437 | 1968 | 88.6104 | 0.040794
| Wainwright | 0 | 9548.74 | 0 | 67.15 | [8 empty] | East 179th Street | 64129.22 | 65668.3213 | 67047.356 | 68455.3505 | 69892.9129 | 71360.664 | 72859.238 | 74389.282 | 75951.4569 | 77546.4375 | East 179th Street | 989 | 64.8425 | 66.3987 | 67.7931 | 69.2167 | 70.6703 | 72.1544 | 73.6696 | 75.2167 | 76.7962 | 78.4089 |  |  | East 179th Street | 7.9562 | 8.1471 | 8.3182 | 8.4929 | 8.6712 | 8.8533 | 9.0393 | 9.2291 | 9.4229 | 9.6208 |  | 8.6543 | Parkview | 85000 | Parkview | 0 | 0 | 0 | 0 | 0 | 0 | 0 | 0 | 0 | 0 | Parkview | 29.9906 | 133.6766 | 316.7041 | 366.2894 | 373.9815 | 381.8351 | 389.8536 | 398.0405 | 406.3994 | 414.9338 | 85000 | 296.2595 | 5.8908
| Wainwright | 0 | 7113.47 | 0 | 229.5 | [8 empty] | East 179th Street | 16786.36 | 17189.2326 | 17550.2065 | 17918.7609 | 18295.0548 | 18679.251 | 19071.5153 | 19472.0171 | 19880.9294 | 20298.429 | East 179th Street | 253 | 66.3492 | 67.9416 | 69.3684 | 70.8251 | 72.3125 | 73.831 | 75.3815 | 76.9645 | 78.5807 | 80.2309 |  |  | East 179th Street | 8.1411 | 8.3364 | 8.5115 | 8.6902 | 8.8727 | 9.0591 | 9.2493 | 9.4435 | 9.6419 | 9.8443 |  | 8.8554 | Pleasantville | 0 | Pleasantville | 0 | 0 | 0 | 0 | 0 | 0 | 0 | 0 | 0 | 0 | Pleasantville | 0 | 0 | 0 | 0 | 0 | 0 | 0 | 0 | 0 | 0 | 0 | 0 | 0
| Washington Street | 0 | 10195.37 | 23852.94 | 264 | [8 empty] | East 179th Street | 72849.54 | 74597.929 | 76164.4855 | 77763.9397 | 79396.9824 | 81064.319 | 82766.6697 | 84504.7698 | 86279.37 | 88091.2367 | East 179th Street | 379 | 192.2151 | 196.8283 | 200.9617 | 205.1819 | 209.4907 | 213.89 | 218.3817 | 222.9677 | 227.6501 | 232.4307 |  |  | East 179th Street | 23.5848 | 24.1508 | 24.658 | 25.1758 | 25.7045 | 26.2443 | 26.7954 | 27.3581 | 27.9327 | 28.5192 |  | 25.6542 | Plymouth Street | 4777 | Plymouth Street | 12.1883 | 12.4808 | 12.7429 | 13.0105 | 13.2837 | 13.5627 | 13.8475 | 14.1383 | 14.4352 | 14.7383 | Plymouth Street | 55.272 | 56.5985 | 57.7871 | 59.0006 | 60.2396 | 61.5047 | 62.7963 | 64.115 | 65.4614 | 66.8361 | 4777 | 60.1218 | 0.067185
| Water Street | 129443.79 | 13564.9 | 190027.29 | 494.7 | [8 empty] | East 179th Street | 28820.73 | 29512.4275 | 30132.1885 | 30764.9645 | 31411.0287 | 32070.6603 | 32744.1442 | 33431.7712 | 34133.8384 | 34850.649 | East 179th Street | 119 | 242.191 | 248.0036 | 253.2117 | 258.5291 | 263.9582 | 269.5013 | 275.1609 | 280.9393 | 286.839 | 292.8626 |  |  | East 179th Street | 29.7168 | 30.43 | 31.0691 | 31.7215 | 32.3877 | 33.0678 | 33.7622 | 34.4712 | 35.1951 | 35.9342 |  | 32.3243 | Rockview | 0 | Rockview | 0 | 0 | 0 | 0 | 0 | 0 | 0 | 0 | 0 | 0 | Rockview | 0 | 0 | 0 | 0 | 0 | 0 | 0 | 0 | 0 | 0 | 0 | 0 | 0
| Water Street | 208829.92 | 458103.62 | 19993.61 | 1866.6 | [8 empty] | Mott Haven | 92113.18 | 94323.8963 | 96304.6981 | 98327.0968 | 100391.9658 | 102500.1971 | 104652.7013 | 106850.408 | 109094.2666 | 111385.2462 | Mott Haven | 450 | 204.696 | 209.6087 | 214.0104 | 218.5047 | 223.0933 | 227.7782 | 232.5616 | 237.4454 | 242.4317 | 247.5228 |  |  | Mott Haven | 25.1162 | 25.719 | 26.2591 | 26.8105 | 27.3735 | 27.9484 | 28.5353 | 29.1345 | 29.7464 | 30.371 |  | 27.32 | Seaport No. 1 | 0 | Seaport No. 1 | 0 | 0 | 0 | 0 | 0 | 0 | 0 | 0 | 0 | 0 | Seaport No. 1 | 0 | 0 | 0 | 0 | 0 | 0 | 0 | 0 | 0 | 0 | 0 | 0 | 0
| Water Street | 0 | 0 | 7457.38 | 361.25 | [8 empty] | Mott Haven | 126940.7 | 129987.2768 | 132717.0096 | 135504.0668 | 138349.6522 | 141254.9949 | 144221.3498 | 147249.9982 | 150342.2481 | 153499.4353 | Mott Haven | 472.5 | 268.6576 | 275.1053 | 280.8826 | 286.7811 | 292.8035 | 298.9524 | 305.2304 | 311.6402 | 318.1847 | 324.8665 |  |  | Mott Haven | 32.9643 | 33.7554 | 34.4643 | 35.188 | 35.927 | 36.6815 | 37.4518 | 38.2383 | 39.0413 | 39.8611 |  | 35.8567 | Seaport No. 2 | 0 | Seaport No. 2 | 0 | 0 | 0 | 0 | 0 | 0 | 0 | 0 | 0 | 0 | Seaport No. 2 | 0 | 0 | 0 | 0 | 0 | 0 | 0 | 0 | 0 | 0 | 0 | 0 | 0
| Water Street | 0 | 0 | 0 | 361.25 | [8 empty] | Mott Haven | 5999.04 | 6143.017 | 6272.0203 | 6403.7327 | 6538.2111 | 6675.5136 | 6815.6993 | 6958.829 | 7104.9644 | 7254.1687 | Mott Haven | 328 | 18.2898 | 18.7287 | 19.122 | 19.5236 | 19.9336 | 20.3522 | 20.7796 | 21.2159 | 21.6615 | 22.1164 |  |  | Mott Haven | 2.2442 | 2.298 | 2.3463 | 2.3955 | 2.4458 | 2.4972 | 2.5497 | 2.6032 | 2.6579 | 2.7137 |  | 2.4411 | Sherman Creek | 3048 | Sherman Creek | 44.8175 | 45.8931 | 46.8569 | 47.8409 | 48.8455 | 49.8713 | 50.9186 | 51.9879 | 53.0796 | 54.1943 | Sherman Creek | 94.9103 | 97.1881 | 99.2291 | 101.3129 | 103.4405 | 105.6127 | 107.8306 | 110.095 | 112.407 | 114.7676 | 3048 | 103.2381 | 0.07361
| Water Street | 0 | 0 | 0 | 361.25 | [8 empty] | Mott Haven | 21210.37 | 21719.4189 | 22175.5267 | 22641.2127 | 23116.6782 | 23602.1284 | 24097.7731 | 24603.8264 | 25120.5067 | 25648.0374 | Mott Haven | 314 | 67.5489 | 69.1701 | 70.6227 | 72.1058 | 73.62 | 75.166 | 76.7445 | 78.3561 | 80.0016 | 81.6816 |  |  | Mott Haven | 8.2883 | 8.4872 | 8.6654 | 8.8474 | 9.0332 | 9.2229 | 9.4166 | 9.6143 | 9.8162 | 10.0223 |  | 9.0155 | Trade Center No. 1 | 0 | Trade Center No. 1 | 0 | 0 | 0 | 0 | 0 | 0 | 0 | 0 | 0 | 0 | Trade Center No. 1 | 0 | 0 | 0 | 0 | 0 | 0 | 0 | 0 | 0 | 0 | 0 | 0 | 0
| Water Street | 0 | 0 | 60382.95 | 361.25 | [8 empty] | Mott Haven | 14863.62 | 15220.3469 | 15539.9742 | 15866.3136 | 16199.5062 | 16539.6958 | 16887.0295 | 17241.6571 | 17603.7319 | 17973.4102 | Mott Haven | 564 | 26.3539 | 26.9864 | 27.5531 | 28.1318 | 28.7225 | 29.3257 | 29.9415 | 30.5703 | 31.2123 | 31.8677 |  |  | Mott Haven | 3.2336 | 3.3112 | 3.3808 | 3.4518 | 3.5243 | 3.5983 | 3.6738 | 3.751 | 3.8297 | 3.9102 |  | 3.5174 | Wainwright | 296.65 | Wainwright | 0 | 0 | 0 | 0 | 0 | 0 | 0 | 0 | 0 | 0 | Wainwright | 6.0268 | 6.1715 | 6.3011 | 6.4334 | 6.5685 | 6.7064 | 6.8473 | 6.991 | 7.1379 | 7.2878 | 296.65 | 6.5556 | 0.00045493
| Water Street | 0 | 0 | 131890.1 | 361.25 | [8 empty] | Parkchester No. 1 | 3761.01 | 3851.2742 | 3932.151 | 4014.7262 | 4099.0354 | 4185.1152 | 4273.0026 | 4362.7356 | 4454.3531 | 4547.8945 | Parkchester No. 1 | 541 | 6.952 | 7.1188 | 7.2683 | 7.4209 | 7.5768 | 7.7359 | 7.8983 | 8.0642 | 8.2336 | 8.4065 |  |  | Parkchester No. 1 | 0.85301 | 0.87348 | 0.89182 | 0.91055 | 0.92967 | 0.94919 | 0.96913 | 0.98948 | 1.0103 | 1.0315 |  | 0.92785 | Washington Street | 264 | Washington Street | 0 | 0 | 0 | 0 | 0 | 0 | 0 | 0 | 0 | 0 | Washington Street | 15.1125 | 15.4752 | 15.8002 | 16.132 | 16.4708 | 16.8167 | 17.1698 | 17.5304 | 17.8985 | 18.2744 | 264 | 16.4386 | 0.0010152
| Water Street | 0 | 0 | 100983.6 | 361.25 | [8 empty] | Parkchester No. 1 | 26885.46 | 27530.711 | 28108.856 | 28699.1419 | 29301.8239 | 29917.1622 | 30545.4226 | 31186.8765 | 31841.8009 | 32510.4787 | Parkchester No. 1 | 17 | 1581.4976 | 1619.4536 | 1653.4621 | 1688.1848 | 1723.6367 | 1759.8331 | 1796.7896 | 1834.5221 | 1873.0471 | 1912.3811 |  |  | Parkchester No. 1 | 194.0498 | 198.707 | 202.8798 | 207.1403 | 211.4902 | 215.9315 | 220.4661 | 225.0959 | 229.8229 | 234.6492 |  | 211.0764 | Water Street | 4167.55 | Water Street | 17.5777 | 17.9995 | 18.3775 | 18.7635 | 19.1575 | 19.5598 | 19.9706 | 20.3899 | 20.8181 | 21.2553 | Water Street | 58.2783 | 59.677 | 60.9302 | 62.2098 | 63.5162 | 64.85 | 66.2119 | 67.6023 | 69.022 | 70.4714 | 4167.55 | 63.3919 | 0.061801
| Water Street | 0 | 0 | 0 | 361.25 | [8 empty] | Parkchester No. 1 | 1642.79 | 1682.217 | 1717.5435 | 1753.6119 | 1790.4378 | 1828.037 | 1866.4258 | 1905.6207 | 1945.6387 | 1986.4971 | Parkchester No. 1 | 444 | 3.7 | 3.7888 | 3.8683 | 3.9496 | 4.0325 | 4.1172 | 4.2037 | 4.2919 | 4.3821 | 4.4741 |  |  | Parkchester No. 1 | 0.45399 | 0.46488 | 0.47465 | 0.48461 | 0.49479 | 0.50518 | 0.51579 | 0.52662 | 0.53768 | 0.54897 |  | 0.49382 | West 110th Street No. 1 | 2440 | West 110th Street No. 1 | 13.4904 | 13.8142 | 14.1043 | 14.4005 | 14.7029 | 15.0117 | 15.3269 | 15.6488 | 15.9774 | 16.3129 | West 110th Street No. 1 | 31.374 | 32.127 | 32.8016 | 33.4905 | 34.1938 | 34.9118 | 35.645 | 36.3935 | 37.1578 | 37.9381 | 2440 | 34.1269 | 0.019479
| Water Street | 0 | 0 | 150701.4 | 361.25 | [8 empty] | Parkchester No. 1 | 4850.45 | 4966.8608 | 5071.1649 | 5177.6593 | 5286.3902 | 5397.4044 | 5510.7499 | 5626.4756 | 5744.6316 | 5865.2689 | Parkchester No. 1 | 408 | 11.8884 | 12.1737 | 12.4293 | 12.6903 | 12.9568 | 13.2289 | 13.5067 | 13.7904 | 14.08 | 14.3757 |  |  | Parkchester No. 1 | 1.4587 | 1.4937 | 1.5251 | 1.5571 | 1.5898 | 1.6232 | 1.6573 | 1.6921 | 1.7276 | 1.7639 |  | 1.5867 | West 110th Street No. 2 | 0 | West 110th Street No. 2 | 0 | 0 | 0 | 0 | 0 | 0 | 0 | 0 | 0 | 0 | West 110th Street No. 2 | 0 | 0 | 0 | 0 | 0 | 0 | 0 | 0 | 0 | 0 | 0 | 0 | 0
| West 110th Street No. 1 | 268269.26 | 70451.06 | 297170.53 | 2440 | [8 empty] | Parkchester No. 2 | 33309.45 | 34108.8768 | 34825.1632 | 35556.4916 | 36303.178 | 37065.5447 | 37843.9211 | 38638.6435 | 39450.055 | 40278.5062 | Parkchester No. 2 | 920 | 36.2059 | 37.0749 | 37.8534 | 38.6484 | 39.46 | 40.2886 | 41.1347 | 41.9985 | 42.8805 | 43.781 |  |  | Parkchester No. 2 | 4.4425 | 4.5491 | 4.6446 | 4.7422 | 4.8417 | 4.9434 | 5.0472 | 5.1532 | 5.2614 | 5.3719 |  | 4.8323 | West 19th Street | 0 | West 19th Street | 0 | 0 | 0 | 0 | 0 | 0 | 0 | 0 | 0 | 0 | West 19th Street | 0 | 0 | 0 | 0 | 0 | 0 | 0 | 0 | 0 | 0 | 0 | 0 | 0
| West 42nd Street No. 2 | 297830.95 | 27915.82 | 356727.28 | 2752 | [8 empty] | Parkchester No. 2 | 81547.24 | 83504.3738 | 85257.9656 | 87048.3829 | 88876.3989 | 90742.8033 | 92648.4022 | 94594.0186 | 96580.493 | 98608.6834 | Parkchester No. 2 | 920 | 88.6383 | 90.7656 | 92.6717 | 94.6178 | 96.6048 | 98.6335 | 100.7048 | 102.8196 | 104.9788 | 107.1834 |  |  | Parkchester No. 2 | 10.8759 | 11.1369 | 11.3708 | 11.6096 | 11.8534 | 12.1023 | 12.3565 | 12.616 | 12.8809 | 13.1514 |  | 11.8302 | West 42nd Street No. 1 | 0 | West 42nd Street No. 1 | 0 | 0 | 0 | 0 | 0 | 0 | 0 | 0 | 0 | 0 | West 42nd Street No. 1 | 0 | 0 | 0 | 0 | 0 | 0 | 0 | 0 | 0 | 0 | 0 | 0 | 0
| Bruckner | 0 | 0 | 601494.74 | 207 | [8 empty] | Sherman Creek | 627605.63 | 642668.1651 | 656164.1966 | 669943.6447 | 684012.4613 | 698376.7229 | 713042.6341 | 728016.5294 | 743304.8766 | 758914.279 | Sherman Creek | 1216 | 516.1231 | 528.51 | 539.6087 | 550.9405 | 562.5102 | 574.323 | 586.3837 | 598.6978 | 611.2705 | 624.1071 |  |  | Sherman Creek | 63.3283 | 64.8482 | 66.21 | 67.6004 | 69.02 | 70.4694 | 71.9493 | 73.4602 | 75.0029 | 76.5779 |  | 68.885 | West 42nd Street No. 2 | 2752 | West 42nd Street No. 2 | 13.279 | 13.5977 | 13.8833 | 14.1748 | 14.4725 | 14.7764 | 15.0867 | 15.4035 | 15.727 | 16.0573 | West 42nd Street No. 2 | 30.1039 | 30.8264 | 31.4737 | 32.1347 | 32.8095 | 33.4985 | 34.202 | 34.9202 | 35.6536 | 36.4023 | 2752 | 32.7453 | 0.021081
| Bruckner | 30456.7 | 69249.41 | 118145.76 | 214 | [8 empty] | Sherman Creek | 187181.55 | 191673.9072 | 195699.0593 | 199808.7395 | 204004.723 | 208288.8222 | 212662.8875 | 217128.8081 | 221688.5131 | 226343.9719 | Sherman Creek | 359 | 521.3971 | 533.9106 | 545.1227 | 556.5703 | 568.2583 | 580.1917 | 592.3757 | 604.8156 | 617.5167 | 630.4846 |  |  | Sherman Creek | 63.9754 | 65.5108 | 66.8866 | 68.2912 | 69.7253 | 71.1895 | 72.6845 | 74.2109 | 75.7693 | 77.3605 |  | 69.5889 | West 50th Street | 2425 | West 50th Street | 31.8524 | 32.6168 | 33.3018 | 34.0011 | 34.7152 | 35.4442 | 36.1885 | 36.9485 | 37.7244 | 38.5166 | West 50th Street | 57.0745 | 58.4443 | 59.6716 | 60.9247 | 62.2041 | 63.5104 | 64.8441 | 66.2059 | 67.5962 | 69.0157 | 2425 | 62.0824 | 0.035218
| Bruckner | 27136.22 | 9789.32 | 60917.15 | 313 | [8 empty] | Sherman Creek | 13989.32 | 14325.0637 | 14625.89 | 14933.0337 | 15246.6274 | 15566.8066 | 15893.7095 | 16227.4774 | 16568.2545 | 16916.1878 | Sherman Creek | 694 | 20.1575 | 20.6413 | 21.0748 | 21.5173 | 21.9692 | 22.4306 | 22.9016 | 23.3825 | 23.8736 | 24.3749 |  |  | Sherman Creek | 2.4733 | 2.5327 | 2.5859 | 2.6402 | 2.6956 | 2.7522 | 2.81 | 2.869 | 2.9293 | 2.9908 |  | 2.6903 | West 65th Street No. 1 | 1748 | West 65th Street No. 1 | 20.9251 | 21.4273 | 21.8773 | 22.3367 | 22.8058 | 23.2847 | 23.7737 | 24.2729 | 24.7827 | 25.3031 | West 65th Street No. 1 | 53.4414 | 54.724 | 55.8732 | 57.0465 | 58.2445 | 59.4676 | 60.7165 | 61.9915 | 63.2933 | 64.6225 | 1748 | 58.1305 | 0.02377
| Bruckner | 1088.87 | 3467.01 | 3172.1 | 400 | [8 empty] | Transformer | [10 empty] | Transformer | [13 empty] | Transformer | [12 empty] | West 65th Street No. 2 | 1167 | West 65th Street No. 2 | 9.5202 | 9.7487 | 9.9534 | 10.1624 | 10.3759 | 10.5937 | 10.8162 | 11.0434 | 11.2753 | 11.512 | West 65th Street No. 2 | 19.2736 | 19.7362 | 20.1507 | 20.5738 | 21.0059 | 21.447 | 21.8974 | 22.3572 | 22.8267 | 23.3061 | 1167 | 20.9648 | 0.0057233
| Corona No. 1 | 0 | 0 | 0 | 0 | [8 empty] | Bensonhurst No. 1 | 26818.21 | 27461.847 | 28038.5458 | 28627.3553 | 29228.5298 | 29842.3289 | 30469.0178 | 31108.8672 | 31762.1534 | 32429.1586 | Bensonhurst No. 1 | 979.2 | 27.3879 | 28.0452 | 28.6341 | 29.2355 | 29.8494 | 30.4762 | 31.1162 | 31.7697 | 32.4368 | 33.118 |  |  | Bensonhurst No. 1 | 2.9387 | 3.0092 | 3.0724 | 3.137 | 3.2028 | 3.2701 | 3.3388 | 3.4089 | 3.4805 | 3.5536 |  | 3.1966 | White Plains | 808 | White Plains | 11.8081 | 12.0915 | 12.3455 | 12.6047 | 12.8694 | 13.1397 | 13.4156 | 13.6973 | 13.985 | 14.2787 | White Plains | 95.0211 | 97.3016 | 99.345 | 101.4312 | 103.5613 | 105.7361 | 107.9565 | 110.2236 | 112.5383 | 114.9016 | 808 | 103.3587 | 0.019536
| Corona No. 2 | 663938.76 | 77435.38 | 133179.55 | 1177.25 | [8 empty] | Bensonhurst No. 1 | 49464.45 | 50651.5968 | 51715.2803 | 52801.3012 | 53910.1285 | 55042.2412 | 56198.1283 | 57378.289 | 58583.2331 | 59813.481 | Bensonhurst No. 1 | 807.5 | 61.2563 | 62.7264 | 64.0437 | 65.3886 | 66.7618 | 68.1638 | 69.5952 | 71.0567 | 72.5489 | 74.0724 |  |  | Bensonhurst No. 1 | 6.5728 | 6.7305 | 6.8719 | 7.0162 | 7.1635 | 7.314 | 7.4676 | 7.6244 | 7.7845 | 7.948 |  | 7.1495 | Willowbrook | 0 | Willowbrook | 0 | 0 | 0 | 0 | 0 | 0 | 0 | 0 | 0 | 0 | Willowbrook | 0 | 0 | 0 | 0 | 0 | 0 | 0 | 0 | 0 | 0 | 0 | 0 | 0
| Glendale | 155872.25 | 215276.45 | 362835.86 | 1057.4 | [8 empty] | Bensonhurst No. 2 | 156416.86 | 160170.8646 | 163534.4528 | 166968.6763 | 170475.0185 | 174054.9939 | 177710.1488 | 181442.0619 | 185252.3452 | 189142.6444 | Bensonhurst No. 2 | 1923.55 | 81.3168 | 83.2684 | 85.017 | 86.8024 | 88.6252 | 90.4863 | 92.3866 | 94.3267 | 96.3075 | 98.33 |  |  | Bensonhurst No. 2 | 8.7253 | 8.9347 | 9.1223 | 9.3139 | 9.5095 | 9.7092 | 9.9131 | 10.1213 | 10.3338 | 10.5508 |  | 9.4909 | Woodrow | 1162.8 | Woodrow | 20.3599 | 20.8485 | 21.2863 | 21.7334 | 22.1898 | 22.6557 | 23.1315 | 23.6173 | 24.1132 | 24.6196 | Woodrow | 50.1592 | 51.363 | 52.4416 | 53.5429 | 54.6673 | 55.8153 | 56.9874 | 58.1841 | 59.406 | 60.6535 | 1162.8 | 54.5603 | 0.014841
| Glendale | 192636.26 | 136715.81 | 352996.51 | 1347.25 | [8 empty] | Bensonhurst No. 2 | 16160.02 | 16547.8605 | 16895.3656 | 17250.1682 | 17612.4218 | 17982.2826 | 18359.9106 | 18745.4687 | 19139.1235 | 19541.0451 | Bensonhurst No. 2 | 1422.05 | 11.3639 | 11.6366 | 11.881 | 12.1305 | 12.3852 | 12.6453 | 12.9109 | 13.182 | 13.4588 | 13.7415 |  |  | Bensonhurst No. 2 | 1.2193 | 1.2486 | 1.2748 | 1.3016 | 1.3289 | 1.3568 | 1.3853 | 1.4144 | 1.4441 | 1.4745 |  | 1.3263 |  |  | Transformer
| Glendale | 90144.72 | 44723.81 | 123370.86 | 814.3 | [8 empty] | Greenwood | 15192.9 | 15557.5296 | 15884.2377 | 16217.8067 | 16558.3807 | 16906.1066 | 17261.1349 | 17623.6187 | 17993.7147 | 18371.5827 | Greenwood | 501.5 | 30.2949 | 31.022 | 31.6735 | 32.3386 | 33.0177 | 33.7111 | 34.419 | 35.1418 | 35.8798 | 36.6333 |  |  | Greenwood | 3.2506 | 3.3287 | 3.3986 | 3.4699 | 3.5428 | 3.6172 | 3.6932 | 3.7707 | 3.8499 | 3.9307 |  | 3.5359 |  |  | Astor | 0 | 0 | 0 | 0 | 0 | 0 | 0 | 0 | 0 | 0
| Jamaica | 0 | 0 | 0 | 0 | [8 empty] | Greenwood | 18711.37 | 19160.4429 | 19562.8122 | 19973.6312 | 20393.0775 | 20821.3321 | 21258.5801 | 21705.0103 | 22160.8155 | 22626.1926 | Greenwood | 476 | 39.3096 | 40.253 | 41.0983 | 41.9614 | 42.8426 | 43.7423 | 44.6609 | 45.5988 | 46.5563 | 47.534 |  |  | Greenwood | 4.2179 | 4.3192 | 4.4099 | 4.5025 | 4.597 | 4.6935 | 4.7921 | 4.8927 | 4.9955 | 5.1004 |  | 4.588 |  |  | Atlantic | 0 | 0 | 0 | 0 | 0 | 0 | 0 | 0 | 0 | 0
| Jamaica | 0 | 0 | 0 | 0 | [8 empty] | Greenwood | 26727.78 | 27369.2467 | 27944.0009 | 28530.8249 | 29129.9722 | 29741.7017 | 30366.2774 | 31003.9692 | 31655.0526 | 32319.8087 | Greenwood | 263.5 | 101.4337 | 103.8681 | 106.0493 | 108.2764 | 110.5502 | 112.8717 | 115.242 | 117.6621 | 120.133 | 122.6558 |  |  | Greenwood | 10.8838 | 11.145 | 11.3791 | 11.6181 | 11.862 | 12.1111 | 12.3655 | 12.6251 | 12.8903 | 13.161 |  | 11.8388 |  |  | Avenue A | 10.0108 | 10.2511 | 10.4664 | 10.6862 | 10.9106 | 11.1397 | 11.3736 | 11.6125 | 11.8563 | 12.1053
| Newtown | 75780.38 | 25238.61 | 78551.73 | 520.2 | [8 empty] | Greenwood | 746929.51 | 764855.8182 | 780917.7904 | 797317.064 | 814060.7224 | 831155.9975 | 848610.2735 | 866431.0892 | 884626.1421 | 903203.2911 | Greenwood | 5299.75 | 140.9367 | 144.3192 | 147.3499 | 150.4443 | 153.6036 | 156.8293 | 160.1227 | 163.4853 | 166.9185 | 170.4238 |  |  | Greenwood | 15.1225 | 15.4855 | 15.8106 | 16.1427 | 16.4817 | 16.8278 | 17.1812 | 17.542 | 17.9104 | 18.2865 |  | 16.4494 |  |  | Bensonhurst No. 1 | 4.5811 | 4.6911 | 4.7896 | 4.8902 | 4.9929 | 5.0977 | 5.2048 | 5.3141 | 5.4257 | 5.5396
| Newtown | 0 | 0 | 176894.9 | 361.25 | [8 empty] | Plymouth Street | 24542.07 | 25131.0797 | 25658.8324 | 26197.6678 | 26747.8189 | 27309.5231 | 27883.023 | 28468.5665 | 29066.4064 | 29676.801 | Plymouth Street | 741.2 | 33.1113 | 33.9059 | 34.618 | 35.3449 | 36.0872 | 36.845 | 37.6188 | 38.4088 | 39.2153 | 40.0389 |  |  | Plymouth Street | 3.5528 | 3.6381 | 3.7145 | 3.7925 | 3.8722 | 3.9535 | 4.0365 | 4.1213 | 4.2078 | 4.2962 |  | 3.8646 |  |  | Bensonhurst No. 2 | 5.5349 | 5.6677 | 5.7867 | 5.9083 | 6.0323 | 6.159 | 6.2884 | 6.4204 | 6.5552 | 6.6929
| Newtown | 0 | 0 | 153683.8 | 361.25 | [8 empty] | Plymouth Street | 99784.09 | 102178.9082 | 104324.6652 | 106515.4832 | 108752.3083 | 111036.1068 | 113367.8651 | 115748.5902 | 118179.3106 | 120661.0762 | Plymouth Street | 1949.05 | 51.1963 | 52.425 | 53.5259 | 54.6499 | 55.7976 | 56.9693 | 58.1657 | 59.3872 | 60.6343 | 61.9076 |  |  | Plymouth Street | 5.4934 | 5.6252 | 5.7433 | 5.8639 | 5.9871 | 6.1128 | 6.2412 | 6.3722 | 6.5061 | 6.6427 |  | 5.9754 |  |  | Brownsville No. 1 | 4.4343 | 4.5408 | 4.6361 | 4.7335 | 4.8329 | 4.9344 | 5.038 | 5.1438 | 5.2518 | 5.3621
| North Queens | 171908.58 | 965768.7 | 15745.37 | 3388.1 | [8 empty] | Plymouth Street | 134236.11 | 137457.7766 | 140344.3899 | 143291.6221 | 146300.7462 | 149373.0619 | 152509.8962 | 155712.604 | 158982.5687 | 162321.2026 | Plymouth Street | 1725.5 | 77.7955 | 79.6626 | 81.3355 | 83.0435 | 84.7875 | 86.568 | 88.3859 | 90.242 | 92.1371 | 94.072 |  |  | Plymouth Street | 8.3475 | 8.5478 | 8.7273 | 8.9106 | 9.0977 | 9.2887 | 9.4838 | 9.683 | 9.8863 | 10.0939 |  | 9.0799 |  |  | Brownsville No. 2 | 0 | 0 | 0 | 0 | 0 | 0 | 0 | 0 | 0 | 0
| North Queens | 0 | 0 | 242300.71 | 532.1 | [8 empty] | West 65th Street No. 2 | 16553.06 | 16950.3334 | 17306.2904 | 17669.7225 | 18040.7867 | 18419.6432 | 18806.4557 | 19201.3913 | 19604.6205 | 20016.3176 | West 65th Street No. 2 | 1167 | 14.1843 | 14.5247 | 14.8297 | 15.1412 | 15.4591 | 15.7838 | 16.1152 | 16.4536 | 16.7992 | 17.1519 |  |  | West 65th Street No. 2 | 1.522 | 1.5585 | 1.5912 | 1.6246 | 1.6588 | 1.6936 | 1.7292 | 1.7655 | 1.8025 | 1.8404 |  | 1.6555 |  |  | Bruckner | 9.55 | 9.7792 | 9.9846 | 10.1943 | 10.4083 | 10.6269 | 10.8501 | 11.0779 | 11.3106 | 11.5481
| North Queens | 0 | 0 | 39180.85 | 361.25 | [8 empty] | Avenue A | 140226.27 | 143591.7005 | 146607.1262 | 149685.8758 | 152829.2792 | 156038.6941 | 159315.5067 | 162661.1323 | 166077.0161 | 169564.6334 | Avenue A | 1503 | 93.2976 | 95.5367 | 97.543 | 99.5914 | 101.6828 | 103.8182 | 105.9983 | 108.2243 | 110.497 | 112.8175 |  |  | Avenue A | 10.0108 | 10.2511 | 10.4664 | 10.6862 | 10.9106 | 11.1397 | 11.3736 | 11.6125 | 11.8563 | 12.1053 |  | 10.8892 |  |  | Buchanan | 0 | 0 | 0 | 0 | 0 | 0 | 0 | 0 | 0 | 0
| North Queens | 0 | 0 | 64965.48 | 361.25 | [8 empty] | East 63rd Street No. 2 | 67130.83 | 68741.9699 | 70185.5513 | 71659.4479 | 73164.2963 | 74700.7465 | 76269.4622 | 77871.1209 | 79506.4144 | 81176.0491 | East 63rd Street No. 2 | 1130 | 59.4078 | 60.8336 | 62.1111 | 63.4154 | 64.7472 | 66.1069 | 67.4951 | 68.9125 | 70.3597 | 71.8372 |  |  | East 63rd Street No. 2 | 6.3745 | 6.5274 | 6.6645 | 6.8045 | 6.9474 | 7.0933 | 7.2422 | 7.3943 | 7.5496 | 7.7081 |  | 6.9338 |  |  | Cedar Street | 0 | 0 | 0 | 0 | 0 | 0 | 0 | 0 | 0 | 0
| Fox Hills 33 kV | 299736.14 | 199477.64 | 211245.99 | 117.3 | [8 empty] | Wainwright | 9548.74 | 9777.9098 | 9983.2459 | 10192.894 | 10406.9448 | 10625.4906 | 10848.6259 | 11076.4471 | 11309.0525 | 11546.5426 | Wainwright | 67.15 | 142.2001 | 145.613 | 148.6708 | 151.7929 | 154.9806 | 158.2352 | 161.5581 | 164.9508 | 168.4148 | 171.9515 |  |  | Wainwright | 15.2581 | 15.6243 | 15.9524 | 16.2874 | 16.6294 | 16.9786 | 17.3352 | 17.6992 | 18.0709 | 18.4504 |  | 16.5969 |  |  | Cherry Street | 0 | 0 | 0 | 0 | 0 | 0 | 0 | 0 | 0 | 0
| Fox Hills 33 kV | 220229.3 | 310865.92 | 121066.94 | 1348.95 | [8 empty] | Wainwright | 7113.47 | 7284.1933 | 7437.1613 | 7593.3417 | 7752.8019 | 7915.6107 | 8081.8386 | 8251.5572 | 8424.8399 | 8601.7615 | Wainwright | 229.5 | 30.9955 | 31.7394 | 32.4059 | 33.0865 | 33.7813 | 34.4907 | 35.215 | 35.9545 | 36.7095 | 37.4804 |  |  | Wainwright | 3.3258 | 3.4056 | 3.4772 | 3.5502 | 3.6247 | 3.7008 | 3.7786 | 3.8579 | 3.9389 | 4.0217 |  | 3.6176 |  |  | Co-Op City/Radial 27kV | 0 | 0 | 0 | 0 | 0 | 0 | 0 | 0 | 0 | 0
| Fox Hills 33 kV | 199022.03 | 61170.89 | 0 | 2520.25 | [8 empty] | Washington Street | 10195.37 | 10440.0589 | 10659.3001 | 10883.1454 | 11111.6915 | 11345.037 | 11583.2828 | 11826.5317 | 12074.8889 | 12328.4615 | Washington Street | 264 | 38.6188 | 39.5457 | 40.3761 | 41.224 | 42.0897 | 42.9736 | 43.8761 | 44.7975 | 45.7382 | 46.6987 |  |  | Washington Street | 4.1438 | 4.2433 | 4.3324 | 4.4233 | 4.5162 | 4.6111 | 4.7079 | 4.8068 | 4.9077 | 5.0108 |  | 4.5074 |  |  | Corona No. 1 | 0 | 0 | 0 | 0 | 0 | 0 | 0 | 0 | 0 | 0
| Fox Hills 33 kV | 124876.52 | 181317.62 | 84639.05 | 739.5 | [8 empty] | Water Street | 13564.9 | 13890.4576 | 14182.1572 | 14479.9825 | 14784.0621 | 15094.5274 | 15411.5125 | 15735.1543 | 16065.5925 | 16402.97 | Water Street | 494.7 | 27.4205 | 28.0785 | 28.6682 | 29.2702 | 29.8849 | 30.5125 | 31.1532 | 31.8075 | 32.4754 | 33.1574 |  |  | Water Street | 2.9422 | 3.0128 | 3.0761 | 3.1407 | 3.2067 | 3.274 | 3.3427 | 3.4129 | 3.4846 | 3.5578 |  | 3.2004 |  |  | Corona No. 2 | 7.0578 | 7.2272 | 7.379 | 7.5339 | 7.6921 | 7.8537 | 8.0186 | 8.187 | 8.3589 | 8.5345
| Fox Hills 33 kV | 3800000 | 0 | 0 | 5000 | [8 empty] | Water Street | 458103.62 | 469098.1069 | 478949.1671 | 489007.0996 | 499276.2487 | 509761.0499 | 520466.032 | 531395.8187 | 542555.1309 | 553948.7886 | Water Street | 1866.6 | 245.4214 | 251.3115 | 256.5891 | 261.9774 | 267.479 | 273.096 | 278.831 | 284.6865 | 290.6649 | 296.7689 |  |  | Water Street | 26.3337 | 26.9657 | 27.532 | 28.1102 | 28.7005 | 29.3032 | 29.9186 | 30.5469 | 31.1883 | 31.8433 |  | 28.6443 |  |  | East 179th Street | 2.2119 | 2.265 | 2.3126 | 2.3612 | 2.4107 | 2.4614 | 2.5131 | 2.5658 | 2.6197 | 2.6747
| Fresh Kills 33 kV | 46844 | 45247.45 | 0 | 647.7 | [8 empty] | West 110th Street No. 1 | 70451.06 | 72141.8854 | 73656.865 | 75203.6592 | 76782.936 | 78395.3777 | 80041.6806 | 81722.5559 | 83438.7296 | 85190.9429 | West 110th Street No. 1 | 2440 | 28.8734 | 29.5663 | 30.1872 | 30.8212 | 31.4684 | 32.1293 | 32.804 | 33.4929 | 34.1962 | 34.9143 |  |  | West 110th Street No. 1 | 3.0981 | 3.1725 | 3.2391 | 3.3071 | 3.3766 | 3.4475 | 3.5199 | 3.5938 | 3.6693 | 3.7463 |  | 3.37 |  |  | East 29th Street | 0 | 0 | 0 | 0 | 0 | 0 | 0 | 0 | 0 | 0
| Fresh Kills 33 kV | 71161.52 | 19848.43 | 4854.68 | 727.6 | [8 empty] | West 42nd Street No. 2 | 27915.82 | 28585.7997 | 29186.1015 | 29799.0096 | 30424.7888 | 31063.7094 | 31716.0473 | 32382.0843 | 33062.108 | 33756.4123 | West 42nd Street No. 2 | 2752 | 10.1438 | 10.3873 | 10.6054 | 10.8281 | 11.0555 | 11.2877 | 11.5247 | 11.7667 | 12.0138 | 12.2661 |  |  | West 42nd Street No. 2 | 1.0884 | 1.1146 | 1.138 | 1.1619 | 1.1863 | 1.2112 | 1.2366 | 1.2626 | 1.2891 | 1.3162 |  | 1.1839 |  |  | East 36th Street | 0 | 0 | 0 | 0 | 0 | 0 | 0 | 0 | 0 | 0
| Fresh Kills 33 kV | 23991.07 | 11370.15 | 17744.02 | 113.05 | [8 empty] | Bruckner | 69249.41 | 70911.3958 | 72400.5352 | 73920.9464 | 75473.2863 | 77058.2253 | 78676.448 | 80328.6534 | 82015.5551 | 83737.8818 | Bruckner | 214 | 323.5954 | 331.3617 | 338.3203 | 345.425 | 352.6789 | 360.0852 | 367.647 | 375.3675 | 383.2503 | 391.2985 |  |  | Bruckner | 34.7218 | 35.5551 | 36.3018 | 37.0641 | 37.8424 | 38.6371 | 39.4485 | 40.2769 | 41.1228 | 41.9863 |  | 37.7684 |  |  | East 40th Street No. 1 | 0 | 0 | 0 | 0 | 0 | 0 | 0 | 0 | 0 | 0
| Fresh Kills 33 kV | [12 empty] | Bruckner | 9789.32 | 10024.2637 | 10234.7732 | 10449.7035 | 10669.1472 | 10893.1993 | 11121.9565 | 11355.5176 | 11593.9835 | 11837.4571 | Bruckner | 313 | 31.2758 | 32.0264 | 32.699 | 33.3856 | 34.0867 | 34.8026 | 35.5334 | 36.2796 | 37.0415 | 37.8194 |  |  | Bruckner | 3.3559 | 3.4364 | 3.5086 | 3.5823 | 3.6575 | 3.7343 | 3.8127 | 3.8928 | 3.9746 | 4.058 |  | 3.6504 |  |  | East 40th Street No. 2 | 0 | 0 | 0 | 0 | 0 | 0 | 0 | 0 | 0 | 0
| Fresh Kills 33 kV | 366086.68 | 20778.41 | 0 | 1955 | [8 empty] | Bruckner | 3467.01 | 3550.2182 | 3624.7728 | 3700.8931 | 3778.6118 | 3857.9627 | 3938.9799 | 4021.6984 | 4106.1541 | 4192.3834 | Bruckner | 400 | 8.6675 | 8.8755 | 9.0619 | 9.2522 | 9.4465 | 9.6449 | 9.8474 | 10.0542 | 10.2654 | 10.481 |  |  | Bruckner | 0.93003 | 0.95235 | 0.97235 | 0.99276 | 1.0136 | 1.0349 | 1.0566 | 1.0788 | 1.1015 | 1.1246 |  | 1.0116 |  |  | East 63rd Street No. 1 | 0 | 0 | 0 | 0 | 0 | 0 | 0 | 0 | 0 | 0
| Fresh Kills 33 kV | 112185.43 | 15163.67 | 0 | 2847.5 | [8 empty] | Corona No. 2 | 77435.38 | 79293.8291 | 80958.9995 | 82659.1385 | 84394.9804 | 86167.275 | 87976.7878 | 89824.3003 | 91710.6106 | 93636.5335 | Corona No. 2 | 1177.25 | 65.7765 | 67.3551 | 68.7696 | 70.2138 | 71.6882 | 73.1937 | 74.7308 | 76.3001 | 77.9024 | 79.5384 |  |  | Corona No. 2 | 7.0578 | 7.2272 | 7.379 | 7.5339 | 7.6921 | 7.8537 | 8.0186 | 8.187 | 8.3589 | 8.5345 |  | 7.6771 |  |  | East 63rd Street No. 2 | 6.3745 | 6.5274 | 6.6645 | 6.8045 | 6.9474 | 7.0933 | 7.2422 | 7.3943 | 7.5496 | 7.7081
| Fresh Kills 33 kV | 0 | 1161.85 | 0 | 24.65 | [8 empty] | Glendale | 215276.45 | 220443.0848 | 225072.3896 | 229798.9098 | 234624.6869 | 239551.8053 | 244582.3932 | 249718.6235 | 254962.7146 | 260316.9316 | Glendale | 1057.4 | 203.5904 | 208.4765 | 212.8545 | 217.3245 | 221.8883 | 226.548 | 231.3055 | 236.1629 | 241.1223 | 246.1859 |  |  | Glendale | 21.8452 | 22.3695 | 22.8393 | 23.3189 | 23.8086 | 24.3086 | 24.8191 | 25.3403 | 25.8724 | 26.4157 |  | 23.762 |  |  | East 75th Street | 0 | 0 | 0 | 0 | 0 | 0 | 0 | 0 | 0 | 0
| West 50th Street | 629519.55 | 202675.33 | 324683.18 | 2425 | [8 empty] | Glendale | 136715.81 | 139996.9894 | 142936.9262 | 145938.6017 | 149003.3123 | 152132.3819 | 155327.1619 | 158589.0323 | 161919.402 | 165319.7094 | Glendale | 1347.25 | 101.4777 | 103.9131 | 106.0953 | 108.3233 | 110.5981 | 112.9207 | 115.292 | 117.7131 | 120.1851 | 122.709 |  |  | Glendale | 10.8886 | 11.1499 | 11.384 | 11.6231 | 11.8672 | 12.1164 | 12.3708 | 12.6306 | 12.8959 | 13.1667 |  | 11.844 |  |  | Elmsford No. 2 | 0 | 0 | 0 | 0 | 0 | 0 | 0 | 0 | 0 | 0
| Woodrow | 185412.75 | 56425.7 | 181582.44 | 636.65 | [8 empty] | Glendale | 44723.81 | 45797.1814 | 46758.9223 | 47740.8596 | 48743.4177 | 49767.0294 | 50812.1371 | 51879.1919 | 52968.655 | 54080.9967 | Glendale | 814.3 | 54.923 | 56.2412 | 57.4222 | 58.6281 | 59.8593 | 61.1163 | 62.3998 | 63.7102 | 65.0481 | 66.4141 |  |  | Glendale | 5.8932 | 6.0347 | 6.1614 | 6.2908 | 6.4229 | 6.5578 | 6.6955 | 6.8361 | 6.9797 | 7.1262 |  | 6.4103 |  |  | Fox Hills 33 kV | 17.0924 | 17.5027 | 17.8702 | 18.2455 | 18.6286 | 19.0198 | 19.4193 | 19.8271 | 20.2434 | 20.6685
| Woodrow | [12 empty] | Newtown | 25238.61 | 25844.3366 | 26387.0677 | 26941.1961 | 27506.9613 | 28084.6074 | 28674.3842 | 29276.5463 | 29891.3537 | 30519.0722 | Newtown | 520.2 | 48.5171 | 49.6815 | 50.7249 | 51.7901 | 52.8777 | 53.9881 | 55.1218 | 56.2794 | 57.4613 | 58.668 |  |  | Newtown | 5.2059 | 5.3308 | 5.4428 | 5.5571 | 5.6738 | 5.7929 | 5.9146 | 6.0388 | 6.1656 | 6.2951 |  | 5.6627 |  |  | Fresh Kills 33 kV | 1.9295 | 1.9759 | 2.0173 | 2.0597 | 2.103 | 2.1471 | 2.1922 | 2.2383 | 2.2853 | 2.3333
| Woodrow | 7533.28 | 39129.61 | 19385.43 | 526.15 | [8 empty] | North Queens | 965768.7 | 988947.1488 | 1009715.0389 | 1030919.0547 | 1052568.3549 | 1074672.2903 | 1097240.4084 | 1120282.457 | 1143808.3886 | 1167828.3648 | North Queens | 3388.1 | 285.0473 | 291.8884 | 298.0181 | 304.2765 | 310.6663 | 317.1903 | 323.8512 | 330.6521 | 337.5958 | 344.6853 |  |  | North Queens | 30.5856 | 31.3196 | 31.9773 | 32.6489 | 33.3345 | 34.0345 | 34.7492 | 35.479 | 36.224 | 36.9847 |  | 33.2693 |  |  | Gateway Park | 0 | 0 | 0 | 0 | 0 | 0 | 0 | 0 | 0 | 0
| West 65th Street No. 1 | 298101.71 | 36553.53 | 435883.69 | 1748 | [8 empty] | Fox Hills 33 kV | 199477.64 | 204265.1034 | 208554.6705 | 212934.3186 | 217405.9393 | 221971.464 | 226632.8648 | 231392.1549 | 236251.3902 | 241212.6694 | Fox Hills 33 kV | 117.3 | 1700.5766 | 1741.3905 | 1777.9597 | 1815.2968 | 1853.4181 | 1892.3398 | 1932.079 | 1972.6526 | 2014.0783 | 2056.374 |  |  | Fox Hills 33 kV | 182.4719 | 186.8512 | 190.7751 | 194.7814 | 198.8718 | 203.0481 | 207.3121 | 211.6656 | 216.1106 | 220.6489 |  | 198.4827 |  |  | Glendale | 13.2241 | 13.5415 | 13.8258 | 14.1162 | 14.4126 | 14.7153 | 15.0243 | 15.3398 | 15.6619 | 15.9908
| White Plains | 77758.59 | 46697.07 | 512565.96 | 808 | [8 empty] | Fox Hills 33 kV | 310865.92 | 318326.7021 | 325011.5628 | 331836.8056 | 338805.3786 | 345920.2915 | 353184.6176 | 360601.4946 | 368174.126 | 375905.7826 | Fox Hills 33 kV | 1348.95 | 230.4503 | 235.9811 | 240.9367 | 245.9964 | 251.1623 | 256.4367 | 261.8219 | 267.3201 | 272.9339 | 278.6655 |  |  | Fox Hills 33 kV | 24.7273 | 25.3208 | 25.8525 | 26.3954 | 26.9497 | 27.5157 | 28.0935 | 28.6835 | 29.2858 | 29.9008 |  | 26.897 |  |  | Granite Hill | 0 | 0 | 0 | 0 | 0 | 0 | 0 | 0 | 0 | 0
| Brownsville No. 1 | 258161.26 | 13400.32 | 402655.94 | 408 | [8 empty] | Fox Hills 33 kV | 61170.89 | 62638.9914 | 63954.4102 | 65297.4528 | 66668.6993 | 68068.742 | 69498.1856 | 70957.6475 | 72447.7581 | 73969.161 | Fox Hills 33 kV | 2520.25 | 24.2718 | 24.8543 | 25.3762 | 25.9091 | 26.4532 | 27.0087 | 27.5759 | 28.155 | 28.7463 | 29.3499 |  |  | Fox Hills 33 kV | 2.6044 | 2.6669 | 2.7229 | 2.78 | 2.8384 | 2.898 | 2.9589 | 3.021 | 3.0845 | 3.1492 |  | 2.8329 |  |  | Grasslands | 0 | 0 | 0 | 0 | 0 | 0 | 0 | 0 | 0 | 0
| Brownsville No. 1 | 37718.19 | 14841.11 | 49549.14 | 227.8 | [8 empty] | Fox Hills 33 kV | 181317.62 | 185669.2429 | 189568.297 | 193549.2312 | 197613.7651 | 201763.6541 | 206000.6909 | 210326.7054 | 214743.5662 | 219253.1811 | Fox Hills 33 kV | 739.5 | 245.1895 | 251.074 | 256.3466 | 261.7299 | 267.2262 | 272.8379 | 278.5675 | 284.4175 | 290.3902 | 296.4884 |  |  | Fox Hills 33 kV | 26.3088 | 26.9402 | 27.506 | 28.0836 | 28.6734 | 29.2755 | 29.8903 | 30.518 | 31.1589 | 31.8132 |  | 28.6173 |  |  | Greenwood | 13.2479 | 13.5659 | 13.8508 | 14.1416 | 14.4386 | 14.7418 | 15.0514 | 15.3675 | 15.6902 | 16.0197
| Brownsville No. 1 | 180443.45 | 23993.3 | 373974.14 | 628.15 | [8 empty] | Fresh Kills 33 kV | 45247.45 | 46333.3888 | 47306.39 | 48299.8242 | 49314.1205 | 50349.717 | 51407.061 | 52486.6093 | 53588.8281 | 54714.1935 | Fresh Kills 33 kV | 647.7 | 69.8587 | 71.5353 | 73.0375 | 74.5713 | 76.1373 | 77.7362 | 79.3686 | 81.0354 | 82.7371 | 84.4746 |  |  | Fresh Kills 33 kV | 7.4958 | 7.6757 | 7.8369 | 8.0015 | 8.1695 | 8.3411 | 8.5163 | 8.6951 | 8.8777 | 9.0641 |  | 8.1535 |  |  | Harrison | 0 | 0 | 0 | 0 | 0 | 0 | 0 | 0 | 0 | 0
| Brownsville No. 1 | 0 | 0 | 135115.8 | 361.25 | [8 empty] | Fresh Kills 33 kV | 19848.43 | 20324.7923 | 20751.613 | 21187.3968 | 21632.3322 | 22086.6111 | 22550.43 | 23023.989 | 23507.4928 | 24001.1501 | Fresh Kills 33 kV | 727.6 | 27.2793 | 27.934 | 28.5206 | 29.1196 | 29.7311 | 30.3554 | 30.9929 | 31.6437 | 32.3083 | 32.9867 |  |  | Fresh Kills 33 kV | 2.9271 | 2.9973 | 3.0603 | 3.1245 | 3.1901 | 3.2571 | 3.3255 | 3.3954 | 3.4667 | 3.5395 |  | 3.1839 |  |  | Hell Gate | 0 | 0 | 0 | 0 | 0 | 0 | 0 | 0 | 0 | 0
| Brownsville No. 1 | 0 | 0 | 165961.4 | 361.25 | [8 empty] | Fresh Kills 33 kV | 11370.15 | 11643.0336 | 11887.5373 | 12137.1756 | 12392.0563 | 12652.2895 | 12917.9875 | 13189.2653 | 13466.2398 | 13749.0309 | Fresh Kills 33 kV | 113.05 | 100.5763 | 102.9901 | 105.1529 | 107.3611 | 109.6157 | 111.9176 | 114.2679 | 116.6675 | 119.1176 | 121.619 |  |  | Fresh Kills 33 kV | 10.7918 | 11.0508 | 11.2829 | 11.5198 | 11.7618 | 12.0088 | 12.2609 | 12.5184 | 12.7813 | 13.0497 |  | 11.7388 |  |  | Hillside | 0 | 0 | 0 | 0 | 0 | 0 | 0 | 0 | 0 | 0
| Brownsville No. 1 | 0 | 0 | 98878.2 | 361.25 | [8 empty] | Fresh Kills 33 kV | 20778.41 | 21277.0918 | 21723.9108 | 22180.1129 | 22645.8953 | 23121.4591 | 23607.0097 | 24102.7569 | 24608.9148 | 25125.702 | Fresh Kills 33 kV | 1955 | 10.6283 | 10.8834 | 11.112 | 11.3453 | 11.5836 | 11.8268 | 12.0752 | 12.3288 | 12.5877 | 12.852 |  |  | Fresh Kills 33 kV | 1.1404 | 1.1678 | 1.1923 | 1.2174 | 1.2429 | 1.269 | 1.2957 | 1.3229 | 1.3507 | 1.379 |  | 1.2405 |  |  | Idlewild | 0 | 0 | 0 | 0 | 0 | 0 | 0 | 0 | 0 | 0
| Brownsville No. 1 | 0 | 0 | 0 | 361.25 | [8 empty] | Fresh Kills 33 kV | 15163.67 | 15527.5981 | 15853.6776 | 16186.6049 | 16526.5236 | 16873.5806 | 17227.9258 | 17589.7122 | 17959.0962 | 18336.2372 | Fresh Kills 33 kV | 2847.5 | 5.3253 | 5.4531 | 5.5676 | 5.6845 | 5.8039 | 5.9258 | 6.0502 | 6.1772 | 6.307 | 6.4394 |  |  | Fresh Kills 33 kV | 0.5714 | 0.58511 | 0.5974 | 0.60995 | 0.62276 | 0.63583 | 0.64919 | 0.66282 | 0.67674 | 0.69095 |  | 0.62154 |  |  | Industry City | 0 | 0 | 0 | 0 | 0 | 0 | 0 | 0 | 0 | 0
| Brownsville No. 1 | 0 | 0 | 120529.8 | 361.25 | [8 empty] | Fresh Kills 33 kV | 1161.85 | 1189.7344 | 1214.7188 | 1240.2279 | 1266.2727 | 1292.8644 | 1320.0146 | 1347.7349 | 1376.0373 | 1404.9341 | Fresh Kills 33 kV | 24.65 | 47.1339 | 48.2651 | 49.2787 | 50.3135 | 51.3701 | 52.4489 | 53.5503 | 54.6748 | 55.823 | 56.9953 |  |  | Fresh Kills 33 kV | 5.0575 | 5.1788 | 5.2876 | 5.3986 | 5.512 | 5.6278 | 5.7459 | 5.8666 | 5.9898 | 6.1156 |  | 5.5012 |  |  | Jamaica | 0 | 0 | 0 | 0 | 0 | 0 | 0 | 0 | 0 | 0
| Brownsville No. 1 | 0 | 0 | 87457.36 | 361.25 | [8 empty] | West 50th Street | 202675.33 | 207539.5379 | 211897.8682 | 216347.7234 | 220891.0256 | 225529.7372 | 230265.8617 | 235101.4448 | 240038.5751 | 245079.3852 | West 50th Street | 2425 | 83.5775 | 85.5833 | 87.3806 | 89.2156 | 91.0891 | 93.002 | 94.955 | 96.949 | 98.985 | 101.0637 |  |  | West 50th Street | 8.9679 | 9.1831 | 9.3759 | 9.5728 | 9.7739 | 9.9791 | 10.1887 | 10.4026 | 10.6211 | 10.8441 |  | 9.7547 |  |  | Leonard Street No. 1 | 0 | 0 | 0 | 0 | 0 | 0 | 0 | 0 | 0 | 0
| Brownsville No. 1 | 0 | 0 | 118925.1 | 361.25 | [8 empty] | Woodrow | 56425.7 | 57779.9168 | 58993.2951 | 60232.1542 | 61497.0295 | 62788.4671 | 64107.0249 | 65453.2724 | 66827.7912 | 68231.1748 | Woodrow | 636.65 | 88.6291 | 90.7562 | 92.6621 | 94.608 | 96.5947 | 98.6232 | 100.6943 | 102.8089 | 104.9679 | 107.1722 |  |  | Woodrow | 9.5099 | 9.7381 | 9.9426 | 10.1514 | 10.3646 | 10.5823 | 10.8045 | 11.0314 | 11.2631 | 11.4996 |  | 10.3443 |  |  | Leonard Street No. 2 | 0 | 0 | 0 | 0 | 0 | 0 | 0 | 0 | 0 | 0
| Brownsville No. 1 | 0 | 0 | 0 | 361.25 | [8 empty] | Woodrow | 39129.61 | 40068.7206 | 40910.1638 | 41769.2772 | 42646.432 | 43542.0071 | 44456.3893 | 45389.9734 | 46343.1629 | 47316.3693 | Woodrow | 526.15 | 74.3697 | 76.1546 | 77.7538 | 79.3866 | 81.0538 | 82.7559 | 84.4938 | 86.2681 | 88.0798 | 89.9294 |  |  | Woodrow | 7.9799 | 8.1714 | 8.343 | 8.5182 | 8.6971 | 8.8797 | 9.0662 | 9.2566 | 9.451 | 9.6494 |  | 8.6801 |  |  | Millwood West | 0 | 0 | 0 | 0 | 0 | 0 | 0 | 0 | 0 | 0
| Brownsville No. 1 | 0 | 0 | 29399.68 | 361.25 | [8 empty] | West 65th Street No. 1 | 36553.53 | 37430.8147 | 38216.8618 | 39019.4159 | 39838.8237 | 40675.439 | 41529.6232 | 42401.7453 | 43292.1819 | 44201.3177 | West 65th Street No. 1 | 1748 | 20.9116 | 21.4135 | 21.8632 | 22.3223 | 22.7911 | 23.2697 | 23.7584 | 24.2573 | 24.7667 | 25.2868 |  |  | West 65th Street No. 1 | 2.2438 | 2.2977 | 2.3459 | 2.3952 | 2.4455 | 2.4968 | 2.5493 | 2.6028 | 2.6575 | 2.7133 |  | 2.4407 |  |  | Mott Haven | 31.8807 | 32.6458 | 33.3314 | 34.0313 | 34.746 | 35.4757 | 36.2207 | 36.9813 | 37.7579 | 38.5508
| Brownsville No. 1 | 0 | 0 | 134750.9 | 361.25 | [8 empty] | White Plains | 46697.07 | 47817.7997 | 48821.9735 | 49847.2349 | 50894.0268 | 51962.8014 | 53054.0202 | 54168.1547 | 55305.6859 | 56467.1053 | White Plains | 808 | 57.7934 | 59.1804 | 60.4232 | 61.6921 | 62.9877 | 64.3104 | 65.6609 | 67.0398 | 68.4476 | 69.885 |  |  | White Plains | 6.2012 | 6.3501 | 6.4834 | 6.6196 | 6.7586 | 6.9005 | 7.0454 | 7.1934 | 7.3444 | 7.4987 |  | 6.7454 |  |  | Murray Hill | 0 | 0 | 0 | 0 | 0 | 0 | 0 | 0 | 0 | 0
| Brownsville No. 1 | 0 | 0 | 111945.4 | 361.25 | [8 empty] | Brownsville No. 1 | 13400.32 | 13721.9277 | 14010.0882 | 14304.3 | 14604.6903 | 14911.3888 | 15224.528 | 15544.2431 | 15870.6722 | 16203.9563 | Brownsville No. 1 | 408 | 32.8439 | 33.6322 | 34.3385 | 35.0596 | 35.7958 | 36.5475 | 37.315 | 38.0986 | 38.8987 | 39.7156 |  |  | Brownsville No. 1 | 3.5242 | 3.6087 | 3.6845 | 3.7619 | 3.8409 | 3.9215 | 4.0039 | 4.088 | 4.1738 | 4.2615 |  | 3.8334 |  |  | Nevins Street | 0 | 0 | 0 | 0 | 0 | 0 | 0 | 0 | 0 | 0
| Brownsville No. 1 | 0 | 0 | 34555.42 | 361.25 | [8 empty] | Brownsville No. 1 | 14841.11 | 15197.2966 | 15516.4399 | 15842.2851 | 16174.9731 | 16514.6475 | 16861.4551 | 17215.5457 | 17577.0721 | 17946.1907 | Brownsville No. 1 | 227.8 | 65.1497 | 66.7133 | 68.1143 | 69.5447 | 71.0051 | 72.4963 | 74.0187 | 75.5731 | 77.1601 | 78.7805 |  |  | Brownsville No. 1 | 6.9906 | 7.1583 | 7.3087 | 7.4621 | 7.6189 | 7.7788 | 7.9422 | 8.109 | 8.2793 | 8.4531 |  | 7.6039 |  |  | Newtown | 5.2059 | 5.3308 | 5.4428 | 5.5571 | 5.6738 | 5.7929 | 5.9146 | 6.0388 | 6.1656 | 6.2951
| Brownsville No. 1 | 0 | 0 | 43896.67 | 361.25 | [8 empty] | Brownsville No. 1 | 23993.3 | 24569.1392 | 25085.0911 | 25611.878 | 26149.7275 | 26698.8718 | 27259.5481 | 27831.9986 | 28416.4705 | 29013.2164 | Brownsville No. 1 | 628.15 | 38.1968 | 39.1135 | 39.9349 | 40.7735 | 41.6298 | 42.504 | 43.3966 | 44.3079 | 45.2384 | 46.1884 |  |  | Brownsville No. 1 | 4.0985 | 4.1969 | 4.285 | 4.375 | 4.4669 | 4.5607 | 4.6565 | 4.7542 | 4.8541 | 4.956 |  | 4.4581 |  |  | North Queens | 30.5856 | 31.3196 | 31.9773 | 32.6489 | 33.3345 | 34.0345 | 34.7492 | 35.479 | 36.224 | 36.9847
| East 179th Street | 0 | 0 | 22555.24 | 124 | [8 empty] | East 179th Street | 985.4 | 1009.0496 | 1030.2396 | 1051.8747 | 1073.964 | 1096.5173 | 1119.5442 | 1143.0546 | 1167.0587 | 1191.567 | East 179th Street | 713 | 1.382 | 1.4152 | 1.4449 | 1.4753 | 1.5063 | 1.5379 | 1.5702 | 1.6032 | 1.6368 | 1.6712 |  |  | East 179th Street | 0.14829 | 0.15185 | 0.15504 | 0.1583 | 0.16162 | 0.16502 | 0.16848 | 0.17202 | 0.17563 | 0.17932 |  | 0.16131 |  |  | Ossining West | 0 | 0 | 0 | 0 | 0 | 0 | 0 | 0 | 0 | 0
| East 179th Street | 169000.42 | 985.4 | 0 | 713 | [8 empty] | East 179th Street | 5158.98 | 5282.7955 | 5393.7342 | 5507.0026 | 5622.6497 | 5740.7253 | 5861.2806 | 5984.3675 | 6110.0392 | 6238.35 | East 179th Street | 989 | 5.2164 | 5.3416 | 5.4537 | 5.5683 | 5.6852 | 5.8046 | 5.9265 | 6.0509 | 6.178 | 6.3077 |  |  | East 179th Street | 0.55972 | 0.57315 | 0.58518 | 0.59747 | 0.61002 | 0.62283 | 0.63591 | 0.64926 | 0.6629 | 0.67682 |  | 0.60883 |  |  | Parkchester No. 1 | 16.8359 | 17.2399 | 17.602 | 17.9716 | 18.349 | 18.7343 | 19.1278 | 19.5294 | 19.9396 | 20.3583
| East 179th Street | 64129.22 | 5158.98 | 9329.53 | 989 | [8 empty] | East 179th Street | 901.9 | 923.5456 | 942.9401 | 962.7418 | 982.9594 | 1003.6015 | 1024.6772 | 1046.1954 | 1068.1655 | 1090.597 | East 179th Street | 253 | 3.5648 | 3.6504 | 3.727 | 3.8053 | 3.8852 | 3.9668 | 4.0501 | 4.1352 | 4.222 | 4.3107 |  |  | East 179th Street | 0.38251 | 0.39169 | 0.39991 | 0.40831 | 0.41688 | 0.42564 | 0.43458 | 0.4437 | 0.45302 | 0.46253 |  | 0.41607 |  |  | Parkchester No. 2 | 0.61889 | 0.63375 | 0.64706 | 0.66065 | 0.67452 | 0.68868 | 0.70315 | 0.71791 | 0.73299 | 0.74838
| East 179th Street | 16786.36 | 901.9 | 0 | 253 | [8 empty] | East 179th Street | 17241.16 | 17654.9478 | 18025.7017 | 18404.2415 | 18790.7306 | 19185.3359 | 19588.2279 | 19999.5807 | 20419.5719 | 20848.3829 | East 179th Street | 379 | 45.4912 | 46.583 | 47.5612 | 48.56 | 49.5798 | 50.6209 | 51.684 | 52.7693 | 53.8775 | 55.0089 |  |  | East 179th Street | 4.8812 | 4.9984 | 5.1033 | 5.2105 | 5.3199 | 5.4316 | 5.5457 | 5.6622 | 5.7811 | 5.9025 |  | 5.3095 |  |  | Parkview | 0 | 0 | 0 | 0 | 0 | 0 | 0 | 0 | 0 | 0
| East 179th Street | 0 | 0 | 0 | 379 | [8 empty] | East 179th Street | 26279.99 | 26910.7098 | 27475.8347 | 28052.8272 | 28641.9366 | 29243.4172 | 29857.529 | 30484.5371 | 31124.7124 | 31778.3313 | East 179th Street | 119 | 220.8403 | 226.1404 | 230.8894 | 235.738 | 240.6885 | 245.743 | 250.9036 | 256.1726 | 261.5522 | 267.0448 |  |  | East 179th Street | 23.6962 | 24.2649 | 24.7744 | 25.2947 | 25.8259 | 26.3682 | 26.922 | 27.4873 | 28.0646 | 28.6539 |  | 25.7754 |  |  | Pleasantville | 0 | 0 | 0 | 0 | 0 | 0 | 0 | 0 | 0 | 0
| East 179th Street | 0 | 0 | 0 | 379 | [8 empty] | Mott Haven | 420828.44 | 430928.3226 | 439977.8173 | 449217.3515 | 458650.9159 | 468282.5851 | 478116.5194 | 488156.9663 | 498408.2626 | 508874.8361 | Mott Haven | 450 | 935.1743 | 957.6185 | 977.7285 | 998.2608 | 1019.2243 | 1040.628 | 1062.4812 | 1084.7933 | 1107.5739 | 1130.833 |  |  | Mott Haven | 100.3442 | 102.7525 | 104.9103 | 107.1134 | 109.3628 | 111.6594 | 114.0042 | 116.3983 | 118.8427 | 121.3384 |  | 109.1488 |  |  | Plymouth Street | 6.2829 | 6.4337 | 6.5688 | 6.7067 | 6.8476 | 6.9914 | 7.1382 | 7.2881 | 7.4412 | 7.5974
| East 179th Street | 72849.54 | 17241.16 | 48848.31 | 379 | [8 empty] | Mott Haven | 3249.69 | 3327.6826 | 3397.5639 | 3468.9127 | 3541.7599 | 3616.1369 | 3692.0757 | 3769.6093 | 3848.7711 | 3929.5953 | Mott Haven | 472.5 | 6.8777 | 7.0427 | 7.1906 | 7.3416 | 7.4958 | 7.6532 | 7.8139 | 7.978 | 8.1455 | 8.3166 |  |  | Mott Haven | 0.73797 | 0.75568 | 0.77155 | 0.78776 | 0.8043 | 0.82119 | 0.83843 | 0.85604 | 0.87402 | 0.89237 |  | 0.80272 |  |  | Rockview | 0 | 0 | 0 | 0 | 0 | 0 | 0 | 0 | 0 | 0
| East 179th Street | 28820.73 | 26279.99 | 67908.54 | 119 | [8 empty] | Mott Haven | 16385.94 | 16779.2026 | 17131.5658 | 17491.3287 | 17858.6466 | 18233.6782 | 18616.5854 | 19007.5337 | 19406.6919 | 19814.2325 | Mott Haven | 328 | 49.9571 | 51.1561 | 52.2304 | 53.3272 | 54.4471 | 55.5905 | 56.7579 | 57.9498 | 59.1667 | 60.4092 |  |  | Mott Haven | 5.3604 | 5.4891 | 5.6043 | 5.722 | 5.8422 | 5.9649 | 6.0901 | 6.218 | 6.3486 | 6.4819 |  | 5.8307 |  |  | Seaport No. 1 | 0 | 0 | 0 | 0 | 0 | 0 | 0 | 0 | 0 | 0
| Mott Haven | 92113.18 | 420828.44 | 0 | 450 | [8 empty] | Mott Haven | 164752.65 | 168706.7136 | 172249.5546 | 175866.7952 | 179559.9979 | 183330.7579 | 187180.7038 | 191111.4986 | 195124.8401 | 199222.4617 | Mott Haven | 314 | 524.69 | 537.2825 | 548.5655 | 560.0853 | 571.8471 | 583.8559 | 596.1169 | 608.6353 | 621.4167 | 634.4664 |  |  | Mott Haven | 56.2992 | 57.6504 | 58.8611 | 60.0972 | 61.3592 | 62.6477 | 63.9633 | 65.3066 | 66.678 | 68.0782 |  | 61.2391 |  |  | Seaport No. 2 | 0 | 0 | 0 | 0 | 0 | 0 | 0 | 0 | 0 | 0
| Mott Haven | 126940.7 | 3249.69 | 0 | 472.5 | [8 empty] | Mott Haven | 27197.35 | 27850.0864 | 28434.9382 | 29032.0719 | 29641.7454 | 30264.2221 | 30899.7707 | 31548.6659 | 32211.1879 | 32887.6229 | Mott Haven | 564 | 48.2223 | 49.3796 | 50.4166 | 51.4753 | 52.5563 | 53.66 | 54.7868 | 55.9374 | 57.112 | 58.3114 |  |  | Mott Haven | 5.1742 | 5.2984 | 5.4097 | 5.5233 | 5.6393 | 5.7577 | 5.8786 | 6.0021 | 6.1281 | 6.2568 |  | 5.6283 |  |  | Sherman Creek | 4.2472 | 4.3492 | 4.4405 | 4.5338 | 4.629 | 4.7262 | 4.8254 | 4.9268 | 5.0302 | 5.1359
| Mott Haven | [12 empty] | Parkchester No. 1 | 2638.86 | 2702.1926 | 2758.9387 | 2816.8764 | 2876.0308 | 2936.4274 | 2998.0924 | 3061.0524 | 3125.3345 | 3190.9665 | Parkchester No. 1 | 17 | 155.2271 | 158.9525 | 162.2905 | 165.6986 | 169.1783 | 172.731 | 176.3584 | 180.0619 | 183.8432 | 187.7039 |  |  | Parkchester No. 1 | 16.6559 | 17.0556 | 17.4138 | 17.7795 | 18.1528 | 18.534 | 18.9233 | 19.3206 | 19.7264 | 20.1406 |  | 18.1173 |  |  | Trade Center No. 1 | 0 | 0 | 0 | 0 | 0 | 0 | 0 | 0 | 0 | 0
| Mott Haven | 5999.04 | 16385.94 | 21803.04 | 328 | [8 empty] | Parkchester No. 1 | 9424.5 | 9650.688 | 9853.3524 | 10060.2728 | 10271.5386 | 10487.2409 | 10707.4729 | 10932.3299 | 11161.9088 | 11396.3089 | Parkchester No. 1 | 444 | 21.2264 | 21.7358 | 22.1922 | 22.6583 | 23.1341 | 23.6199 | 24.1159 | 24.6224 | 25.1394 | 25.6674 |  |  | Parkchester No. 1 | 2.2776 | 2.3322 | 2.3812 | 2.4312 | 2.4823 | 2.5344 | 2.5876 | 2.642 | 2.6975 | 2.7541 |  | 2.4774 |  |  | Wainwright | 6.0268 | 6.1715 | 6.3011 | 6.4334 | 6.5685 | 6.7064 | 6.8473 | 6.991 | 7.1379 | 7.2878
| Mott Haven | 21210.37 | 164752.65 | 121234.74 | 314 | [8 empty] | Parkchester No. 1 | 124286.75 | 127269.632 | 129942.2943 | 132671.0825 | 135457.1752 | 138301.7759 | 141206.1132 | 144171.4415 | 147199.0418 | 150290.2217 | Parkchester No. 1 | 408 | 304.6244 | 311.9354 | 318.486 | 325.1742 | 332.0029 | 338.9749 | 346.0934 | 353.3614 | 360.782 | 368.3584 |  |  | Parkchester No. 1 | 32.6862 | 33.4707 | 34.1735 | 34.8912 | 35.6239 | 36.372 | 37.1358 | 37.9157 | 38.7119 | 39.5249 |  | 35.5542 |  |  | Washington Street | 4.1438 | 4.2433 | 4.3324 | 4.4233 | 4.5162 | 4.6111 | 4.7079 | 4.8068 | 4.9077 | 5.0108
| Mott Haven | 14863.62 | 27197.35 | 71949.74 | 564 | [8 empty] | Parkchester No. 2 | 5306.46 | 5433.815 | 5547.9252 | 5664.4316 | 5783.3846 | 5904.8357 | 6028.8373 | 6155.4429 | 6284.7072 | 6416.686 | Parkchester No. 2 | 920 | 5.7679 | 5.9063 | 6.0304 | 6.157 | 6.2863 | 6.4183 | 6.5531 | 6.6907 | 6.8312 | 6.9747 |  |  | Parkchester No. 2 | 0.61889 | 0.63375 | 0.64706 | 0.66065 | 0.67452 | 0.68868 | 0.70315 | 0.71791 | 0.73299 | 0.74838 |  | 0.6732 |  |  | Water Street | 21.4331 | 21.9475 | 22.4084 | 22.879 | 23.3595 | 23.85 | 24.3508 | 24.8622 | 25.3843 | 25.9174
| Mott Haven | [12 empty] | Sherman Creek | 65621.23 | 67196.1395 | 68607.2584 | 70048.0109 | 71519.0191 | 73020.9185 | 74554.3578 | 76119.9993 | 77718.5193 | 79350.6082 | Sherman Creek | 1216 | 53.9648 | 55.26 | 56.4204 | 57.6053 | 58.815 | 60.0501 | 61.3111 | 62.5987 | 63.9133 | 65.2554 |  |  | Sherman Creek | 5.7904 | 5.9294 | 6.0539 | 6.181 | 6.3108 | 6.4434 | 6.5787 | 6.7168 | 6.8579 | 7.0019 |  | 6.2985 |  |  | West 110th Street No. 1 | 3.0981 | 3.1725 | 3.2391 | 3.3071 | 3.3766 | 3.4475 | 3.5199 | 3.5938 | 3.6693 | 3.7463
| Parkchester No. 1 | 3761.01 | 0 | 320618.89 | 541 | [8 empty] | Sherman Creek | 15181.41 | 15545.7638 | 15872.2249 | 16205.5416 | 16545.858 | 16893.321 | 17248.0807 | 17610.2904 | 17980.1065 | 18357.6888 | Sherman Creek | 359 | 42.2881 | 43.303 | 44.2123 | 45.1408 | 46.0887 | 47.0566 | 48.0448 | 49.0537 | 50.0839 | 51.1356 |  |  | Sherman Creek | 4.5375 | 4.6464 | 4.744 | 4.8436 | 4.9453 | 5.0492 | 5.1552 | 5.2635 | 5.374 | 5.4869 |  | 4.9356 |  |  | West 110th Street No. 2 | 0 | 0 | 0 | 0 | 0 | 0 | 0 | 0 | 0 | 0
| Parkchester No. 1 | 26885.46 | 2638.86 | 0 | 17 | [8 empty] | Sherman Creek | 9010.83 | 9227.0899 | 9420.8588 | 9618.6968 | 9820.6895 | 10026.924 | 10237.4894 | 10452.4766 | 10671.9786 | 10896.0902 | Sherman Creek | 694 | 12.9839 | 13.2955 | 13.5747 | 13.8598 | 14.1508 | 14.448 | 14.7514 | 15.0612 | 15.3775 | 15.7004 |  |  | Sherman Creek | 1.3932 | 1.4266 | 1.4566 | 1.4872 | 1.5184 | 1.5503 | 1.5828 | 1.6161 | 1.65 | 1.6847 |  | 1.5154 |  |  | West 19th Street | 0 | 0 | 0 | 0 | 0 | 0 | 0 | 0 | 0 | 0
| Parkchester No. 1 | 1642.79 | 9424.5 | 96925.23 | 444 | [8 empty] | Secondary | [10 empty] | Secondary | [13 empty] | Secondary | [14 empty] | West 42nd Street No. 1 | 0 | 0 | 0 | 0 | 0 | 0 | 0 | 0 | 0 | 0
| Parkchester No. 1 | 4850.45 | 124286.75 | 9438.99 | 408 | [8 empty] | Bensonhurst No. 1 | 509241.08 | 521462.8659 | 532413.5861 | 543594.2714 | 555009.7511 | 566664.9559 | 578564.92 | 590714.7833 | 603119.7937 | 615785.3094 | Bensonhurst No. 1 | 979.2 | 520.0583 | 532.5397 | 543.723 | 555.1412 | 566.7992 | 578.702 | 590.8547 | 603.2626 | 615.9312 | 628.8657 |  |  | Bensonhurst No. 1 | 63.1351 | 64.6503 | 66.008 | 67.3941 | 68.8094 | 70.2544 | 71.7298 | 73.2361 | 74.774 | 76.3443 |  | 68.6748 |  |  | West 42nd Street No. 2 | 1.0884 | 1.1146 | 1.138 | 1.1619 | 1.1863 | 1.2112 | 1.2366 | 1.2626 | 1.2891 | 1.3162
| Parkchester No. 2 | 0 | 0 | 163836.1 | 128 | [8 empty] | Bensonhurst No. 1 | 251219.71 | 257248.983 | 262651.2117 | 268166.8871 | 273798.3918 | 279548.158 | 285418.6693 | 291412.4614 | 297532.123 | 303780.2976 | Bensonhurst No. 1 | 807.5 | 311.108 | 318.5746 | 325.2647 | 332.0952 | 339.0692 | 346.1897 | 353.4597 | 360.8823 | 368.4608 | 376.1985 |  |  | Bensonhurst No. 1 | 37.7685 | 38.675 | 39.4871 | 40.3164 | 41.163 | 42.0274 | 42.91 | 43.8111 | 44.7311 | 45.6705 |  | 41.0825 |  |  | West 50th Street | 8.9679 | 9.1831 | 9.3759 | 9.5728 | 9.7739 | 9.9791 | 10.1887 | 10.4026 | 10.6211 | 10.8441
| Parkchester No. 2 | 33309.45 | 5306.46 | 0 | 920 | [8 empty] | Bensonhurst No. 1 | 35350.94 | 36199.3626 | 36959.5492 | 37735.6997 | 38528.1494 | 39337.2405 | 40163.3226 | 41006.7524 | 41867.8942 | 42747.1199 | Bensonhurst No. 1 | 361.25 | 97.8573 | 100.2058 | 102.3102 | 104.4587 | 106.6523 | 108.892 | 111.1787 | 113.5135 | 115.8973 | 118.3311 |  |  | Bensonhurst No. 1 | 11.8799 | 12.165 | 12.4205 | 12.6813 | 12.9476 | 13.2195 | 13.4971 | 13.7805 | 14.0699 | 14.3654 |  | 12.9223 |  |  | West 65th Street No. 1 | 2.2438 | 2.2977 | 2.3459 | 2.3952 | 2.4455 | 2.4968 | 2.5493 | 2.6028 | 2.6575 | 2.7133
| Parkchester No. 2 | 81547.24 | 0 | 15247.98 | 920 | [8 empty] | Bensonhurst No. 1 | 1223.14 | 1252.4954 | 1278.7978 | 1305.6525 | 1333.0712 | 1361.0657 | 1389.6481 | 1418.8307 | 1448.6261 | 1479.0473 | Bensonhurst No. 1 | 361.25 | 3.3859 | 3.4671 | 3.5399 | 3.6143 | 3.6902 | 3.7677 | 3.8468 | 3.9276 | 4.01 | 4.0942 |  |  | Bensonhurst No. 1 | 0.41104 | 0.42091 | 0.42975 | 0.43877 | 0.44799 | 0.45739 | 0.467 | 0.47681 | 0.48682 | 0.49704 |  | 0.44711 |  |  | West 65th Street No. 2 | 1.522 | 1.5585 | 1.5912 | 1.6246 | 1.6588 | 1.6936 | 1.7292 | 1.7655 | 1.8025 | 1.8404
| Parkchester No. 2 | [12 empty] | Bensonhurst No. 2 | 441428.68 | 452022.9683 | 461515.4507 | 471207.2751 | 481102.6279 | 491205.7831 | 501521.1045 | 512053.0477 | 522806.1617 | 533785.0911 | Bensonhurst No. 2 | 1923.55 | 229.4865 | 234.9941 | 239.929 | 244.9675 | 250.1118 | 255.3642 | 260.7268 | 266.2021 | 271.7923 | 277.5 |  |  | Bensonhurst No. 2 | 27.8597 | 28.5283 | 29.1274 | 29.7391 | 30.3636 | 31.0012 | 31.6522 | 32.3169 | 32.9956 | 33.6885 |  | 30.3042 |  |  | White Plains | 6.2012 | 6.3501 | 6.4834 | 6.6196 | 6.7586 | 6.9005 | 7.0454 | 7.1934 | 7.3444 | 7.4987
| Parkchester No. 2 | [12 empty] | Bensonhurst No. 2 | 292261.7 | 299275.9808 | 305560.7764 | 311977.5527 | 318529.0813 | 325218.192 | 332047.774 | 339020.7773 | 346140.2136 | 353409.1581 | Bensonhurst No. 2 | 549.1 | 532.2559 | 545.03 | 556.4756 | 568.1616 | 580.093 | 592.275 | 604.7128 | 617.4117 | 630.3774 | 643.6153 |  |  | Bensonhurst No. 2 | 64.6159 | 66.1666 | 67.5561 | 68.9748 | 70.4233 | 71.9022 | 73.4121 | 74.9538 | 76.5278 | 78.1349 |  | 70.2855 |  |  | Willowbrook | 0 | 0 | 0 | 0 | 0 | 0 | 0 | 0 | 0 | 0
| Parkchester No. 2 | [12 empty] | Bensonhurst No. 2 | 226155.41 | 231583.1398 | 236446.3858 | 241411.7599 | 246481.4068 | 251657.5164 | 256942.3242 | 262338.113 | 267847.2134 | 273472.0049 | Bensonhurst No. 2 | 1422.05 | 159.0348 | 162.8516 | 166.2715 | 169.7632 | 173.3282 | 176.9681 | 180.6845 | 184.4788 | 188.3529 | 192.3083 |  |  | Bensonhurst No. 2 | 19.3068 | 19.7702 | 20.1854 | 20.6093 | 21.042 | 21.4839 | 21.9351 | 22.3957 | 22.866 | 23.3462 |  | 21.0009 |  |  | Woodrow | 8.8176 | 9.0292 | 9.2188 | 9.4124 | 9.6101 | 9.8119 | 10.0179 | 10.2283 | 10.4431 | 10.6624
| Sherman Creek | 0 | 0 | 382416.03 | 779 | [8 empty] | Bensonhurst No. 2 | 85826.44 | 87886.2746 | 89731.8863 | 91616.2559 | 93540.1973 | 95504.5415 | 97510.1368 | 99557.8497 | 101648.5645 | 103783.1844 | Bensonhurst No. 2 | 361.25 | 237.5818 | 243.2838 | 248.3928 | 253.609 | 258.9348 | 264.3724 | 269.9243 | 275.5927 | 281.3801 | 287.2891 |  |  | Bensonhurst No. 2 | 28.8424 | 29.5347 | 30.1549 | 30.7881 | 31.4347 | 32.0948 | 32.7688 | 33.4569 | 34.1595 | 34.8769 |  | 31.3732 |  |  | Secondary
| Sherman Creek | 627605.63 | 65621.23 | 424220.43 | 1216 | [8 empty] | Bensonhurst No. 2 | 146178.4 | 149686.6816 | 152830.1019 | 156039.5341 | 159316.3643 | 162662.0079 | 166077.9101 | 169565.5462 | 173126.4227 | 176762.0775 | Bensonhurst No. 2 | 361.25 | 404.6461 | 414.3576 | 423.0591 | 431.9433 | 441.0142 | 450.2755 | 459.7312 | 469.3856 | 479.2427 | 489.3068 |  |  | Bensonhurst No. 2 | 49.124 | 50.303 | 51.3594 | 52.4379 | 53.5391 | 54.6634 | 55.8114 | 56.9834 | 58.1801 | 59.4018 |  | 53.4344 |  |  | Astor | 0 | 0 | 0 | 0 | 0 | 0 | 0 | 0 | 0 | 0
| Sherman Creek | 187181.55 | 15181.41 | 307029.94 | 359 | [8 empty] | Bensonhurst No. 2 | 118132.4 | 120967.5776 | 123507.8967 | 126101.5626 | 128749.6954 | 131453.439 | 134213.9612 | 137032.4544 | 139910.1359 | 142848.2488 | Bensonhurst No. 2 | 361.25 | 327.0101 | 334.8583 | 341.8904 | 349.0701 | 356.4005 | 363.885 | 371.5265 | 379.3286 | 387.2945 | 395.4277 |  |  | Bensonhurst No. 2 | 39.699 | 40.6518 | 41.5055 | 42.3771 | 43.267 | 44.1756 | 45.1033 | 46.0505 | 47.0176 | 48.0049 |  | 43.1824 |  |  | Atlantic | 0 | 0 | 0 | 0 | 0 | 0 | 0 | 0 | 0 | 0
| Sherman Creek | 13989.32 | 9010.83 | 37382.16 | 694 | [8 empty] | Bensonhurst No. 2 | 37057.88 | 37947.2691 | 38744.1618 | 39557.7892 | 40388.5027 | 41236.6613 | 42102.6312 | 42986.7864 | 43889.509 | 44811.1886 | Bensonhurst No. 2 | 361.25 | 102.5824 | 105.0443 | 107.2503 | 109.5025 | 111.8021 | 114.1499 | 116.5471 | 118.9946 | 121.4935 | 124.0448 |  |  | Bensonhurst No. 2 | 12.4535 | 12.7524 | 13.0202 | 13.2936 | 13.5728 | 13.8578 | 14.1488 | 14.4459 | 14.7493 | 15.059 |  | 13.5462 |  |  | Avenue A | 28.2047 | 28.8816 | 29.4881 | 30.1074 | 30.7396 | 31.3852 | 32.0443 | 32.7172 | 33.4042 | 34.1057
[14 empty] | Bensonhurst No. 2 | 27667.2 | 28331.2128 | 28926.1683 | 29533.6178 | 30153.8238 | 30787.0541 | 31433.5822 | 32093.6874 | 32767.6549 | 33455.7756 | Bensonhurst No. 2 | 361.25 | 76.5874 | 78.4255 | 80.0724 | 81.754 | 83.4708 | 85.2237 | 87.0134 | 88.8407 | 90.7063 | 92.6111 |  |  | Bensonhurst No. 2 | 9.2977 | 9.5209 | 9.7208 | 9.9249 | 10.1334 | 10.3462 | 10.5634 | 10.7853 | 11.0117 | 11.243 |  | 10.1135 |  |  | Bensonhurst No. 1 | 38.5621 | 39.4876 | 40.3168 | 41.1635 | 42.0279 | 42.9105 | 43.8116 | 44.7317 | 45.671 | 46.6301
[14 empty] | Brownsville No. 2 | 138961.8 | 142296.8832 | 145285.1177 | 148336.1052 | 151451.1634 | 154631.6379 | 157878.9023 | 161194.3592 | 164579.4407 | 168035.609 | Brownsville No. 2 | 361.25 | 384.6693 | 393.9014 | 402.1733 | 410.619 | 419.242 | 428.0461 | 437.035 | 446.2128 | 455.5832 | 465.1505 |  |  | Brownsville No. 2 | 46.6989 | 47.8196 | 48.8238 | 49.8491 | 50.896 | 51.9648 | 53.0561 | 54.1702 | 55.3078 | 56.4693 |  | 50.7964 |  |  | Bensonhurst No. 2 | 29.274 | 29.9766 | 30.6061 | 31.2488 | 31.905 | 32.575 | 33.2591 | 33.9576 | 34.6707 | 35.3987
[14 empty] | Brownsville No. 2 | 71715.32 | 73436.4877 | 74978.6539 | 76553.2057 | 78160.823 | 79802.2003 | 81478.0465 | 83189.0854 | 84936.0562 | 86719.7134 | Brownsville No. 2 | 361.25 | 198.5199 | 203.2844 | 207.5534 | 211.912 | 216.3621 | 220.9057 | 225.5448 | 230.2812 | 235.1171 | 240.0546 |  |  | Brownsville No. 2 | 24.1003 | 24.6787 | 25.197 | 25.7261 | 26.2664 | 26.818 | 27.3811 | 27.9561 | 28.5432 | 29.1426 |  | 26.215 |  |  | Brownsville No. 1 | 44.2145 | 45.2756 | 46.2264 | 47.1971 | 48.1883 | 49.2002 | 50.2334 | 51.2883 | 52.3654 | 53.4651
[14 empty] | Greenwood | 274389.08 | 280974.4179 | 286874.8807 | 292899.2532 | 299050.1375 | 305330.1904 | 311742.1244 | 318288.709 | 324972.7719 | 331797.2001 | Greenwood | 501.5 | 547.1367 | 560.268 | 572.0337 | 584.0464 | 596.3113 | 608.8339 | 621.6194 | 634.6734 | 648.0015 | 661.6096 |  |  | Greenwood | 66.4224 | 68.0165 | 69.4449 | 70.9032 | 72.3922 | 73.9124 | 75.4646 | 77.0494 | 78.6674 | 80.3194 |  | 72.2506 |  |  | Brownsville No. 2 | 35.3996 | 36.2492 | 37.0104 | 37.7876 | 38.5812 | 39.3914 | 40.2186 | 41.0632 | 41.9255 | 42.8059
[14 empty] | Greenwood | 327362.59 | 335219.2922 | 342258.8973 | 349446.3341 | 356784.7072 | 364277.186 | 371927.0069 | 379737.4741 | 387711.961 | 395853.9122 | Greenwood | 263.5 | 1242.3628 | 1272.1795 | 1298.8952 | 1326.172 | 1354.0217 | 1382.4561 | 1411.4877 | 1441.1289 | 1471.3926 | 1502.2919 |  |  | Greenwood | 150.8228 | 154.4426 | 157.6859 | 160.9973 | 164.3782 | 167.8302 | 171.3546 | 174.9531 | 178.6271 | 182.3782 |  | 164.0566 |  |  | Bruckner | 83.9019 | 85.9156 | 87.7198 | 89.5619 | 91.4427 | 93.363 | 95.3236 | 97.3254 | 99.3693 | 101.456
[14 empty] | Greenwood | 2081.07 | 2131.0157 | 2175.767 | 2221.4581 | 2268.1087 | 2315.739 | 2364.3695 | 2414.0213 | 2464.7157 | 2516.4748 | Greenwood | 5299.75 | 0.39267 | 0.4021 | 0.41054 | 0.41916 | 0.42797 | 0.43695 | 0.44613 | 0.4555 | 0.46506 | 0.47483 |  |  | Greenwood | 0.047671 | 0.048815 | 0.04984 | 0.050886 | 0.051955 | 0.053046 | 0.05416 | 0.055297 | 0.056459 | 0.057644 |  | 0.051853 |  |  | Buchanan | 0 | 0 | 0 | 0 | 0 | 0 | 0 | 0 | 0 | 0
[14 empty] | Greenwood | 113559.3 | 116284.7232 | 118726.7024 | 121219.9631 | 123765.5824 | 126364.6596 | 129018.3174 | 131727.7021 | 134493.9839 | 137318.3575 | Greenwood | 361.25 | 314.351 | 321.8954 | 328.6552 | 335.557 | 342.6037 | 349.7984 | 357.1441 | 364.6442 | 372.3017 | 380.12 |  |  | Greenwood | 38.1622 | 39.0781 | 39.8987 | 40.7366 | 41.5921 | 42.4655 | 43.3573 | 44.2678 | 45.1974 | 46.1466 |  | 41.5107 |  |  | Cedar Street | 0 | 0 | 0 | 0 | 0 | 0 | 0 | 0 | 0 | 0
[14 empty] | Greenwood | 114537.1 | 117285.9904 | 119748.9962 | 122263.7251 | 124831.2633 | 127452.7199 | 130129.227 | 132861.9408 | 135652.0415 | 138500.7344 | Greenwood | 361.25 | 317.0577 | 324.6671 | 331.4851 | 338.4463 | 345.5537 | 352.8103 | 360.2193 | 367.7839 | 375.5074 | 383.393 |  |  | Greenwood | 38.4908 | 39.4146 | 40.2423 | 41.0874 | 41.9502 | 42.8312 | 43.7306 | 44.649 | 45.5866 | 46.5439 |  | 41.8681 |  |  | Cherry Street | 0 | 0 | 0 | 0 | 0 | 0 | 0 | 0 | 0 | 0
[14 empty] | Greenwood | 114196.4 | 116937.1136 | 119392.793 | 121900.0416 | 124459.9425 | 127073.6013 | 129742.1469 | 132466.732 | 135248.5334 | 138088.7526 | Greenwood | 361.25 | 316.1146 | 323.7014 | 330.4991 | 337.4396 | 344.5258 | 351.7608 | 359.1478 | 366.6899 | 374.3904 | 382.2526 |  |  | Greenwood | 38.3763 | 39.2973 | 40.1226 | 40.9652 | 41.8254 | 42.7038 | 43.6005 | 44.5162 | 45.451 | 46.4055 |  | 41.7436 |  |  | Co-Op City/Radial 27kV | 0 | 0 | 0 | 0 | 0 | 0 | 0 | 0 | 0 | 0
[14 empty] | Greenwood | 147039.6 | 150568.5504 | 153730.49 | 156958.8302 | 160254.9657 | 163620.32 | 167056.3467 | 170564.53 | 174146.3851 | 177803.4592 | Greenwood | 361.25 | 407.03 | 416.7988 | 425.5515 | 434.4881 | 443.6124 | 452.9282 | 462.4397 | 472.1509 | 482.0661 | 492.1895 |  |  | Greenwood | 49.4134 | 50.5994 | 51.662 | 52.7469 | 53.8545 | 54.9855 | 56.1402 | 57.3191 | 58.5228 | 59.7518 |  | 53.7492 |  |  | Corona No. 1 | 0 | 0 | 0 | 0 | 0 | 0 | 0 | 0 | 0 | 0
[14 empty] | Greenwood | 154280 | 157982.72 | 161300.3571 | 164687.6646 | 168146.1056 | 171677.1738 | 175282.3944 | 178963.3247 | 182721.5545 | 186558.7072 | Greenwood | 361.25 | 427.0727 | 437.3224 | 446.5062 | 455.8828 | 465.4563 | 475.2309 | 485.2108 | 495.4002 | 505.8036 | 516.4255 |  |  | Greenwood | 51.8466 | 53.0909 | 54.2059 | 55.3442 | 56.5064 | 57.693 | 58.9046 | 60.1416 | 61.4046 | 62.6941 |  | 56.3958 |  |  | Corona No. 2 | 13.7337 | 14.0633 | 14.3586 | 14.6602 | 14.968 | 15.2824 | 15.6033 | 15.931 | 16.2655 | 16.6071
[14 empty] | Greenwood | 49227.24 | 50408.6938 | 51467.2763 | 52548.0891 | 53651.599 | 54778.2826 | 55928.6265 | 57103.1277 | 58302.2934 | 59526.6415 | Greenwood | 361.25 | 136.2692 | 139.5396 | 142.47 | 145.4618 | 148.5165 | 151.6354 | 154.8197 | 158.0709 | 161.3904 | 164.7796 |  |  | Greenwood | 16.5431 | 16.9401 | 17.2959 | 17.6591 | 18.0299 | 18.4085 | 18.7951 | 19.1898 | 19.5928 | 20.0042 |  | 17.9946 |  |  | East 179th Street | 11.2012 | 11.47 | 11.7109 | 11.9568 | 12.2079 | 12.4643 | 12.726 | 12.9933 | 13.2661 | 13.5447
[14 empty] | Greenwood | 129057.7 | 132155.0848 | 134930.3416 | 137763.8788 | 140656.9202 | 143610.7155 | 146626.5406 | 149705.6979 | 152849.5176 | 156059.3574 | Greenwood | 361.25 | 357.2531 | 365.8272 | 373.5096 | 381.3533 | 389.3617 | 397.5383 | 405.8866 | 414.4102 | 423.1129 | 431.9982 |  |  | Greenwood | 43.3705 | 44.4114 | 45.3441 | 46.2963 | 47.2685 | 48.2612 | 49.2746 | 50.3094 | 51.3659 | 52.4446 |  | 47.176 |  |  | East 29th Street | 36.9877 | 37.8754 | 38.6708 | 39.4828 | 40.312 | 41.1585 | 42.0229 | 42.9053 | 43.8064 | 44.7263
[14 empty] | Plymouth Street | 524722.37 | 537315.7069 | 548599.3367 | 560119.9228 | 571882.4412 | 583891.9724 | 596153.7039 | 608672.9316 | 621455.0632 | 634505.6195 | Plymouth Street | 741.2 | 707.9363 | 724.9267 | 740.1502 | 755.6934 | 771.5629 | 787.7657 | 804.3088 | 821.1993 | 838.4445 | 856.0518 |  |  | Plymouth Street | 85.9435 | 88.0061 | 89.8542 | 91.7412 | 93.6677 | 95.6348 | 97.6431 | 99.6936 | 101.7872 | 103.9247 |  | 93.4845 |  |  | East 36th Street | 16.8788 | 17.2839 | 17.6468 | 18.0174 | 18.3958 | 18.7821 | 19.1765 | 19.5792 | 19.9904 | 20.4102
[14 empty] | Plymouth Street | 388631.77 | 397958.9325 | 406316.0701 | 414848.7075 | 423560.5304 | 432455.3015 | 441536.8629 | 450809.137 | 460276.1289 | 469941.9276 | Plymouth Street | 1949.05 | 199.3955 | 204.181 | 208.4688 | 212.8466 | 217.3164 | 221.88 | 226.5395 | 231.2969 | 236.1541 | 241.1133 |  |  | Plymouth Street | 24.2066 | 24.7876 | 25.3081 | 25.8396 | 26.3822 | 26.9362 | 27.5019 | 28.0794 | 28.6691 | 29.2712 |  | 26.3306 |  |  | East 40th Street No. 1 | 0 | 0 | 0 | 0 | 0 | 0 | 0 | 0 | 0 | 0
[14 empty] | Plymouth Street | 532647.8 | 545431.3472 | 556885.4055 | 568579.999 | 580520.179 | 592711.1027 | 605158.0359 | 617866.3547 | 630841.5481 | 644089.2206 | Plymouth Street | 1725.5 | 308.6919 | 316.1005 | 322.7386 | 329.5161 | 336.4359 | 343.5011 | 350.7146 | 358.0796 | 365.5993 | 373.2769 |  |  | Plymouth Street | 37.4752 | 38.3746 | 39.1805 | 40.0033 | 40.8433 | 41.701 | 42.5768 | 43.4709 | 44.3838 | 45.3158 |  | 40.7634 |  |  | East 40th Street No. 2 | 0 | 0 | 0 | 0 | 0 | 0 | 0 | 0 | 0 | 0
[14 empty] | Plymouth Street | 2083.83 | 2133.8419 | 2178.6526 | 2224.4043 | 2271.1168 | 2318.8102 | 2367.5053 | 2417.2229 | 2467.9846 | 2519.8122 | Plymouth Street | 361.25 | 5.7684 | 5.9068 | 6.0309 | 6.1575 | 6.2868 | 6.4189 | 6.5536 | 6.6913 | 6.8318 | 6.9753 |  |  | Plymouth Street | 0.70028 | 0.71709 | 0.73215 | 0.74752 | 0.76322 | 0.77925 | 0.79561 | 0.81232 | 0.82938 | 0.8468 |  | 0.76173 |  |  | East 63rd Street No. 1 | 21.5893 | 22.1074 | 22.5717 | 23.0457 | 23.5297 | 24.0238 | 24.5283 | 25.0434 | 25.5693 | 26.1062
[14 empty] | West 65th Street No. 2 | 79127.61 | 81026.6726 | 82728.2328 | 84465.5257 | 86239.3017 | 88050.327 | 89899.3839 | 91787.271 | 93714.8036 | 95682.8145 | West 65th Street No. 2 | 1167 | 67.8043 | 69.4316 | 70.8897 | 72.3783 | 73.8983 | 75.4502 | 77.0346 | 78.6523 | 80.304 | 81.9904 |  |  | West 65th Street No. 2 | 8.2314 | 8.429 | 8.606 | 8.7867 | 8.9713 | 9.1596 | 9.352 | 9.5484 | 9.7489 | 9.9536 |  | 8.9537 |  |  | East 63rd Street No. 2 | 10.2927 | 10.5397 | 10.761 | 10.987 | 11.2178 | 11.4533 | 11.6938 | 11.9394 | 12.1901 | 12.4461
[14 empty] | Avenue A | 118277.78 | 121116.4467 | 123659.8921 | 126256.7498 | 128908.1416 | 131615.2126 | 134379.132 | 137201.0938 | 140082.3168 | 143024.0454 | Avenue A | 500 | 236.5556 | 242.2329 | 247.3198 | 252.5135 | 257.8163 | 263.2304 | 268.7583 | 274.4022 | 280.1646 | 286.0481 |  |  | Avenue A | 28.7178 | 29.4071 | 30.0246 | 30.6551 | 31.2989 | 31.9562 | 32.6273 | 33.3124 | 34.012 | 34.7262 |  | 31.2377 |  |  | East 75th Street | 54.4207 | 55.7268 | 56.8971 | 58.0919 | 59.3118 | 60.5574 | 61.8291 | 63.1275 | 64.4532 | 65.8067
[14 empty] | Avenue A | 285423.7 | 292273.8688 | 298411.62 | 304678.2641 | 311076.5076 | 317609.1143 | 324278.9057 | 331088.7627 | 338041.6267 | 345140.5009 | Avenue A | 555 | 514.2769 | 526.6196 | 537.6786 | 548.9698 | 560.4982 | 572.2687 | 584.2863 | 596.5563 | 609.084 | 621.8748 |  |  | Avenue A | 62.4332 | 63.9316 | 65.2742 | 66.6449 | 68.0445 | 69.4734 | 70.9324 | 72.4219 | 73.9428 | 75.4956 |  | 67.9114 |  |  | Elmsford No. 2 | 0 | 0 | 0 | 0 | 0 | 0 | 0 | 0 | 0 | 0
[14 empty] | Avenue A | 190595.35 | 195169.6384 | 199268.2008 | 203452.833 | 207725.3425 | 212087.5747 | 216541.4138 | 221088.7835 | 225731.6479 | 230472.0125 | Avenue A | 1503 | 126.8099 | 129.8534 | 132.5803 | 135.3645 | 138.2071 | 141.1095 | 144.0728 | 147.0983 | 150.1874 | 153.3413 |  |  | Avenue A | 15.3947 | 15.7642 | 16.0952 | 16.4332 | 16.7783 | 17.1307 | 17.4904 | 17.8577 | 18.2327 | 18.6156 |  | 16.7455 |  |  | Fox Hills 33 kV | 22.9482 | 23.4989 | 23.9924 | 24.4963 | 25.0107 | 25.5359 | 26.0722 | 26.6197 | 27.1787 | 27.7494
[14 empty] | East 29th Street | 174884.06 | 179081.2774 | 182841.9843 | 186681.6659 | 190601.9809 | 194604.6225 | 198691.3196 | 202863.8373 | 207123.9779 | 211473.5814 | East 29th Street | 574 | 304.6761 | 311.9883 | 318.54 | 325.2294 | 332.0592 | 339.0324 | 346.1521 | 353.4213 | 360.8432 | 368.4209 |  |  | East 29th Street | 36.9877 | 37.8754 | 38.6708 | 39.4828 | 40.312 | 41.1585 | 42.0229 | 42.9053 | 43.8064 | 44.7263 |  | 40.2331 |  |  | Fresh Kills 33 kV | 3.2635 | 3.3418 | 3.412 | 3.4837 | 3.5568 | 3.6315 | 3.7078 | 3.7857 | 3.8652 | 3.9463
[14 empty] | East 36th Street | 136222.15 | 139491.4816 | 142420.8027 | 145411.6396 | 148465.284 | 151583.055 | 154766.2991 | 158016.3914 | 161334.7356 | 164722.7651 | East 36th Street | 599 | 227.4159 | 232.8739 | 237.7643 | 242.7573 | 247.8552 | 253.0602 | 258.3745 | 263.8003 | 269.3401 | 274.9963 |  |  | East 36th Street | 27.6083 | 28.2709 | 28.8646 | 29.4707 | 30.0896 | 30.7215 | 31.3667 | 32.0254 | 32.6979 | 33.3845 |  | 30.0308 |  |  | Gateway Park | 0 | 0 | 0 | 0 | 0 | 0 | 0 | 0 | 0 | 0
[14 empty] | East 36th Street | 25613.74 | 26228.4698 | 26779.2676 | 27341.6322 | 27915.8065 | 28502.0385 | 29100.5813 | 29711.6935 | 30335.639 | 30972.6875 | East 36th Street | 565 | 45.3341 | 46.4221 | 47.3969 | 48.3923 | 49.4085 | 50.4461 | 51.5055 | 52.5871 | 53.6914 | 54.8189 |  |  | East 36th Street | 5.5036 | 5.6356 | 5.754 | 5.8748 | 5.9982 | 6.1242 | 6.2528 | 6.3841 | 6.5181 | 6.655 |  | 5.9865 |  |  | Glendale | 31.6498 | 32.4094 | 33.09 | 33.7849 | 34.4944 | 35.2188 | 35.9584 | 36.7135 | 37.4845 | 38.2717
[14 empty] | East 63rd Street No. 1 | 88918.04 | 91052.073 | 92964.1665 | 94916.414 | 96909.6587 | 98944.7615 | 101022.6015 | 103144.0761 | 105310.1017 | 107521.6139 | East 63rd Street No. 1 | 500 | 177.8361 | 182.1041 | 185.9283 | 189.8328 | 193.8193 | 197.8895 | 202.0452 | 206.2882 | 210.6202 | 215.0432 |  |  | East 63rd Street No. 1 | 21.5893 | 22.1074 | 22.5717 | 23.0457 | 23.5297 | 24.0238 | 24.5283 | 25.0434 | 25.5693 | 26.1062 |  | 23.4836 |  |  | Granite Hill | 0 | 0 | 0 | 0 | 0 | 0 | 0 | 0 | 0 | 0
[14 empty] | East 63rd Street No. 2 | 58046.42 | 59439.5341 | 60687.7643 | 61962.2073 | 63263.4137 | 64591.9454 | 65948.3762 | 67333.2921 | 68747.2913 | 70190.9844 | East 63rd Street No. 2 | 491 | 118.2208 | 121.0581 | 123.6003 | 126.1959 | 128.8461 | 131.5518 | 134.3144 | 137.135 | 140.0148 | 142.9552 |  |  | East 63rd Street No. 2 | 14.352 | 14.6965 | 15.0051 | 15.3202 | 15.6419 | 15.9704 | 16.3058 | 16.6482 | 16.9978 | 17.3548 |  | 15.6113 |  |  | Grasslands | 0 | 0 | 0 | 0 | 0 | 0 | 0 | 0 | 0 | 0
[14 empty] | East 63rd Street No. 2 | 79387.24 | 81292.5338 | 82999.677 | 84742.6702 | 86522.2663 | 88339.2339 | 90194.3578 | 92088.4393 | 94022.2965 | 95996.7647 | East 63rd Street No. 2 | 1130 | 70.2542 | 71.9403 | 73.451 | 74.9935 | 76.5684 | 78.1763 | 79.818 | 81.4942 | 83.2056 | 84.9529 |  |  | East 63rd Street No. 2 | 8.5289 | 8.7336 | 8.917 | 9.1042 | 9.2954 | 9.4906 | 9.6899 | 9.8934 | 10.1012 | 10.3133 |  | 9.2772 |  |  | Greenwood | 20.1412 | 20.6246 | 21.0577 | 21.4999 | 21.9514 | 22.4124 | 22.8831 | 23.3636 | 23.8543 | 24.3552
[14 empty] | East 75th Street | 363103.59 | 371818.0762 | 379626.2558 | 387598.4071 | 395737.9737 | 404048.4711 | 412533.489 | 421196.6923 | 430041.8228 | 439072.7011 | East 75th Street | 810 | 448.276 | 459.0347 | 468.6744 | 478.5166 | 488.5654 | 498.8253 | 509.3006 | 519.9959 | 530.9158 | 542.0651 |  |  | East 75th Street | 54.4207 | 55.7268 | 56.8971 | 58.0919 | 59.3118 | 60.5574 | 61.8291 | 63.1275 | 64.4532 | 65.8067 |  | 59.1958 |  |  | Harrison | 0 | 0 | 0 | 0 | 0 | 0 | 0 | 0 | 0 | 0
[14 empty] | Leonard Street No. 1 | 64227 | 65768.448 | 67149.5854 | 68559.7267 | 69999.481 | 71469.4701 | 72970.3289 | 74502.7058 | 76067.2627 | 77664.6752 | Leonard Street No. 1 | 42 | 1529.2143 | 1565.9154 | 1598.7997 | 1632.3744 | 1666.6543 | 1701.654 | 1737.3888 | 1773.8739 | 1811.1253 | 1849.1589 |  |  | Leonard Street No. 1 | 185.6466 | 190.1021 | 194.0943 | 198.1703 | 202.3318 | 206.5808 | 210.919 | 215.3483 | 219.8706 | 224.4879 |  | 201.936 |  |  | Hell Gate | 0 | 0 | 0 | 0 | 0 | 0 | 0 | 0 | 0 | 0
[14 empty] | Murray Hill | 73143.52 | 74898.9645 | 76471.8427 | 78077.7514 | 79717.3842 | 81391.4493 | 83100.6697 | 84845.7838 | 86627.5452 | 88446.7237 | Murray Hill | 2230 | 32.7998 | 33.587 | 34.2923 | 35.0124 | 35.7477 | 36.4984 | 37.2649 | 38.0474 | 38.8464 | 39.6622 |  |  | Murray Hill | 3.9819 | 4.0775 | 4.1631 | 4.2505 | 4.3398 | 4.4309 | 4.524 | 4.619 | 4.716 | 4.815 |  | 4.3313 |  |  | Hillside | 0 | 0 | 0 | 0 | 0 | 0 | 0 | 0 | 0 | 0
[14 empty] | Washington Street | 23852.94 | 24425.4106 | 24938.3442 | 25462.0494 | 25996.7524 | 26542.6842 | 27100.0806 | 27669.1823 | 28250.2351 | 28843.4901 | Washington Street | 264 | 90.352 | 92.5205 | 94.4634 | 96.4472 | 98.4725 | 100.5405 | 102.6518 | 104.8075 | 107.0085 | 109.2556 |  |  | Washington Street | 10.9687 | 11.232 | 11.4679 | 11.7087 | 11.9546 | 12.2056 | 12.4619 | 12.7236 | 12.9908 | 13.2636 |  | 11.9312 |  |  | Idlewild | 0 | 0 | 0 | 0 | 0 | 0 | 0 | 0 | 0 | 0
[14 empty] | Water Street | 190027.29 | 194587.945 | 198674.2918 | 202846.4519 | 207106.2274 | 211455.4582 | 215896.0228 | 220429.8393 | 225058.8659 | 229785.1021 | Water Street | 494.7 | 384.1263 | 393.3454 | 401.6056 | 410.0393 | 418.6501 | 427.4418 | 436.4181 | 445.5829 | 454.9401 | 464.4938 |  |  | Water Street | 46.6329 | 47.7521 | 48.7549 | 49.7788 | 50.8241 | 51.8914 | 52.9812 | 54.0938 | 55.2297 | 56.3896 |  | 50.7247 |  |  | Industry City | 0 | 0 | 0 | 0 | 0 | 0 | 0 | 0 | 0 | 0
[14 empty] | Water Street | 19993.61 | 20473.4566 | 20903.3992 | 21342.3706 | 21790.5604 | 22248.1622 | 22715.3736 | 23192.3964 | 23679.4367 | 24176.7049 | Water Street | 1866.6 | 10.7112 | 10.9683 | 11.1986 | 11.4338 | 11.6739 | 11.9191 | 12.1694 | 12.4249 | 12.6859 | 12.9523 |  |  | Water Street | 1.3003 | 1.3316 | 1.3595 | 1.3881 | 1.4172 | 1.447 | 1.4774 | 1.5084 | 1.5401 | 1.5724 |  | 1.4144 |  |  | Jamaica | 0 | 0 | 0 | 0 | 0 | 0 | 0 | 0 | 0 | 0
[14 empty] | Water Street | 7457.38 | 7636.3571 | 7796.7206 | 7960.4518 | 8127.6212 | 8298.3013 | 8472.5656 | 8650.4895 | 8832.1498 | 9017.6249 | Water Street | 361.25 | 20.6433 | 21.1387 | 21.5826 | 22.0359 | 22.4986 | 22.9711 | 23.4535 | 23.946 | 24.4489 | 24.9623 |  |  | Water Street | 2.5061 | 2.5662 | 2.6201 | 2.6752 | 2.7313 | 2.7887 | 2.8473 | 2.907 | 2.9681 | 3.0304 |  | 2.726 |  |  | Leonard Street No. 1 | 185.6466 | 190.1021 | 194.0943 | 198.1703 | 202.3318 | 206.5808 | 210.919 | 215.3483 | 219.8706 | 224.4879
[14 empty] | Water Street | 60382.95 | 61832.1408 | 63130.6158 | 64456.3587 | 65809.9422 | 67191.951 | 68602.982 | 70043.6446 | 71514.5611 | 73016.3669 | Water Street | 361.25 | 167.15 | 171.1616 | 174.756 | 178.4259 | 182.1729 | 185.9985 | 189.9044 | 193.8924 | 197.9642 | 202.1214 |  |  | Water Street | 20.292 | 20.779 | 21.2154 | 21.6609 | 22.1158 | 22.5802 | 23.0544 | 23.5385 | 24.0329 | 24.5375 |  | 22.0725 |  |  | Leonard Street No. 2 | 0 | 0 | 0 | 0 | 0 | 0 | 0 | 0 | 0 | 0
[14 empty] | Water Street | 131890.1 | 135055.4624 | 137891.6271 | 140787.3513 | 143743.8857 | 146762.5073 | 149844.5199 | 152991.2548 | 156204.0712 | 159484.3567 | Water Street | 361.25 | 365.0937 | 373.856 | 381.7069 | 389.7228 | 397.9069 | 406.263 | 414.7945 | 423.5052 | 432.3988 | 441.4792 |  |  | Water Street | 44.3224 | 45.3861 | 46.3392 | 47.3123 | 48.3059 | 49.3203 | 50.3561 | 51.4135 | 52.4932 | 53.5956 |  | 48.2114 |  |  | Millwood West | 0 | 0 | 0 | 0 | 0 | 0 | 0 | 0 | 0 | 0
[14 empty] | Water Street | 100983.6 | 103407.2064 | 105578.7577 | 107795.9116 | 110059.6258 | 112370.8779 | 114730.6664 | 117140.0104 | 119599.9506 | 122111.5495 | Water Street | 361.25 | 279.5394 | 286.2483 | 292.2595 | 298.397 | 304.6633 | 311.0613 | 317.5935 | 324.263 | 331.0725 | 338.0251 |  |  | Water Street | 33.9361 | 34.7505 | 35.4803 | 36.2254 | 36.9861 | 37.7628 | 38.5559 | 39.3655 | 40.1922 | 41.0362 |  | 36.9138 |  |  | Mott Haven | 21.6414 | 22.1608 | 22.6261 | 23.1013 | 23.5864 | 24.0817 | 24.5874 | 25.1038 | 25.631 | 26.1692
[14 empty] | Water Street | 150701.4 | 154318.2336 | 157558.9165 | 160867.6538 | 164245.8745 | 167695.0378 | 171216.6336 | 174812.1829 | 178483.2388 | 182231.3868 | Water Street | 361.25 | 417.1665 | 427.1785 | 436.1492 | 445.3084 | 454.6599 | 464.2077 | 473.9561 | 483.9092 | 494.0712 | 504.4467 |  |  | Water Street | 50.644 | 51.8595 | 52.9485 | 54.0604 | 55.1957 | 56.3548 | 57.5383 | 58.7466 | 59.9802 | 61.2398 |  | 55.0877 |  |  | Murray Hill | 3.9819 | 4.0775 | 4.1631 | 4.2505 | 4.3398 | 4.4309 | 4.524 | 4.619 | 4.716 | 4.815
[14 empty] | West 110th Street No. 1 | 297170.53 | 304302.6227 | 310692.9778 | 317217.5303 | 323879.0985 | 330680.5595 | 337624.8513 | 344714.9732 | 351953.9876 | 359345.0213 | West 110th Street No. 1 | 2440 | 121.7912 | 124.7142 | 127.3332 | 130.0072 | 132.7373 | 135.5248 | 138.3708 | 141.2766 | 144.2434 | 147.2725 |  |  | West 110th Street No. 1 | 14.7855 | 15.1403 | 15.4582 | 15.7829 | 16.1143 | 16.4527 | 16.7982 | 17.151 | 17.5112 | 17.8789 |  | 16.0828 |  |  | Nevins Street | 0 | 0 | 0 | 0 | 0 | 0 | 0 | 0 | 0 | 0
[14 empty] | West 42nd Street No. 2 | 356727.28 | 365288.7347 | 372959.7981 | 380791.9539 | 388788.5849 | 396953.1452 | 405289.1613 | 413800.2337 | 422490.0386 | 431362.3294 | West 42nd Street No. 2 | 2752 | 129.6247 | 132.7357 | 135.5232 | 138.3692 | 141.2749 | 144.2417 | 147.2708 | 150.3635 | 153.5211 | 156.745 |  |  | West 42nd Street No. 2 | 15.7364 | 16.1141 | 16.4525 | 16.798 | 17.1508 | 17.5109 | 17.8787 | 18.2541 | 18.6375 | 19.0288 |  | 17.1172 |  |  | Newtown | 39.9682 | 40.9274 | 41.7869 | 42.6644 | 43.5603 | 44.4751 | 45.4091 | 46.3627 | 47.3363 | 48.3304
[14 empty] | Bruckner | 601494.74 | 615930.6138 | 628865.1566 | 642071.3249 | 655554.8228 | 669321.474 | 683377.225 | 697728.1467 | 712380.4378 | 727340.427 | Bruckner | 207 | 2905.7717 | 2975.5102 | 3037.9959 | 3101.7938 | 3166.9315 | 3233.4371 | 3301.3393 | 3370.6674 | 3441.4514 | 3513.7219 |  |  | Bruckner | 352.7607 | 361.2269 | 368.8127 | 376.5578 | 384.4655 | 392.5393 | 400.7826 | 409.199 | 417.7922 | 426.5658 |  | 383.7133 |  |  | North Queens | 9.4708 | 9.6981 | 9.9018 | 10.1097 | 10.322 | 10.5388 | 10.7601 | 10.9861 | 11.2168 | 11.4523
[14 empty] | Bruckner | 118145.76 | 120981.2582 | 123521.8647 | 126115.8238 | 128764.2561 | 131468.3055 | 134229.1399 | 137047.9519 | 139925.9588 | 142864.404 | Bruckner | 214 | 552.083 | 565.333 | 577.205 | 589.3263 | 601.7021 | 614.3379 | 627.239 | 640.411 | 653.8596 | 667.5907 |  |  | Bruckner | 67.0229 | 68.6314 | 70.0727 | 71.5442 | 73.0466 | 74.5806 | 76.1468 | 77.7459 | 79.3786 | 81.0455 |  | 72.9037 |  |  | Ossining West | 0 | 0 | 0 | 0 | 0 | 0 | 0 | 0 | 0 | 0
[14 empty] | Bruckner | 60917.15 | 62379.1616 | 63689.124 | 65026.5956 | 66392.1541 | 67786.3893 | 69209.9035 | 70663.3115 | 72147.241 | 73662.3331 | Bruckner | 313 | 194.6235 | 199.2944 | 203.4796 | 207.7527 | 212.1155 | 216.5699 | 221.1179 | 225.7614 | 230.5024 | 235.3429 |  |  | Bruckner | 23.6273 | 24.1943 | 24.7024 | 25.2212 | 25.7508 | 26.2916 | 26.8437 | 27.4074 | 27.983 | 28.5706 |  | 25.7004 |  |  | Parkchester No. 1 | 37.2116 | 38.1047 | 38.9049 | 39.7219 | 40.556 | 41.4077 | 42.2773 | 43.1651 | 44.0716 | 44.9971
[14 empty] | Bruckner | 3172.1 | 3248.2304 | 3316.4432 | 3386.0885 | 3457.1964 | 3529.7975 | 3603.9233 | 3679.6057 | 3756.8774 | 3835.7718 | Bruckner | 400 | 7.9303 | 8.1206 | 8.2911 | 8.4652 | 8.643 | 8.8245 | 9.0098 | 9.199 | 9.3922 | 9.5894 |  |  | Bruckner | 0.96273 | 0.98584 | 1.0065 | 1.0277 | 1.0493 | 1.0713 | 1.0938 | 1.1168 | 1.1402 | 1.1642 |  | 1.0472 |  |  | Parkchester No. 2 | 20.745 | 21.2429 | 21.689 | 22.1445 | 22.6095 | 23.0843 | 23.5691 | 24.0641 | 24.5694 | 25.0854
[14 empty] | Corona No. 2 | 133179.55 | 136375.8592 | 139239.7522 | 142163.787 | 145149.2266 | 148197.3603 | 151309.5049 | 154487.0045 | 157731.2316 | 161043.5875 | Corona No. 2 | 1177.25 | 113.1277 | 115.8427 | 118.2754 | 120.7592 | 123.2952 | 125.8844 | 128.5279 | 131.227 | 133.9828 | 136.7964 |  |  | Corona No. 2 | 13.7337 | 14.0633 | 14.3586 | 14.6602 | 14.968 | 15.2824 | 15.6033 | 15.931 | 16.2655 | 16.6071 |  | 14.9387 |  |  | Parkview | 0 | 0 | 0 | 0 | 0 | 0 | 0 | 0 | 0 | 0
[14 empty] | Glendale | 362835.86 | 371543.9206 | 379346.343 | 387312.6162 | 395446.1811 | 403750.5509 | 412229.3125 | 420886.1281 | 429724.7367 | 438748.9562 | Glendale | 1057.4 | 343.1396 | 351.375 | 358.7539 | 366.2877 | 373.9797 | 381.8333 | 389.8518 | 398.0387 | 406.3975 | 414.9319 |  |  | Glendale | 41.6572 | 42.6569 | 43.5527 | 44.4673 | 45.4011 | 46.3546 | 47.328 | 48.3219 | 49.3367 | 50.3727 |  | 45.3123 |  |  | Pleasantville | 0 | 0 | 0 | 0 | 0 | 0 | 0 | 0 | 0 | 0
[14 empty] | Glendale | 352996.51 | 361468.4262 | 369059.2632 | 376809.5077 | 384722.5074 | 392801.68 | 401050.5153 | 409472.5761 | 418071.5002 | 426851.0017 | Glendale | 1347.25 | 262.0126 | 268.3009 | 273.9352 | 279.6879 | 285.5613 | 291.5581 | 297.6808 | 303.9321 | 310.3147 | 316.8313 |  |  | Glendale | 31.8083 | 32.5717 | 33.2557 | 33.9541 | 34.6671 | 35.3952 | 36.1385 | 36.8974 | 37.6722 | 38.4633 |  | 34.5993 |  |  | Plymouth Street | 36.8008 | 37.6841 | 38.4754 | 39.2834 | 40.1084 | 40.9506 | 41.8106 | 42.6886 | 43.5851 | 44.5004
[14 empty] | Glendale | 123370.86 | 126331.7606 | 128984.7276 | 131693.4069 | 134458.9684 | 137282.6068 | 140165.5415 | 143109.0179 | 146114.3073 | 149182.7077 | Glendale | 814.3 | 151.5054 | 155.1415 | 158.3995 | 161.7259 | 165.1222 | 168.5897 | 172.1301 | 175.7448 | 179.4355 | 183.2036 |  |  | Glendale | 18.3928 | 18.8342 | 19.2297 | 19.6335 | 20.0458 | 20.4668 | 20.8966 | 21.3354 | 21.7835 | 22.2409 |  | 20.0066 |  |  | Rockview | 0 | 0 | 0 | 0 | 0 | 0 | 0 | 0 | 0 | 0
[14 empty] | Newtown | 78551.73 | 80436.9715 | 82126.1479 | 83850.797 | 85611.6638 | 87409.5087 | 89245.1084 | 91119.2557 | 93032.76 | 94986.448 | Newtown | 520.2 | 151.0029 | 154.627 | 157.8742 | 161.1895 | 164.5745 | 168.0306 | 171.5592 | 175.162 | 178.8404 | 182.596 |  |  | Newtown | 18.3318 | 18.7717 | 19.1659 | 19.5684 | 19.9793 | 20.3989 | 20.8273 | 21.2647 | 21.7112 | 22.1672 |  | 19.9403 |  |  | Seaport No. 1 | 0 | 0 | 0 | 0 | 0 | 0 | 0 | 0 | 0 | 0
[14 empty] | Newtown | 176894.9 | 181140.3776 | 184944.3255 | 188828.1564 | 192793.5476 | 196842.2122 | 200975.8986 | 205196.3925 | 209505.5167 | 213905.1326 | Newtown | 361.25 | 489.6745 | 501.4267 | 511.9566 | 522.7077 | 533.6846 | 544.8919 | 556.3347 | 568.0177 | 579.9461 | 592.1249 |  |  | Newtown | 59.4465 | 60.8732 | 62.1515 | 63.4567 | 64.7893 | 66.1499 | 67.539 | 68.9573 | 70.4055 | 71.884 |  | 64.6625 |  |  | Seaport No. 2 | 0 | 0 | 0 | 0 | 0 | 0 | 0 | 0 | 0 | 0
[14 empty] | Newtown | 153683.8 | 157372.2112 | 160677.0276 | 164051.2452 | 167496.3214 | 171013.7441 | 174605.0327 | 178271.7384 | 182015.4449 | 185837.7693 | Newtown | 361.25 | 425.4223 | 435.6324 | 444.7807 | 454.1211 | 463.6576 | 473.3944 | 483.3357 | 493.4858 | 503.849 | 514.4298 |  |  | Newtown | 51.6463 | 52.8858 | 53.9964 | 55.1303 | 56.288 | 57.4701 | 58.677 | 59.9092 | 61.1673 | 62.4518 |  | 56.1779 |  |  | Sherman Creek | 45.8456 | 46.9459 | 47.9317 | 48.9383 | 49.966 | 51.0153 | 52.0866 | 53.1804 | 54.2972 | 55.4375
[14 empty] | North Queens | 15745.37 | 16123.2589 | 16461.8473 | 16807.5461 | 17160.5046 | 17520.8752 | 17888.8136 | 18264.4786 | 18648.0327 | 19039.6414 | North Queens | 3388.1 | 4.6473 | 4.7588 | 4.8587 | 4.9608 | 5.0649 | 5.1713 | 5.2799 | 5.3908 | 5.504 | 5.6196 |  |  | North Queens | 0.56418 | 0.57772 | 0.58985 | 0.60224 | 0.61488 | 0.6278 | 0.64098 | 0.65444 | 0.66818 | 0.68221 |  | 0.61368 |  |  | Trade Center No. 1 | 0 | 0 | 0 | 0 | 0 | 0 | 0 | 0 | 0 | 0
[14 empty] | North Queens | 242300.71 | 248115.927 | 253326.3615 | 258646.2151 | 264077.7856 | 269623.4191 | 275285.5109 | 281066.5066 | 286968.9033 | 292995.2503 | North Queens | 532.1 | 455.3669 | 466.2957 | 476.0879 | 486.0857 | 496.2935 | 506.7157 | 517.3567 | 528.2212 | 539.3139 | 550.6394 |  |  | North Queens | 55.2815 | 56.6083 | 57.7971 | 59.0108 | 60.25 | 61.5153 | 62.8071 | 64.1261 | 65.4727 | 66.8476 |  | 60.1322 |  |  | Wainwright | 0 | 0 | 0 | 0 | 0 | 0 | 0 | 0 | 0 | 0
[14 empty] | North Queens | 39180.85 | 40121.1904 | 40963.7354 | 41823.9738 | 42702.2773 | 43599.0251 | 44514.6046 | 45449.4113 | 46403.849 | 47378.3298 | North Queens | 361.25 | 108.4591 | 111.0621 | 113.3944 | 115.7757 | 118.207 | 120.6893 | 123.2238 | 125.8115 | 128.4536 | 131.1511 |  |  | North Queens | 13.1669 | 13.4829 | 13.7661 | 14.0552 | 14.3503 | 14.6517 | 14.9594 | 15.2735 | 15.5943 | 15.9217 |  | 14.3223 |  |  | Washington Street | 10.9687 | 11.232 | 11.4679 | 11.7087 | 11.9546 | 12.2056 | 12.4619 | 12.7236 | 12.9908 | 13.2636
[14 empty] | North Queens | 64965.48 | 66524.6515 | 67921.6692 | 69348.0243 | 70804.3328 | 72291.2238 | 73809.3395 | 75359.3356 | 76941.8816 | 78557.6611 | North Queens | 361.25 | 179.8352 | 184.1513 | 188.0185 | 191.9668 | 195.9982 | 200.1141 | 204.3165 | 208.6072 | 212.9879 | 217.4607 |  |  | North Queens | 21.832 | 22.356 | 22.8254 | 23.3048 | 23.7942 | 24.2939 | 24.804 | 25.3249 | 25.8567 | 26.3997 |  | 23.7476 |  |  | Water Street | 19.2675 | 19.7299 | 20.1443 | 20.5673 | 20.9992 | 21.4402 | 21.8904 | 22.3501 | 22.8195 | 23.2987
[14 empty] | Fox Hills 33 kV | 211245.99 | 216315.8938 | 220858.5275 | 225496.5566 | 230231.9843 | 235066.856 | 240003.2599 | 245043.3284 | 250189.2383 | 255443.2123 | Fox Hills 33 kV | 117.3 | 1800.9036 | 1844.1253 | 1882.8519 | 1922.3918 | 1962.762 | 2003.98 | 2046.0636 | 2089.0309 | 2132.9006 | 2177.6915 |  |  | Fox Hills 33 kV | 218.6297 | 223.8768 | 228.5782 | 233.3784 | 238.2793 | 243.2832 | 248.3921 | 253.6084 | 258.9341 | 264.3717 |  | 237.8131 |  |  | West 110th Street No. 1 | 14.7855 | 15.1403 | 15.4582 | 15.7829 | 16.1143 | 16.4527 | 16.7982 | 17.151 | 17.5112 | 17.8789
[14 empty] | Fox Hills 33 kV | 121066.94 | 123972.5466 | 126575.97 | 129234.0654 | 131947.9808 | 134718.8884 | 137547.985 | 140436.4927 | 143385.6591 | 146396.7579 | Fox Hills 33 kV | 1348.95 | 89.749 | 91.903 | 93.833 | 95.8035 | 97.8153 | 99.8694 | 101.9667 | 104.108 | 106.2943 | 108.5265 |  |  | Fox Hills 33 kV | 10.8955 | 11.157 | 11.3913 | 11.6305 | 11.8748 | 12.1242 | 12.3788 | 12.6387 | 12.9041 | 13.1751 |  | 11.8515 |  |  | West 110th Street No. 2 | 0 | 0 | 0 | 0 | 0 | 0 | 0 | 0 | 0 | 0
[14 empty] | Fox Hills 33 kV | 84639.05 | 86670.3872 | 88490.4653 | 90348.7651 | 92246.0892 | 94183.257 | 96161.1054 | 98180.4887 | 100242.2789 | 102347.3668 | Fox Hills 33 kV | 739.5 | 114.4544 | 117.2013 | 119.6626 | 122.1755 | 124.7412 | 127.3607 | 130.0353 | 132.766 | 135.5541 | 138.4008 |  |  | Fox Hills 33 kV | 13.8948 | 14.2282 | 14.527 | 14.8321 | 15.1436 | 15.4616 | 15.7863 | 16.1178 | 16.4563 | 16.8019 |  | 15.1139 |  |  | West 19th Street | 0 | 0 | 0 | 0 | 0 | 0 | 0 | 0 | 0 | 0
[14 empty] | Fresh Kills 33 kV | 4854.68 | 4971.1923 | 5075.5874 | 5182.1747 | 5291.0004 | 5402.1114 | 5515.5557 | 5631.3824 | 5749.6414 | 5870.3839 | Fresh Kills 33 kV | 727.6 | 6.6722 | 6.8323 | 6.9758 | 7.1223 | 7.2719 | 7.4246 | 7.5805 | 7.7397 | 7.9022 | 8.0681 |  |  | Fresh Kills 33 kV | 0.81 | 0.82944 | 0.84686 | 0.86465 | 0.8828 | 0.90134 | 0.92027 | 0.9396 | 0.95933 | 0.97947 |  | 0.88108 |  |  | West 42nd Street No. 1 | 0 | 0 | 0 | 0 | 0 | 0 | 0 | 0 | 0 | 0
[14 empty] | Fresh Kills 33 kV | 17744.02 | 18169.8765 | 18551.4439 | 18941.0242 | 19338.7857 | 19744.9002 | 20159.5431 | 20582.8935 | 21015.1343 | 21456.4521 | Fresh Kills 33 kV | 113.05 | 156.9573 | 160.7243 | 164.0995 | 167.5455 | 171.064 | 174.6563 | 178.3241 | 182.0689 | 185.8924 | 189.7961 |  |  | Fresh Kills 33 kV | 19.0546 | 19.5119 | 19.9217 | 20.34 | 20.7672 | 21.2033 | 21.6485 | 22.1032 | 22.5673 | 23.0412 |  | 20.7265 |  |  | West 42nd Street No. 2 | 15.7364 | 16.1141 | 16.4525 | 16.798 | 17.1508 | 17.5109 | 17.8787 | 18.2541 | 18.6375 | 19.0288
[14 empty] | West 50th Street | 324683.18 | 332475.5763 | 339457.5634 | 346586.1723 | 353864.4819 | 361295.636 | 368882.8443 | 376629.3841 | 384538.6011 | 392613.9118 | West 50th Street | 2425 | 133.89 | 137.1033 | 139.9825 | 142.9221 | 145.9235 | 148.9879 | 152.1166 | 155.3111 | 158.5726 | 161.9026 |  |  | West 50th Street | 16.2542 | 16.6443 | 16.9939 | 17.3507 | 17.7151 | 18.0871 | 18.467 | 18.8548 | 19.2507 | 19.655 |  | 17.6805 |  |  | West 50th Street | 16.2542 | 16.6443 | 16.9939 | 17.3507 | 17.7151 | 18.0871 | 18.467 | 18.8548 | 19.2507 | 19.655
[14 empty] | Woodrow | 181582.44 | 185940.4186 | 189845.1673 | 193831.9159 | 197902.3861 | 202058.3362 | 206301.5613 | 210633.8941 | 215057.2058 | 219573.4071 | Woodrow | 636.65 | 285.2155 | 292.0607 | 298.1939 | 304.456 | 310.8496 | 317.3774 | 324.0423 | 330.8472 | 337.795 | 344.8887 |  |  | Woodrow | 34.6252 | 35.4562 | 36.2007 | 36.961 | 37.7371 | 38.5296 | 39.3387 | 40.1649 | 41.0083 | 41.8695 |  | 37.6633 |  |  | West 65th Street No. 1 | 30.2725 | 30.999 | 31.65 | 32.3146 | 32.9932 | 33.6861 | 34.3935 | 35.1158 | 35.8532 | 36.6061
[14 empty] | Woodrow | 19385.43 | 19850.6803 | 20267.5446 | 20693.163 | 21127.7195 | 21571.4016 | 22024.401 | 22486.9134 | 22959.1386 | 23441.2805 | Woodrow | 526.15 | 36.8439 | 37.7282 | 38.5205 | 39.3294 | 40.1553 | 40.9986 | 41.8595 | 42.7386 | 43.6361 | 44.5525 |  |  | Woodrow | 4.4729 | 4.5802 | 4.6764 | 4.7746 | 4.8749 | 4.9772 | 5.0817 | 5.1885 | 5.2974 | 5.4087 |  | 4.8653 |  |  | West 65th Street No. 2 | 8.2314 | 8.429 | 8.606 | 8.7867 | 8.9713 | 9.1596 | 9.352 | 9.5484 | 9.7489 | 9.9536
[14 empty] | West 65th Street No. 1 | 435883.69 | 446344.8986 | 455718.1414 | 465288.2224 | 475059.2751 | 485035.5198 | 495221.2658 | 505620.9123 | 516238.9515 | 527079.9695 | West 65th Street No. 1 | 1748 | 249.3614 | 255.3461 | 260.7083 | 266.1832 | 271.773 | 277.4803 | 283.3074 | 289.2568 | 295.3312 | 301.5332 |  |  | West 65th Street No. 1 | 30.2725 | 30.999 | 31.65 | 32.3146 | 32.9932 | 33.6861 | 34.3935 | 35.1158 | 35.8532 | 36.6061 |  | 32.9287 |  |  | White Plains | 77.0118 | 78.86 | 80.5161 | 82.2069 | 83.9333 | 85.6959 | 87.4955 | 89.3329 | 91.2089 | 93.1243
[14 empty] | White Plains | 512565.96 | 524867.543 | 535889.7614 | 547143.4464 | 558633.4588 | 570364.7614 | 582342.4214 | 594571.6123 | 607057.6161 | 619805.8261 | White Plains | 808 | 634.3638 | 649.5885 | 663.2299 | 677.1577 | 691.378 | 705.897 | 720.7208 | 735.856 | 751.3089 | 767.0864 |  |  | White Plains | 77.0118 | 78.86 | 80.5161 | 82.2069 | 83.9333 | 85.6959 | 87.4955 | 89.3329 | 91.2089 | 93.1243 |  | 83.7691 |  |  | Willowbrook | 0 | 0 | 0 | 0 | 0 | 0 | 0 | 0 | 0 | 0
[14 empty] | Brownsville No. 1 | 402655.94 | 412319.6826 | 420978.3959 | 429818.9422 | 438845.14 | 448060.8879 | 457470.1666 | 467077.0401 | 476885.6579 | 486900.2567 | Brownsville No. 1 | 408 | 986.9018 | 1010.5875 | 1031.8098 | 1053.4778 | 1075.6008 | 1098.1885 | 1121.2504 | 1144.7967 | 1168.8374 | 1193.383 |  |  | Brownsville No. 1 | 119.8099 | 122.6853 | 125.2617 | 127.8922 | 130.5779 | 133.3201 | 136.1198 | 138.9783 | 141.8969 | 144.8767 |  | 130.3225 |  |  | Woodrow | 20.9817 | 21.4852 | 21.9364 | 22.3971 | 22.8674 | 23.3477 | 23.838 | 24.3386 | 24.8497 | 25.3715
[14 empty] | Brownsville No. 1 | 49549.14 | 50738.3194 | 51803.8241 | 52891.7044 | 54002.4302 | 55136.4812 | 56294.3473 | 57476.5286 | 58683.5357 | 59915.8899 | Brownsville No. 1 | 227.8 | 217.5116 | 222.7319 | 227.4092 | 232.1848 | 237.0607 | 242.039 | 247.1218 | 252.3114 | 257.6099 | 263.0197 |  |  | Brownsville No. 1 | 26.4059 | 27.0396 | 27.6075 | 28.1872 | 28.7792 | 29.3835 | 30.0006 | 30.6306 | 31.2738 | 31.9306 |  | 28.7229 |  |  | Substation
[14 empty] | Brownsville No. 1 | 373974.14 | 382949.5194 | 390991.4593 | 399202.2799 | 407585.5278 | 416144.8239 | 424883.8652 | 433806.4263 | 442916.3613 | 452217.6049 | Brownsville No. 1 | 628.15 | 595.358 | 609.6466 | 622.4492 | 635.5206 | 648.8666 | 662.4928 | 676.4051 | 690.6096 | 705.1124 | 719.9198 |  |  | Brownsville No. 1 | 72.2765 | 74.0111 | 75.5653 | 77.1522 | 78.7724 | 80.4266 | 82.1156 | 83.84 | 85.6006 | 87.3983 |  | 78.6183 |  |  | Astor | 0 | 0 | 0 | 0 | 0 | 0 | 0 | 0 | 0 | 0
[14 empty] | Brownsville No. 1 | 135115.8 | 138358.5792 | 141264.1094 | 144230.6557 | 147259.4994 | 150351.9489 | 153509.3398 | 156733.036 | 160024.4297 | 163384.9428 | Brownsville No. 1 | 361.25 | 374.023 | 382.9995 | 391.0425 | 399.2544 | 407.6388 | 416.1992 | 424.9393 | 433.8631 | 442.9742 | 452.2767 |  |  | Brownsville No. 1 | 45.4064 | 46.4961 | 47.4726 | 48.4695 | 49.4873 | 50.5266 | 51.5876 | 52.671 | 53.7771 | 54.9064 |  | 49.3905 |  |  | Atlantic | 0 | 0 | 1.7829 | 18.2035 | 37.1715 | 94.8802 | 154.9963 | 257.1582 | 363.5426 | 433.0398
[14 empty] | Brownsville No. 1 | 165961.4 | 169944.4736 | 173513.3075 | 177157.087 | 180877.3858 | 184675.8109 | 188554.003 | 192513.637 | 196556.4234 | 200684.1083 | Brownsville No. 1 | 361.25 | 459.4087 | 470.4345 | 480.3137 | 490.4002 | 500.6986 | 511.2133 | 521.9488 | 532.9097 | 544.1008 | 555.5269 |  |  | Brownsville No. 1 | 55.7722 | 57.1108 | 58.3101 | 59.5346 | 60.7848 | 62.0613 | 63.3646 | 64.6952 | 66.0538 | 67.441 |  | 60.6659 |  |  | Avenue A | 0 | 0 | 0 | 0 | 0 | 0 | 0 | 0 | 0 | 0
[14 empty] | Brownsville No. 1 | 98878.2 | 101251.2768 | 103377.5536 | 105548.4822 | 107765.0004 | 110028.0654 | 112338.6547 | 114697.7665 | 117106.4196 | 119565.6544 | Brownsville No. 1 | 361.25 | 273.7113 | 280.2804 | 286.1662 | 292.1757 | 298.3114 | 304.576 | 310.9721 | 317.5025 | 324.17 | 330.9776 |  |  | Brownsville No. 1 | 33.2285 | 34.026 | 34.7406 | 35.4701 | 36.215 | 36.9755 | 37.752 | 38.5448 | 39.3542 | 40.1807 |  | 36.1442 |  |  | Bensonhurst No. 1 | 0 | 0 | 0 | 0 | 0 | 0 | 0 | 0 | 0 | 0
[14 empty] | Brownsville No. 1 | 120529.8 | 123422.5152 | 126014.388 | 128660.6902 | 131362.5647 | 134121.1785 | 136937.7233 | 139813.4155 | 142749.4972 | 145747.2366 | Brownsville No. 1 | 361.25 | 333.6465 | 341.654 | 348.8288 | 356.1542 | 363.6334 | 371.2697 | 379.0664 | 387.0268 | 395.1543 | 403.4526 |  |  | Brownsville No. 1 | 40.5047 | 41.4768 | 42.3478 | 43.2371 | 44.1451 | 45.0721 | 46.0187 | 46.985 | 47.9717 | 48.9791 |  | 44.0587 |  |  | Bensonhurst No. 2 | 0 | 0 | 0 | 0 | 0 | 0 | 0 | 0 | 0 | 0
[14 empty] | Brownsville No. 1 | 87457.36 | 89556.3366 | 91437.0197 | 93357.1971 | 95317.6983 | 97319.3699 | 99363.0767 | 101449.7013 | 103580.145 | 105755.3281 | Brownsville No. 1 | 361.25 | 242.0965 | 247.9068 | 253.1129 | 258.4282 | 263.8552 | 269.3962 | 275.0535 | 280.8296 | 286.727 | 292.7483 |  |  | Brownsville No. 1 | 29.3905 | 30.0959 | 30.7279 | 31.3732 | 32.032 | 32.7047 | 33.3915 | 34.0927 | 34.8087 | 35.5396 |  | 31.9694 |  |  | Brownsville No. 1 | 0 | 0 | 0 | 0 | 0 | 0 | 0 | 0 | 0 | 0
[14 empty] | Brownsville No. 1 | 118925.1 | 121779.3024 | 124336.6678 | 126947.7378 | 129613.6403 | 132335.5267 | 135114.5728 | 137951.9788 | 140848.9704 | 143806.7987 | Brownsville No. 1 | 361.25 | 329.2044 | 337.1053 | 344.1845 | 351.4124 | 358.7921 | 366.3267 | 374.0196 | 381.874 | 389.8933 | 398.0811 |  |  | Brownsville No. 1 | 39.9654 | 40.9246 | 41.784 | 42.6615 | 43.5574 | 44.4721 | 45.406 | 46.3595 | 47.3331 | 48.327 |  | 43.4721 |  |  | Brownsville No. 2 | 0 | 0 | 0 | 0 | 0 | 0 | 0 | 0 | 0 | 0
[14 empty] | Brownsville No. 1 | 29399.68 | 30105.2723 | 30737.483 | 31382.9702 | 32042.0126 | 32714.8948 | 33401.9076 | 34103.3477 | 34819.518 | 35550.7278 | Brownsville No. 1 | 361.25 | 81.3832 | 83.3364 | 85.0865 | 86.8733 | 88.6976 | 90.5603 | 92.462 | 94.4037 | 96.3862 | 98.4103 |  |  | Brownsville No. 1 | 9.8799 | 10.117 | 10.3295 | 10.5464 | 10.7679 | 10.994 | 11.2249 | 11.4606 | 11.7013 | 11.947 |  | 10.7468 |  |  | Bruckner | 0 | 0 | 0 | 0 | 0 | 27.0268 | 56.0165 | 87.0825 | 88.9112 | 90.7783
[14 empty] | Brownsville No. 1 | 134750.9 | 137984.9216 | 140882.605 | 143841.1397 | 146861.8036 | 149945.9015 | 153094.7654 | 156309.7555 | 159592.2603 | 162943.6978 | Brownsville No. 1 | 361.25 | 373.0129 | 381.9652 | 389.9864 | 398.1762 | 406.5379 | 415.0752 | 423.7917 | 432.6914 | 441.7779 | 451.0552 |  |  | Brownsville No. 1 | 45.2838 | 46.3706 | 47.3444 | 48.3386 | 49.3537 | 50.3901 | 51.4483 | 52.5287 | 53.6318 | 54.7581 |  | 49.2571 |  |  | Buchanan | 0 | 0 | 0 | 0 | 0 | 0 | 0 | 0 | 0 | 0
[14 empty] | Brownsville No. 1 | 111945.4 | 114632.0896 | 117039.3635 | 119497.1901 | 122006.6311 | 124568.7704 | 127184.7145 | 129855.5935 | 132582.561 | 135366.7948 | Brownsville No. 1 | 361.25 | 309.8835 | 317.3207 | 323.9844 | 330.7881 | 337.7346 | 344.827 | 352.0684 | 359.4619 | 367.0105 | 374.7178 |  |  | Brownsville No. 1 | 37.6199 | 38.5227 | 39.3317 | 40.1577 | 41.001 | 41.862 | 42.7411 | 43.6387 | 44.5551 | 45.4907 |  | 40.9208 |  |  | Cedar Street | 0 | 18.4383 | 56.4765 | 115.3251 | 238.625 | 343.8191 | 412.4114 | 421.072 | 429.9145 | 438.9427
[14 empty] | Brownsville No. 1 | 34555.42 | 35384.7501 | 36127.8298 | 36886.5143 | 37661.1311 | 38452.0148 | 39259.5071 | 40083.9568 | 40925.7199 | 41785.16 | Brownsville No. 1 | 361.25 | 95.6551 | 97.9509 | 100.0078 | 102.108 | 104.2523 | 106.4416 | 108.6768 | 110.959 | 113.2892 | 115.6683 |  |  | Brownsville No. 1 | 11.6125 | 11.8912 | 12.141 | 12.3959 | 12.6562 | 12.922 | 13.1934 | 13.4704 | 13.7533 | 14.0421 |  | 12.6315 |  |  | Cherry Street | 0 | 0 | 0 | 0 | 0 | 0 | 0 | 0 | 0 | 0
[14 empty] | Brownsville No. 1 | 43896.67 | 44950.1901 | 45894.1441 | 46857.9211 | 47841.9374 | 48846.6181 | 49872.3971 | 50919.7174 | 51989.0315 | 53080.8012 | Brownsville No. 1 | 361.25 | 121.5133 | 124.4296 | 127.0426 | 129.7105 | 132.4344 | 135.2156 | 138.0551 | 140.9542 | 143.9143 | 146.9365 |  |  | Brownsville No. 1 | 14.7517 | 15.1058 | 15.423 | 15.7469 | 16.0775 | 16.4152 | 16.7599 | 17.1118 | 17.4712 | 17.8381 |  | 16.0461 |  |  | Co-Op City/Radial 27kV | 0 | 0 | 0 | 0 | 0 | 0 | 0 | 0 | 0 | 0
[14 empty] | East 179th Street | 22555.24 | 23096.5658 | 23581.5936 | 24076.8071 | 24582.4201 | 25098.6509 | 25625.7225 | 26163.8627 | 26713.3038 | 27274.2832 | East 179th Street | 124 | 181.8971 | 186.2626 | 190.1741 | 194.1678 | 198.2453 | 202.4085 | 206.6591 | 210.9989 | 215.4299 | 219.9539 |  |  | East 179th Street | 22.0823 | 22.6123 | 23.0871 | 23.572 | 24.067 | 24.5724 | 25.0884 | 25.6153 | 26.1532 | 26.7024 |  | 24.0199 |  |  | Corona No. 1 | 0 | 0 | 0 | 0 | 0 | 0 | 0 | 0 | 0 | 0
[14 empty] | East 179th Street | 9329.53 | 9553.4387 | 9754.0609 | 9958.8962 | 10168.033 | 10381.5617 | 10599.5745 | 10822.1656 | 11049.4311 | 11281.4691 | East 179th Street | 989 | 9.4333 | 9.6597 | 9.8625 | 10.0697 | 10.2811 | 10.497 | 10.7175 | 10.9425 | 11.1723 | 11.4069 |  |  | East 179th Street | 1.1452 | 1.1727 | 1.1973 | 1.2225 | 1.2481 | 1.2743 | 1.3011 | 1.3284 | 1.3563 | 1.3848 |  | 1.2457 |  |  | Corona No. 2 | 0 | 0 | 0 | 0 | 0 | 0 | 0 | 0 | 0 | 0
[14 empty] | East 179th Street | 48848.31 | 50020.6694 | 51071.1035 | 52143.5967 | 53238.6122 | 54356.6231 | 55498.1121 | 56663.5725 | 57853.5075 | 59068.4312 | East 179th Street | 379 | 128.8874 | 131.9807 | 134.7523 | 137.582 | 140.4713 | 143.4212 | 146.433 | 149.5081 | 152.6478 | 155.8534 |  |  | East 179th Street | 15.6469 | 16.0225 | 16.3589 | 16.7025 | 17.0532 | 17.4113 | 17.777 | 18.1503 | 18.5314 | 18.9206 |  | 17.0198 |  |  | East 179th Street | 0 | 0 | 0 | 0 | 0 | 0 | 0 | 0 | 0 | 0
[14 empty] | East 179th Street | 67908.54 | 69538.345 | 70998.6502 | 72489.6219 | 74011.9039 | 75566.1539 | 77153.0431 | 78773.257 | 80427.4954 | 82116.4728 | East 179th Street | 119 | 570.66 | 584.3558 | 596.6273 | 609.1565 | 621.9488 | 635.0097 | 648.3449 | 661.9601 | 675.8613 | 690.0544 |  |  | East 179th Street | 69.2781 | 70.9408 | 72.4306 | 73.9516 | 75.5046 | 77.0902 | 78.7091 | 80.362 | 82.0496 | 83.7726 |  | 75.3569 |  |  | East 29th Street | 0 | 0 | 0 | 0 | 0 | 0 | 0 | 0 | 0 | 0
[14 empty] | Mott Haven | 21803.04 | 22326.313 | 22795.1655 | 23273.864 | 23762.6152 | 24261.6301 | 24771.1243 | 25291.3179 | 25822.4356 | 26364.7067 | Mott Haven | 328 | 66.4727 | 68.068 | 69.4975 | 70.9569 | 72.447 | 73.9684 | 75.5217 | 77.1077 | 78.7269 | 80.3802 |  |  | Mott Haven | 8.0698 | 8.2635 | 8.437 | 8.6142 | 8.7951 | 8.9798 | 9.1683 | 9.3609 | 9.5575 | 9.7582 |  | 8.7779 |  |  | East 36th Street | 0 | 0 | 0 | 0 | 0 | 0 | 0 | 0 | 0 | 0
[14 empty] | Mott Haven | 121234.74 | 124144.3738 | 126751.4056 | 129413.1851 | 132130.862 | 134905.6101 | 137738.6279 | 140631.1391 | 143584.393 | 146599.6653 | Mott Haven | 314 | 386.0979 | 395.3642 | 403.6669 | 412.1439 | 420.7989 | 429.6357 | 438.6581 | 447.8699 | 457.2751 | 466.8779 |  |  | Mott Haven | 46.8723 | 47.9972 | 49.0052 | 50.0343 | 51.085 | 52.1578 | 53.2531 | 54.3714 | 55.5132 | 56.679 |  | 50.985 |  |  | East 40th Street No. 1 | 0 | 0 | 0 | 0 | 0 | 0 | 0 | 0 | 0 | 0
[14 empty] | Mott Haven | 71949.74 | 73676.5338 | 75223.741 | 76803.4395 | 78416.3118 | 80063.0543 | 81744.3784 | 83461.0104 | 85213.6916 | 87003.1791 | Mott Haven | 564 | 127.5705 | 130.6322 | 133.3754 | 136.1763 | 139.036 | 141.9558 | 144.9368 | 147.9805 | 151.0881 | 154.261 |  |  | Mott Haven | 15.4871 | 15.8587 | 16.1918 | 16.5318 | 16.879 | 17.2334 | 17.5953 | 17.9648 | 18.3421 | 18.7273 |  | 16.8459 |  |  | East 40th Street No. 2 | 0 | 0 | 0 | 0 | 0 | 0 | 0 | 0 | 0 | 0
[14 empty] | Parkchester No. 1 | 320618.89 | 328313.7434 | 335208.332 | 342247.7069 | 349434.9088 | 356773.0419 | 364265.2758 | 371914.8465 | 379725.0583 | 387699.2845 | Parkchester No. 1 | 541 | 592.6412 | 606.8646 | 619.6087 | 632.6205 | 645.9056 | 659.4696 | 673.3184 | 687.4581 | 701.8947 | 716.6345 |  |  | Parkchester No. 1 | 71.9466 | 73.6734 | 75.2205 | 76.8001 | 78.4129 | 80.0596 | 81.7409 | 83.4574 | 85.21 | 86.9994 |  | 78.2595 |  |  | East 63rd Street No. 1 | 0 | 0 | 0 | 0 | 0 | 0 | 0 | 0 | 0 | 0
[14 empty] | Parkchester No. 1 | 96925.23 | 99251.4355 | 101335.7157 | 103463.7657 | 105636.5048 | 107854.8714 | 110119.8237 | 112432.34 | 114793.4191 | 117204.0809 | Parkchester No. 1 | 444 | 218.3001 | 223.5393 | 228.2336 | 233.0265 | 237.9201 | 242.9164 | 248.0176 | 253.226 | 258.5437 | 263.9732 |  |  | Parkchester No. 1 | 26.5016 | 27.1377 | 27.7076 | 28.2894 | 28.8835 | 29.49 | 30.1093 | 30.7416 | 31.3872 | 32.0463 |  | 28.827 |  |  | East 63rd Street No. 2 | 0 | 0 | 0 | 0 | 0 | 0 | 0 | 0 | 0 | 0
[14 empty] | Parkchester No. 1 | 9438.99 | 9665.5258 | 9868.5018 | 10075.7403 | 10287.3309 | 10503.3648 | 10723.9355 | 10949.1381 | 11179.07 | 11413.8305 | Parkchester No. 1 | 408 | 23.1348 | 23.69 | 24.1875 | 24.6954 | 25.214 | 25.7435 | 26.2842 | 26.8361 | 27.3997 | 27.9751 |  |  | Parkchester No. 1 | 2.8086 | 2.876 | 2.9364 | 2.998 | 3.061 | 3.1253 | 3.1909 | 3.2579 | 3.3263 | 3.3962 |  | 3.055 |  |  | East 75th Street | 0 | 0 | 0 | 0 | 0 | 0 | 0 | 0 | 0 | 0
[14 empty] | Parkchester No. 2 | 163836.1 | 167768.1664 | 171291.2979 | 174888.4152 | 178561.0719 | 182310.8544 | 186139.3823 | 190048.3093 | 194039.3238 | 198114.1496 | Parkchester No. 2 | 128 | 1279.9695 | 1310.6888 | 1338.2133 | 1366.3157 | 1395.0084 | 1424.3035 | 1454.2139 | 1484.7524 | 1515.9322 | 1547.7668 |  |  | Parkchester No. 2 | 155.3883 | 159.1176 | 162.4591 | 165.8707 | 169.354 | 172.9105 | 176.5416 | 180.2489 | 184.0342 | 187.8989 |  | 169.0227 |  |  | Elmsford No. 2 | 0 | 0 | 0 | 0 | 0 | 0 | 0 | 0 | 0 | 0
[14 empty] | Parkchester No. 2 | 15247.98 | 15613.9315 | 15941.8241 | 16276.6024 | 16618.411 | 16967.3977 | 17323.713 | 17687.511 | 18058.9487 | 18438.1866 | Parkchester No. 2 | 920 | 16.5739 | 16.9717 | 17.3281 | 17.692 | 18.0635 | 18.4428 | 18.8301 | 19.2256 | 19.6293 | 20.0415 |  |  | Parkchester No. 2 | 2.0121 | 2.0604 | 2.1036 | 2.1478 | 2.1929 | 2.239 | 2.286 | 2.334 | 2.383 | 2.433 |  | 2.1886 |  |  | Fox Hills 33 kV | 0 | 8.4766 | 17.3093 | 24.3001 | 43.982 | 62.1771 | 63.4828 | 64.8159 | 66.1771 | 67.5668
[14 empty] | Sherman Creek | 382416.03 | 391594.0147 | 399817.489 | 408213.6563 | 416786.1431 | 425538.6521 | 434474.9638 | 443598.938 | 452914.5157 | 462425.7205 | Sherman Creek | 779 | 490.9063 | 502.6881 | 513.2445 | 524.0227 | 535.0271 | 546.2627 | 557.7342 | 569.4466 | 581.405 | 593.6145 |  |  | Sherman Creek | 59.596 | 61.0263 | 62.3079 | 63.6164 | 64.9523 | 66.3163 | 67.7089 | 69.1308 | 70.5826 | 72.0648 |  | 64.8252 |  |  | Fresh Kills 33 kV | 0 | 0 | 0 | 0 | 0 | 0 | 0 | 0 | 0 | 0
[14 empty] | Sherman Creek | 424220.43 | 434401.7203 | 443524.1564 | 452838.1637 | 462347.7652 | 472057.0682 | 481970.2667 | 492091.6423 | 502425.5668 | 512976.5037 | Sherman Creek | 1216 | 348.8655 | 357.2383 | 364.7403 | 372.3998 | 380.2202 | 388.2048 | 396.3571 | 404.6806 | 413.1789 | 421.8557 |  |  | Sherman Creek | 42.3523 | 43.3687 | 44.2795 | 45.2093 | 46.1587 | 47.1281 | 48.1178 | 49.1282 | 50.1599 | 51.2133 |  | 46.0684 |  |  | Gateway Park | 50.1125 | 218.3216 | 348.8119 | 489.3532 | 499.6296 | 510.1219 | 520.8344 | 531.7719 | 542.9391 | 554.3409
[14 empty] | Sherman Creek | 307029.94 | 314398.6586 | 321001.0304 | 327742.052 | 334624.6351 | 341651.7525 | 348826.4393 | 356151.7945 | 363630.9822 | 371267.2328 | Sherman Creek | 359 | 855.2366 | 875.7623 | 894.1533 | 912.9305 | 932.102 | 951.6762 | 971.6614 | 992.0663 | 1012.8997 | 1034.1706 |  |  | Sherman Creek | 103.8257 | 106.3175 | 108.5502 | 110.8298 | 113.1572 | 115.5335 | 117.9597 | 120.4368 | 122.966 | 125.5483 |  | 112.9358 |  |  | Glendale | 0 | 6.5469 | 21.0582 | 82.923 | 118.4567 | 142.2874 | 145.2755 | 148.3262 | 151.4411 | 154.6214
[14 empty] | Sherman Creek | 37382.16 | 38279.3318 | 39083.1978 | 39903.945 | 40741.9278 | 41597.5083 | 42471.056 | 43362.9481 | 44273.5701 | 45203.315 | Sherman Creek | 694 | 53.8648 | 55.1575 | 56.3158 | 57.4985 | 58.7059 | 59.9388 | 61.1975 | 62.4826 | 63.7948 | 65.1345 |  |  | Sherman Creek | 6.5392 | 6.6961 | 6.8367 | 6.9803 | 7.1269 | 7.2766 | 7.4294 | 7.5854 | 7.7447 | 7.9073 |  | 7.113 |  |  | Granite Hill | 0 | 0 | 0 | 0 | 0 | 0 | 0 | 0 | 0 | 0
Substation |  | MW | Pre-2025 | 2025 | 2026 | 2027 | 2028 | 2029 | 2030 | 2031 | 2032 | 2033 | 2034 | Substation | [10 empty] | Substation | [13 empty] | Substation | [14 empty] | Grasslands | 0 | 0 | 4.6703 | 15.8947 | 64.9141 | 115.9853 | 169.1728 | 207.2705 | 225.7314 | 230.4717
| Newtown | 116 | 16612 | 59300 | 142866 | 142866 | 142866 | 142866 | 142866 | 142866 | 142866 | 142866 | 142866 | Newtown | 75912000 | 146294784 | 149366974.464 | 152503680.9277 | 155706258.2272 | 158976089.65 | 162314587.5326 | 165723193.8708 | 169203380.9421 | 172756651.9419 | Newtown | 116000 | 654.4138 | 1261.1619 | 1287.6463 | 1314.6869 | 1342.2953 | 1370.4835 | 1399.2637 | 1428.6482 | 1458.6498 | 1489.2815 |  |  | Newtown | 79.9039 | 153.9879 | 157.2216 | 160.5233 | 163.8943 | 167.336 | 170.8501 | 174.4379 | 178.1011 | 181.8413 |  | 153.7035 |  |  | Greenwood | 0 | 0 | 0 | 0 | 0 | 0 | 0 | 0 | 0 | 0
| Parkchester #2 | 81 |  | 7500 | 18675 | 31350 | 44025 | 44025 | 44025 | 44025 | 44025 | 44025 | 44025 | Parkchester No. 2 | 7500000 | 19123200 | 32776550.4 | 46994908.1856 | 47981801.2575 | 48989419.0839 | 50018196.8847 | 51068579.0192 | 52141019.1786 | 53235980.5814 | Parkchester #2 | 81000 | 92.5926 | 236.0889 | 404.6488 | 580.1841 | 592.3679 | 604.8076 | 617.5086 | 630.4763 | 643.7163 | 657.2343 |  |  | Parkchester #2 | 11.3056 | 28.8265 | 49.4076 | 70.8405 | 72.3281 | 73.847 | 75.3978 | 76.9812 | 78.5978 | 80.2483 |  | 57.0407 |  |  | Harrison | 0 | 0 | 0 | 0 | 0 | 0 | 0 | 0 | 0 | 0
| Idlewild (new) | 358 | 24162 | 80950 | 222712 | 299712 | 379229 | 379229 | 379229 | 379229 | 379229 | 379229 | 379229 | Idlewild | 105112000 | 228057088 | 313350094.848 | 404811630.5807 | 413312674.8229 | 421992240.9942 | 430854078.0551 | 439902013.6942 | 449139955.9818 | 458571895.0574 | Idlewild | 358000 | 293.6089 | 637.031 | 875.2796 | 1130.7587 | 1154.5047 | 1178.7493 | 1203.503 | 1228.7766 | 1254.5809 | 1280.9271 |  |  | Idlewild | 35.8497 | 77.7815 | 106.8716 | 138.0656 | 140.965 | 143.9253 | 146.9477 | 150.0336 | 153.1843 | 156.4012 |  | 117.1558 |  |  | Hell Gate | 0 | 0 | 0 | 0 | 0 | 0 | 0 | 0 | 0 | 0
| Gateway (new) | 358 | 54931 | 92000 | 625121 | 978212 | 1344121 | 1344121 | 1344121 | 1344121 | 1344121 | 1344121 | 1344121 | Gateway Park | 146931000 | 640123904 | 1022724558.848 | 1434794843.5057 | 1464925535.2193 | 1495688971.4589 | 1527098439.8595 | 1559167507.0966 | 1591910024.7456 | 1625340135.2653 | Gateway | 358000 | 410.4218 | 1788.0556 | 2856.7725 | 4007.8068 | 4091.9708 | 4177.9022 | 4265.6381 | 4355.2165 | 4446.676 | 4540.0562 |  |  | Gateway | 50.1125 | 218.3216 | 348.8119 | 489.3532 | 499.6296 | 510.1219 | 520.8344 | 531.7719 | 542.9391 | 554.3409 |  | 393.4821 |  |  | Hillside | 0 | 5.2387 | 19.612 | 60.0714 | 172.8474 | 233.4053 | 296.4304 | 344.8729 | 352.1152 | 359.5097
| Parkview | 85 | 2873 | 18005 | 90878 | 210878 | 238878 | 238878 | 238878 | 238878 | 238878 | 238878 | 238878 | Parkview | 20878000 | 93059072 | 220473792.512 | 254992610.5068 | 260347455.3274 | 265814751.8893 | 271396861.6789 | 277096195.7742 | 282915215.8855 | 288856435.4191 | Parkview | 85000 | 245.6235 | 1094.8126 | 2593.8093 | 2999.9131 | 3062.9112 | 3127.2324 | 3192.9043 | 3259.9552 | 3328.4143 | 3398.311 |  |  | Parkview | 29.9906 | 133.6766 | 316.7041 | 366.2894 | 373.9815 | 381.8351 | 389.8536 | 398.0405 | 406.3994 | 414.9338 |  | 296.2595 |  |  | Idlewild | 35.8497 | 77.7815 | 106.8716 | 138.0656 | 140.965 | 143.9253 | 146.9477 | 150.0336 | 153.1843 | 156.4012
| Mott Haven | 84 |  |  | 10000 | 20000 | 40000 | 47340 | 47340 | 47340 | 47340 | 47340 | 47340 | Mott Haven | 0 | 10240000 | 20910080 | 42698383.36 | 51594740.9774 | 52678230.5379 | 53784473.3792 | 54913947.3202 | 56067140.2139 | 57244550.1584 | Mott Haven | 84000 | 0 | 121.9048 | 248.9295 | 508.3141 | 614.2231 | 627.1218 | 640.2913 | 653.7375 | 667.466 | 681.4827 |  |  | Mott Haven | 0 | 14.8846 | 30.3943 | 62.0652 | 74.9966 | 76.5716 | 78.1796 | 79.8213 | 81.4976 | 83.209 |  | 51.8307 |  |  | Industry City | 0 | 32.5358 | 80.6748 | 198.6546 | 277.0311 | 358.6119 | 417.7121 | 479.1364 | 542.9563 | 570.8245
| Glendale | 127 |  |  | 6650 | 20950 | 80800 | 113050 | 133000 | 133000 | 133000 | 133000 | 133000 | Glendale | 0 | 6809600 | 21903308.8 | 86250734.3872 | 123210508.3966 | 147997563.6152 | 151105512.4511 | 154278728.2126 | 157518581.5051 | 160826471.7167 | Glendale | 127000 | 0 | 53.6189 | 172.467 | 679.1396 | 970.1615 | 1165.3351 | 1189.8072 | 1214.7931 | 1240.3038 | 1266.3502 |  |  | Glendale | 0 | 6.5469 | 21.0582 | 82.923 | 118.4567 | 142.2874 | 145.2755 | 148.3262 | 151.4411 | 154.6214 |  | 83.6846 |  |  | Jamaica | 0 | 0 | 0 | 0 | 0 | 0 | 0 | 0 | 0 | 0
| Fox Hills | 118 |  |  | 8000 | 16000 | 22000 | 39000 | 54000 | 54000 | 54000 | 54000 | 54000 | Fox Hills 33 kV | 0 | 8192000 | 16728064 | 23484110.848 | 42505173.1753 | 60089236.355 | 61351110.3185 | 62639483.6352 | 63954912.7915 | 65297965.9602 | Fox Hills | 118000 | 0 | 69.4237 | 141.7633 | 199.0179 | 360.2133 | 509.2308 | 519.9247 | 530.8431 | 541.9908 | 553.3726 |  |  | Fox Hills | 0 | 8.4766 | 17.3093 | 24.3001 | 43.982 | 62.1771 | 63.4828 | 64.8159 | 66.1771 | 67.5668 |  | 36.1595 |  |  | Leonard Street No. 1 | 0 | 0 | 0 | 0 | 0 | 0 | 0 | 0 | 0 | 0
| Parkchester #1 | 76 |  |  | 10000 | 70140 | 119900 | 124900 | 124900 | 124900 | 124900 | 124900 | 124900 | Parkchester No. 1 | 0 | 10240000 | 73331650.56 | 127988404.1216 | 136125541.7845 | 138984178.1619 | 141902845.9033 | 144882805.6673 | 147925344.5863 | 151031776.8226 | Parkchester #1 | 76000 | 0 | 134.7368 | 964.8901 | 1684.0579 | 1791.1255 | 1828.7392 | 1867.1427 | 1906.3527 | 1946.3861 | 1987.2602 |  |  | Parkchester #1 | 0 | 16.4514 | 117.8131 | 205.6235 | 218.6964 | 223.2891 | 227.9781 | 232.7657 | 237.6537 | 242.6445 |  | 153.8452 |  |  | Leonard Street No. 2 | 0 | 0 | 0 | 0 | 0 | 0 | 0 | 0 | 0 | 0
| Millwood West | 79 |  |  | 3000 | 6000 | 14000 | 44000 | 74000 | 84000 | 84000 | 84000 | 84000 | Millwood West | 0 | 3072000 | 6273024 | 14944434.176 | 47954554.3516 | 82344509.0791 | 95435060.4954 | 97439196.7659 | 99485419.8979 | 101574613.7158 | Millwood West | 79000 | 0 | 38.8861 | 79.4054 | 189.1701 | 607.0197 | 1042.3356 | 1208.0387 | 1233.4076 | 1259.3091 | 1285.7546 |  |  | Millwood West | 0 | 4.748 | 9.6954 | 23.0977 | 74.1171 | 127.2692 | 147.5015 | 150.5991 | 153.7616 | 156.9906 |  | 70.3278 |  |  | Millwood West | 0 | 4.748 | 9.6954 | 23.0977 | 74.1171 | 127.2692 | 147.5015 | 150.5991 | 153.7616 | 156.9906
| Cedar Street | 85 |  |  | 12535 | 37605 | 75210 | 152420 | 215095 | 252700 | 252700 | 252700 | 252700 | Cedar Street | 0 | 12835840 | 39316177.92 | 80283635.3126 | 166118935.7789 | 239349894.3294 | 287100473.6571 | 293129583.6039 | 299285304.8596 | 305570296.2617 | Cedar Street | 85000 | 0 | 151.0099 | 462.5433 | 944.5134 | 1954.3404 | 2815.8811 | 3377.6526 | 3448.5833 | 3521.0036 | 3594.9447 |  |  | Cedar Street | 0 | 18.4383 | 56.4765 | 115.3251 | 238.625 | 343.8191 | 412.4114 | 421.072 | 429.9145 | 438.9427 |  | 208.4367 |  |  | Mott Haven | 0 | 14.8846 | 30.3943 | 62.0652 | 74.9966 | 76.5716 | 78.1796 | 79.8213 | 81.4976 | 83.209
| Nevins Street (new) | 358 |  |  | 15000 | 90000 | 190000 | 415000 | 865000 | 1240000 | 1465000 | 1465000 | 1465000 | Nevins Street | 0 | 15360000 | 94095360 | 202817320.96 | 452298637.6346 | 962540545.3169 | 1408803273.9804 | 1699385991.2139 | 1735073097.0294 | 1771509632.0671 | Nevins Street | 358000 | 0 | 42.905 | 262.8362 | 566.5288 | 1263.404 | 2688.6607 | 3935.2047 | 4746.8882 | 4846.5729 | 4948.3509 |  |  | Nevins Street | 0 | 5.2387 | 32.0923 | 69.1732 | 154.2616 | 328.2855 | 480.4885 | 579.5951 | 591.7666 | 604.1936 |  | 230.2903 |  |  | Murray Hill | 0 | 0 | 0 | 0 | 0 | 0 | 0 | 0 | 0 | 0
| Grasslands | 82 |  |  |  | 3000 | 10000 | 40000 | 70000 | 100000 | 120000 | 128000 | 128000 | Grasslands | 0 | 0 | 3136512 | 10674595.84 | 43595049.4106 | 77893454.5343 | 113613167.2565 | 139198852.5226 | 151596830.3207 | 154780363.7574 | Grasslands | 82000 | 0 | 0 | 38.2501 | 130.178 | 531.6469 | 949.9202 | 1385.5264 | 1697.547 | 1848.7418 | 1887.5654 |  |  | Grasslands | 0 | 0 | 4.6703 | 15.8947 | 64.9141 | 115.9853 | 169.1728 | 207.2705 | 225.7314 | 230.4717 |  | 82.9669 |  |  | Nevins Street | 0 | 5.2387 | 32.0923 | 69.1732 | 154.2616 | 328.2855 | 480.4885 | 579.5951 | 591.7666 | 604.1936
| Hillside (new) | 358 |  |  | 15000 | 55000 | 165000 | 465000 | 615000 | 765000 | 871710 | 871710 | 871710 | Hillside | 0 | 15360000 | 57502720 | 176130831.36 | 506792449.3978 | 684349636.2658 | 869140729.5121 | 1011175264.4376 | 1032409944.9908 | 1054090553.8356 | Hillside | 358000 | 0 | 42.905 | 160.6221 | 491.9856 | 1415.6214 | 1911.5912 | 2427.7674 | 2824.5119 | 2883.8267 | 2944.387 |  |  | Hillside | 0 | 5.2387 | 19.612 | 60.0714 | 172.8474 | 233.4053 | 296.4304 | 344.8729 | 352.1152 | 359.5097 |  | 152.1265 |  |  | Newtown | 79.9039 | 153.9879 | 157.2216 | 160.5233 | 163.8943 | 167.336 | 170.8501 | 174.4379 | 178.1011 | 181.8413
| Bruckner | 32 | [6 empty] | 6365.4 | 12921.762 | 19674.8149 | 19674.8149 | 19674.8149 | Bruckner | 0 | 0 | 0 | 0 | 0 | 7083185.6499 | 14680823.0735 | 22822597.1009 | 23301871.64 | 23791210.9445 | Bruckner | 32000 | 0 | 0 | 0 | 0 | 0 | 221.3496 | 458.7757 | 713.2062 | 728.1835 | 743.4753 |  |  | Bruckner | 0 | 0 | 0 | 0 | 0 | 27.0268 | 56.0165 | 87.0825 | 88.9112 | 90.7783 |  | 26.9527 |  |  | North Queens | 0 | 0 | 0 | 0 | 0 | 0 | 0 | 0 | 0 | 0
| Industry City (new) | 269 |  |  | 70000 | 170000 | 410000 | 560000 | 710000 | 810000 | 910000 | 1010000 | 1040000 | Industry City | 0 | 71680000 | 177735680 | 437658429.44 | 610330691.7478 | 790062181.7052 | 920266654.7775 | 1055591298.2967 | 1196193739.249 | 1257590455.5288 | Industry City | 269000 | 0 | 266.4684 | 660.7274 | 1626.983 | 2268.8873 | 2937.0341 | 3421.0656 | 3924.1312 | 4446.8169 | 4675.0575 |  |  | Industry City | 0 | 32.5358 | 80.6748 | 198.6546 | 277.0311 | 358.6119 | 417.7121 | 479.1364 | 542.9563 | 570.8245 |  | 249.8713 |  |  | Ossining West | 0 | 0 | 0 | 0 | 0 | 0 | 0 | 0 | 0 | 0
| Atlantic (new) | 358 |  |  |  | 5000 | 50000 | 100000 | 250000 | 400000 | 650000 | 900000 | 1050000 | Atlantic | 0 | 0 | 5227520 | 53372979.2 | 108987623.5264 | 278190909.0511 | 454452669.0259 | 753993784.4977 | 1065915213.1921 | 1269682671.4474 | Atlantic | 358000 | 0 | 0 | 14.602 | 149.0865 | 304.4347 | 777.0696 | 1269.4209 | 2106.1279 | 2977.4168 | 3546.5996 |  |  | Atlantic | 0 | 0 | 1.7829 | 18.2035 | 37.1715 | 94.8802 | 154.9963 | 257.1582 | 363.5426 | 433.0398 |  | 104.6577 |  |  | Parkchester No. 1 | 0 | 16.4514 | 117.8131 | 205.6235 | 218.6964 | 223.2891 | 227.9781 | 232.7657 | 237.6537 | 242.6445
Transmission |  | MW | Pre-2025 | 2025 | 2026 | 2027 | 2028 | 2029 | 2030 | 2031 | 2032 | 2033 | 2034 | Transmission | [10 empty] | Transmission | [13 empty] | Transmission | [14 empty] | Parkchester No. 2 | 11.3056 | 28.8265 | 49.4076 | 70.8405 | 72.3281 | 73.847 | 75.3978 | 76.9812 | 78.5978 | 80.2483
| Idlewild | 358 | 17181 | 68204.5 | 171540.5 | 236040.5 | 296052.5 | 296052.5 | 296052.5 | 296052.5 | 296052.5 | 296052.5 | 296052.5 | Idlewild | 85385500 | 175657472 | 246781286.912 | 316024078.4922 | 322660584.1405 | 329436456.4074 | 336354621.992 | 343418069.0538 | 350629848.504 | 357993075.3225 | Idlewild | 358000 | 238.507 | 490.6633 | 689.3332 | 882.7488 | 901.2865 | 920.2136 | 939.5381 | 959.2683 | 979.413 | 999.9807 |  |  | Idlewild | 30.6958 | 63.1484 | 88.7172 | 113.6098 | 115.9956 | 118.4315 | 120.9185 | 123.4578 | 126.0505 | 128.6975 |  | 96.5533 |  |  | Parkview | 29.9906 | 133.6766 | 316.7041 | 366.2894 | 373.9815 | 381.8351 | 389.8536 | 398.0405 | 406.3994 | 414.9338
| Hillside | 358 | 17181 | 68204.5 | 171540.5 | 236040.5 | 296052.5 | 296052.5 | 296052.5 | 296052.5 | 296052.5 | 296052.5 | 296052.5 | Hillside | 85385500 | 175657472 | 246781286.912 | 316024078.4922 | 322660584.1405 | 329436456.4074 | 336354621.992 | 343418069.0538 | 350629848.504 | 357993075.3225 | Hillside | 358000 | 238.507 | 490.6633 | 689.3332 | 882.7488 | 901.2865 | 920.2136 | 939.5381 | 959.2683 | 979.413 | 999.9807 |  |  | Hillside | 30.6958 | 63.1484 | 88.7172 | 113.6098 | 115.9956 | 118.4315 | 120.9185 | 123.4578 | 126.0505 | 128.6975 |  | 96.5533 |  |  | Pleasantville | 0 | 0 | 0 | 0 | 0 | 0 | 0 | 0 | 0 | 0
| Nevins Street | 358 | 74004.6667 | 81000 | 209004.6667 | 249504.6667 | 285000 | 285000 | 285000 | 285000 | 285000 | 285000 | 285000 | Nevins Street | 155004666.6667 | 214020778.6667 | 260858127.0187 | 304225981.44 | 310614727.0502 | 317137636.3183 | 323797526.681 | 330597274.7413 | 337539817.5108 | 344628153.6786 | Nevins Street | 358000 | 432.9739 | 597.8234 | 728.654 | 849.7932 | 867.6389 | 885.8593 | 904.4624 | 923.4561 | 942.8487 | 962.6485 |  |  | Nevins Street | 55.7237 | 76.9399 | 93.7778 | 109.3684 | 111.6651 | 114.0101 | 116.4043 | 118.8488 | 121.3446 | 123.8929 |  | 99.6981 |  |  | Plymouth Street | 0 | 0 | 0 | 0 | 0 | 0 | 0 | 0 | 0 | 0
| Gateway Park | 358 | 74004.6667 | 81000 | 209004.6667 | 249504.6667 | 285000 | 285000 | 285000 | 285000 | 285000 | 285000 | 285000 | Gateway Park | 155004666.6667 | 214020778.6667 | 260858127.0187 | 304225981.44 | 310614727.0502 | 317137636.3183 | 323797526.681 | 330597274.7413 | 337539817.5108 | 344628153.6786 | Gateway Park | 358000 | 432.9739 | 597.8234 | 728.654 | 849.7932 | 867.6389 | 885.8593 | 904.4624 | 923.4561 | 942.8487 | 962.6485 |  |  | Gateway Park | 55.7237 | 76.9399 | 93.7778 | 109.3684 | 111.6651 | 114.0101 | 116.4043 | 118.8488 | 121.3446 | 123.8929 |  | 99.6981 |  |  | Rockview | 0 | 0 | 0 | 0 | 0 | 0 | 0 | 0 | 0 | 0
| Atlantic | 358 | 74004.6667 | 81000 | 209004.6667 | 249504.6667 | 285000 | 285000 | 285000 | 285000 | 285000 | 285000 | 285000 | Atlantic | 155004666.6667 | 214020778.6667 | 260858127.0187 | 304225981.44 | 310614727.0502 | 317137636.3183 | 323797526.681 | 330597274.7413 | 337539817.5108 | 344628153.6786 | Atlantic | 358000 | 432.9739 | 597.8234 | 728.654 | 849.7932 | 867.6389 | 885.8593 | 904.4624 | 923.4561 | 942.8487 | 962.6485 |  |  | Atlantic | 55.7237 | 76.9399 | 93.7778 | 109.3684 | 111.6651 | 114.0101 | 116.4043 | 118.8488 | 121.3446 | 123.8929 |  | 99.6981 |  |  | Seaport No. 1 | 0 | 0 | 0 | 0 | 0 | 0 | 0 | 0 | 0 | 0
[54 empty] | Seaport No. 2 | 0 | 0 | 0 | 0 | 0 | 0 | 0 | 0 | 0 | 0
[54 empty] | Sherman Creek | 0 | 0 | 0 | 0 | 0 | 0 | 0 | 0 | 0 | 0
[54 empty] | Trade Center No. 1 | 0 | 0 | 0 | 0 | 0 | 0 | 0 | 0 | 0 | 0
[54 empty] | Wainwright | 0 | 0 | 0 | 0 | 0 | 0 | 0 | 0 | 0 | 0
[54 empty] | Washington Street | 0 | 0 | 0 | 0 | 0 | 0 | 0 | 0 | 0 | 0
[54 empty] | Water Street | 0 | 0 | 0 | 0 | 0 | 0 | 0 | 0 | 0 | 0
[54 empty] | West 110th Street No. 1 | 0 | 0 | 0 | 0 | 0 | 0 | 0 | 0 | 0 | 0
[54 empty] | West 110th Street No. 2 | 0 | 0 | 0 | 0 | 0 | 0 | 0 | 0 | 0 | 0
[54 empty] | West 19th Street | 0 | 0 | 0 | 0 | 0 | 0 | 0 | 0 | 0 | 0
[54 empty] | West 42nd Street No. 1 | 0 | 0 | 0 | 0 | 0 | 0 | 0 | 0 | 0 | 0
[54 empty] | West 42nd Street No. 2 | 0 | 0 | 0 | 0 | 0 | 0 | 0 | 0 | 0 | 0
[54 empty] | West 50th Street | 0 | 0 | 0 | 0 | 0 | 0 | 0 | 0 | 0 | 0
[54 empty] | West 65th Street No. 1 | 0 | 0 | 0 | 0 | 0 | 0 | 0 | 0 | 0 | 0
[54 empty] | West 65th Street No. 2 | 0 | 0 | 0 | 0 | 0 | 0 | 0 | 0 | 0 | 0
[54 empty] | White Plains | 0 | 0 | 0 | 0 | 0 | 0 | 0 | 0 | 0 | 0
[54 empty] | Willowbrook | 0 | 0 | 0 | 0 | 0 | 0 | 0 | 0 | 0 | 0
[54 empty] | Woodrow | 0 | 0 | 0 | 0 | 0 | 0 | 0 | 0 | 0 | 0
Transmission
[54 empty] | Astor | 0 | 0 | 0 | 0 | 0 | 0 | 0 | 0 | 0 | 0
[54 empty] | Atlantic | 55.7237 | 76.9399 | 93.7778 | 109.3684 | 111.6651 | 114.0101 | 116.4043 | 118.8488 | 121.3446 | 123.8929
[54 empty] | Avenue A | 0 | 0 | 0 | 0 | 0 | 0 | 0 | 0 | 0 | 0
[54 empty] | Bensonhurst No. 1 | 0 | 0 | 0 | 0 | 0 | 0 | 0 | 0 | 0 | 0
[54 empty] | Bensonhurst No. 2 | 0 | 0 | 0 | 0 | 0 | 0 | 0 | 0 | 0 | 0
[54 empty] | Brownsville No. 1 | 0 | 0 | 0 | 0 | 0 | 0 | 0 | 0 | 0 | 0
[54 empty] | Brownsville No. 2 | 0 | 0 | 0 | 0 | 0 | 0 | 0 | 0 | 0 | 0
[54 empty] | Bruckner | 0 | 0 | 0 | 0 | 0 | 0 | 0 | 0 | 0 | 0
[54 empty] | Buchanan | 0 | 0 | 0 | 0 | 0 | 0 | 0 | 0 | 0 | 0
[54 empty] | Cedar Street | 0 | 0 | 0 | 0 | 0 | 0 | 0 | 0 | 0 | 0
[54 empty] | Cherry Street | 0 | 0 | 0 | 0 | 0 | 0 | 0 | 0 | 0 | 0
[54 empty] | Co-Op City/Radial 27kV | 0 | 0 | 0 | 0 | 0 | 0 | 0 | 0 | 0 | 0
[54 empty] | Corona No. 1 | 0 | 0 | 0 | 0 | 0 | 0 | 0 | 0 | 0 | 0
[54 empty] | Corona No. 2 | 0 | 0 | 0 | 0 | 0 | 0 | 0 | 0 | 0 | 0
[54 empty] | East 179th Street | 0 | 0 | 0 | 0 | 0 | 0 | 0 | 0 | 0 | 0
[54 empty] | East 29th Street | 0 | 0 | 0 | 0 | 0 | 0 | 0 | 0 | 0 | 0
[54 empty] | East 36th Street | 0 | 0 | 0 | 0 | 0 | 0 | 0 | 0 | 0 | 0
[54 empty] | East 40th Street No. 1 | 0 | 0 | 0 | 0 | 0 | 0 | 0 | 0 | 0 | 0
[54 empty] | East 40th Street No. 2 | 0 | 0 | 0 | 0 | 0 | 0 | 0 | 0 | 0 | 0
[54 empty] | East 63rd Street No. 1 | 0 | 0 | 0 | 0 | 0 | 0 | 0 | 0 | 0 | 0
[54 empty] | East 63rd Street No. 2 | 0 | 0 | 0 | 0 | 0 | 0 | 0 | 0 | 0 | 0
[54 empty] | East 75th Street | 0 | 0 | 0 | 0 | 0 | 0 | 0 | 0 | 0 | 0
[54 empty] | Elmsford No. 2 | 0 | 0 | 0 | 0 | 0 | 0 | 0 | 0 | 0 | 0
[54 empty] | Fox Hills 33 kV | 0 | 0 | 0 | 0 | 0 | 0 | 0 | 0 | 0 | 0
[54 empty] | Fresh Kills 33 kV | 0 | 0 | 0 | 0 | 0 | 0 | 0 | 0 | 0 | 0
[54 empty] | Gateway Park | 55.7237 | 76.9399 | 93.7778 | 109.3684 | 111.6651 | 114.0101 | 116.4043 | 118.8488 | 121.3446 | 123.8929
[54 empty] | Glendale | 0 | 0 | 0 | 0 | 0 | 0 | 0 | 0 | 0 | 0
[54 empty] | Granite Hill | 0 | 0 | 0 | 0 | 0 | 0 | 0 | 0 | 0 | 0
[54 empty] | Grasslands | 0 | 0 | 0 | 0 | 0 | 0 | 0 | 0 | 0 | 0
[54 empty] | Greenwood | 0 | 0 | 0 | 0 | 0 | 0 | 0 | 0 | 0 | 0
[54 empty] | Harrison | 0 | 0 | 0 | 0 | 0 | 0 | 0 | 0 | 0 | 0
[54 empty] | Hell Gate | 0 | 0 | 0 | 0 | 0 | 0 | 0 | 0 | 0 | 0
[54 empty] | Hillside | 30.6958 | 63.1484 | 88.7172 | 113.6098 | 115.9956 | 118.4315 | 120.9185 | 123.4578 | 126.0505 | 128.6975
[54 empty] | Idlewild | 30.6958 | 63.1484 | 88.7172 | 113.6098 | 115.9956 | 118.4315 | 120.9185 | 123.4578 | 126.0505 | 128.6975
[54 empty] | Industry City | 0 | 0 | 0 | 0 | 0 | 0 | 0 | 0 | 0 | 0
[54 empty] | Jamaica | 0 | 0 | 0 | 0 | 0 | 0 | 0 | 0 | 0 | 0
[54 empty] | Leonard Street No. 1 | 0 | 0 | 0 | 0 | 0 | 0 | 0 | 0 | 0 | 0
[54 empty] | Leonard Street No. 2 | 0 | 0 | 0 | 0 | 0 | 0 | 0 | 0 | 0 | 0
[54 empty] | Millwood West | 0 | 0 | 0 | 0 | 0 | 0 | 0 | 0 | 0 | 0
[54 empty] | Mott Haven | 0 | 0 | 0 | 0 | 0 | 0 | 0 | 0 | 0 | 0
[54 empty] | Murray Hill | 0 | 0 | 0 | 0 | 0 | 0 | 0 | 0 | 0 | 0
[54 empty] | Nevins Street | 55.7237 | 76.9399 | 93.7778 | 109.3684 | 111.6651 | 114.0101 | 116.4043 | 118.8488 | 121.3446 | 123.8929
[54 empty] | Newtown | 0 | 0 | 0 | 0 | 0 | 0 | 0 | 0 | 0 | 0
[54 empty] | North Queens | 0 | 0 | 0 | 0 | 0 | 0 | 0 | 0 | 0 | 0
[54 empty] | Ossining West | 0 | 0 | 0 | 0 | 0 | 0 | 0 | 0 | 0 | 0
[54 empty] | Parkchester No. 1 | 0 | 0 | 0 | 0 | 0 | 0 | 0 | 0 | 0 | 0
[54 empty] | Parkchester No. 2 | 0 | 0 | 0 | 0 | 0 | 0 | 0 | 0 | 0 | 0
[54 empty] | Parkview | 0 | 0 | 0 | 0 | 0 | 0 | 0 | 0 | 0 | 0
[54 empty] | Pleasantville | 0 | 0 | 0 | 0 | 0 | 0 | 0 | 0 | 0 | 0
[54 empty] | Plymouth Street | 0 | 0 | 0 | 0 | 0 | 0 | 0 | 0 | 0 | 0
[54 empty] | Rockview | 0 | 0 | 0 | 0 | 0 | 0 | 0 | 0 | 0 | 0
[54 empty] | Seaport No. 1 | 0 | 0 | 0 | 0 | 0 | 0 | 0 | 0 | 0 | 0
[54 empty] | Seaport No. 2 | 0 | 0 | 0 | 0 | 0 | 0 | 0 | 0 | 0 | 0
[54 empty] | Sherman Creek | 0 | 0 | 0 | 0 | 0 | 0 | 0 | 0 | 0 | 0
[54 empty] | Trade Center No. 1 | 0 | 0 | 0 | 0 | 0 | 0 | 0 | 0 | 0 | 0
[54 empty] | Wainwright | 0 | 0 | 0 | 0 | 0 | 0 | 0 | 0 | 0 | 0
[54 empty] | Washington Street | 0 | 0 | 0 | 0 | 0 | 0 | 0 | 0 | 0 | 0
[54 empty] | Water Street | 0 | 0 | 0 | 0 | 0 | 0 | 0 | 0 | 0 | 0
[54 empty] | West 110th Street No. 1 | 0 | 0 | 0 | 0 | 0 | 0 | 0 | 0 | 0 | 0
[54 empty] | West 110th Street No. 2 | 0 | 0 | 0 | 0 | 0 | 0 | 0 | 0 | 0 | 0
[54 empty] | West 19th Street | 0 | 0 | 0 | 0 | 0 | 0 | 0 | 0 | 0 | 0
[54 empty] | West 42nd Street No. 1 | 0 | 0 | 0 | 0 | 0 | 0 | 0 | 0 | 0 | 0
[54 empty] | West 42nd Street No. 2 | 0 | 0 | 0 | 0 | 0 | 0 | 0 | 0 | 0 | 0
[54 empty] | West 50th Street | 0 | 0 | 0 | 0 | 0 | 0 | 0 | 0 | 0 | 0
[54 empty] | West 65th Street No. 1 | 0 | 0 | 0 | 0 | 0 | 0 | 0 | 0 | 0 | 0
[54 empty] | West 65th Street No. 2 | 0 | 0 | 0 | 0 | 0 | 0 | 0 | 0 | 0 | 0
[54 empty] | White Plains | 0 | 0 | 0 | 0 | 0 | 0 | 0 | 0 | 0 | 0
[54 empty] | Willowbrook | 0 | 0 | 0 | 0 | 0 | 0 | 0 | 0 | 0 | 0
[54 empty] | Woodrow | 0 | 0 | 0 | 0 | 0 | 0 | 0 | 0 | 0 | 0

## CEN HUD
Source: tab "summary substation" of Central Hudson workpaper
10 year levelized marginal cost at substation level | [5 empty] | kw | [7 empty] | added
local transmission | substation | local transmission cost | substation cost | feeder cost | total marginal costs | Feeder |  | Substation |  | Local Transmission |  | MW | System MCOS | substation +feeder cost | transmission cost
ellenville | clinton ave | 2.73 | 3.37 | 3.04 | 9.14 | 16459 | 261.254 | 61850 | 1048.3051 | 296500 | 4941.6667 | 374.809 | 12.8966 | 6.41 | 2.73
ellenville | galeville | 2.73 | 3.37 | 3.06 | 9.16 | 16459 | 261.254 | 61850 | 1048.3051 | 296500 | 4941.6667 | 374.809 |  | 6.43 | 2.73
ellenville | greenfield rd | 2.73 | 3.37 | 3.27 | 9.37 | 16459 | 261.254 | 61850 | 1048.3051 | 296500 | 4941.6667 | 374.809 |  | 6.64 | 2.73
ellenville | grimley rd x1 | 2.73 | 3.37 | 3.03 | 9.13 | 16459 | 261.254 | 61850 | 1048.3051 | 296500 | 4941.6667 | 374.809 |  | 6.4 | 2.73
ellenville | grimley rd x2 | 2.73 | 3.37 | 1.77 | 7.87 | 16459 | 261.254 | 61850 | 1048.3051 | 296500 | 4941.6667 | 374.809 |  | 5.14 | 2.73
ellenville | high falls | 2.73 | 3.37 | 3.07 | 9.17 | 16459 | 261.254 | 61850 | 1048.3051 | 296500 | 4941.6667 | 374.809 |  | 6.44 | 2.73
ellenville | honk falls | 2.73 | 3.37 | 3.03 | 9.13 | 16459 | 261.254 | 61850 | 1048.3051 | 296500 | 4941.6667 | 374.809 |  | 6.4 | 2.73
ellenville | kerhonkson | 2.73 | 3.37 | 3.1 | 9.2 | 16459 | 261.254 | 61850 | 1048.3051 | 296500 | 4941.6667 | 374.809 |  | 6.47 | 2.73
ellenville | neversink | 2.73 | 3.37 | 3.05 | 9.15 | 16459 | 261.254 | 61850 | 1048.3051 | 296500 | 4941.6667 | 374.809 |  | 6.42 | 2.73
Hurley-Milan | east kingston | 2.73 | 3.37 | 3.03 | 9.13 | 16459 | 261.254 | 61850 | 1048.3051 | 296500 | 4941.6667 | 374.809 |  | 6.4 | 2.73
Hurley-Milan | lincoln park | 2.73 | 3.37 | 3.1 | 9.2 | 16459 | 261.254 | 61850 | 1048.3051 | 296500 | 4941.6667 | 374.809 |  | 6.47 | 2.73
Hurley-Milan | Rhinebeck | 2.73 | 3.37 | 3.22 | 9.32 | 16459 | 261.254 | 61850 | 1048.3051 | 296500 | 4941.6667 | 374.809 |  | 6.59 | 2.73
Mid-Dutchess | Knapps corners | 2.73 | 3.37 | 3.23 | 9.33 | 16459 | 261.254 | 61850 | 1048.3051 | 296500 | 4941.6667 | 374.809 |  | 6.6 | 2.73
Mid-Dutchess | manchester | 2.73 | 3.37 | 3.03 | 9.13 | 16459 | 261.254 | 61850 | 1048.3051 | 296500 | 4941.6667 | 374.809 |  | 6.4 | 2.73
Mid-Dutchess | sand dock distribution | 2.73 | 3.37 | 3.03 | 9.13 | 16459 | 261.254 | 61850 | 1048.3051 | 296500 | 4941.6667 | 374.809 |  | 6.4 | 2.73
Mid-Dutchess | sand dock industrial spackenkill | 2.73 | 3.37 | 3.03 | 9.13 | 16459 | 261.254 | 61850 | 1048.3051 | 296500 | 4941.6667 | 374.809 |  | 6.4 | 2.73
Mid-Dutchess | Spackenkill | 2.73 | 3.37 | 3.03 | 9.13 | 16459 | 261.254 | 61850 | 1048.3051 | 296500 | 4941.6667 | 374.809 |  | 6.4 | 2.73
Northwest 115/69 | North Catskill | 0 | 3.37 | 3.12 | 6.49 | 16459 | 261.254 | 61850 | 1048.3051 | 166500 | 166500 | 244.809 |  | 6.49 | 0
Northwest 115/70 | Woodstock | 0 | 142.9 | 3.09 | 145.99 | 16459 | 261.254 | 6800 | 6800 | 166500 | 166500 | 189.759 |  | 145.99 | 0
Northwest 69 | Saugerties | 2.73 | 3.37 | 3.14 | 9.24 | 16459 | 261.254 | 61850 | 1048.305 | 296500 | 4941.667 | 374.809 |  | 6.51 | 2.73
Pleasant valley 69 | Ancram | 2.73 | 3.37 | 3.03 | 9.13 | 16459 | 261.254 | 61850 | 1048.305 | 296500 | 4941.667 | 374.809 |  | 6.4 | 2.73
Pleasant valley 70 | east park | 2.73 | 3.37 | 3.03 | 9.13 | 16459 | 261.254 | 61850 | 1048.305 | 296500 | 4941.667 | 374.809 |  | 6.4 | 2.73
Pleasant valley 71 | hibernia | 2.73 | 3.37 | 3.11 | 9.21 | 16459 | 261.254 | 61850 | 1048.305 | 296500 | 4941.667 | 374.809 |  | 6.48 | 2.73
Pleasant valley 72 | millerton | 2.73 | 3.37 | 3.03 | 9.13 | 16459 | 261.254 | 61850 | 1048.305 | 296500 | 4941.667 | 374.809 |  | 6.4 | 2.73
Pleasant valley 73 | pulvers 13kv | 2.73 | 81.54 | 3.28 | 87.55 | 16459 | 261.254 | 7250 | 7250 | 296500 | 4941.667 | 320.209 |  | 84.82 | 2.73
Pleasant valley 74 | pulvers 34kv | 2.73 | 3.37 | 3.03 | 9.13 | 16459 | 261.254 | 61850 | 1048.305 | 296500 | 4941.667 | 374.809 |  | 6.4 | 2.73
Pleasant valley 75 | smithfield | 2.73 | 3.37 | 3.03 | 9.13 | 16459 | 261.254 | 61850 | 1048.305 | 296500 | 4941.667 | 374.809 |  | 6.4 | 2.73
Pleasant valley 76 | staatsburg | 2.73 | 3.37 | 3.04 | 9.14 | 16459 | 261.254 | 61850 | 1048.305 | 296500 | 4941.667 | 374.809 |  | 6.41 | 2.73
Pleasant valley 77 | stanfordville | 2.73 | 3.37 | 3.54 | 9.64 | 16459 | 261.254 | 61850 | 1048.305 | 296500 | 4941.667 | 374.809 |  | 6.91 | 2.73
Pleasant valley 78 | tinkertown | 2.73 | 3.37 | 3.05 | 9.15 | 16459 | 261.254 | 61850 | 1048.305 | 296500 | 4941.667 | 374.809 |  | 6.42 | 2.73
RD RJ lines | Bethlehem Rd | 0 | 3.37 | 3.25 | 6.62 | 16459 | 261.254 | 61850 | 1048.305 | 130000 | 130000 | 208.309 |  | 6.62 | 0
RD RJ lines | Union Ave | 0 | 3.37 | 3.23 | 6.6 | 16459 | 261.254 | 61850 | 1048.305 | 130000 | 130000 | 208.309 |  | 6.6 | 0
Southern Dutchess | Forgebrook | 2.73 | 3.37 | 3.55 | 9.65 | 16459 | 261.254 | 61850 | 1048.305 | 296500 | 4941.667 | 374.809 |  | 6.92 | 2.73
Southern Dutchess | Merritt Park | 2.73 | 3.37 | 3.2 | 9.3 | 16459 | 261.254 | 61850 | 1048.305 | 296500 | 4941.667 | 374.809 |  | 6.57 | 2.73
Southern Dutchess | Shenandoah Distribution | 2.73 | 3.37 | 3.03 | 9.13 | 16459 | 261.254 | 61850 | 1048.305 | 296500 | 4941.667 | 374.809 |  | 6.4 | 2.73
Southern Dutchess | Tioronda | 2.73 | 3.37 | 3.25 | 9.35 | 16459 | 261.254 | 61850 | 1048.305 | 296500 | 4941.667 | 374.809 |  | 6.62 | 2.73
Southern Dutchess | Wiccopee | 2.73 | 3.37 | 8.66 | 14.76 | 13000 | 13000 | 61850 | 1048.305 | 296500 | 4941.667 | 371.35 |  | 12.03 | 2.73
Stand Alone | Boulevard | 2.73 | 3.37 | 3.08 | 9.18 | 16459 | 261.254 | 61850 | 1048.305 | 296500 | 4941.667 | 374.809 |  | 6.45 | 2.73
Stand Alone | Coldenham | 2.73 | 3.37 | 3.06 | 9.16 | 16459 | 261.254 | 61850 | 1048.305 | 296500 | 4941.667 | 374.809 |  | 6.43 | 2.73
Stand Alone | East walden | 2.73 | 3.37 | 3.03 | 9.13 | 16459 | 261.254 | 61850 | 1048.305 | 296500 | 4941.667 | 374.809 |  | 6.4 | 2.73
Stand Alone | Fishkill Plains | 2.73 | 3.37 | 3.03 | 9.13 | 16459 | 261.254 | 61850 | 1048.305 | 296500 | 4941.667 | 374.809 |  | 6.4 | 2.73
Stand Alone | Highland | 2.73 | 3.37 | 3.06 | 9.16 | 16459 | 261.254 | 61850 | 1048.305 | 296500 | 4941.667 | 374.809 |  | 6.43 | 2.73
Stand Alone | Hurley Ave | 2.73 | 57.7 | 3.17 | 63.6 | 16459 | 261.254 | 10400 | 10400 | 296500 | 4941.667 | 323.359 |  | 60.87 | 2.73
Stand Alone | Inwood Ave | 2.73 | 3.37 | 3.11 | 9.21 | 16459 | 261.254 | 61850 | 1048.305 | 296500 | 4941.667 | 374.809 |  | 6.48 | 2.73
Stand Alone | Marlboro | 2.73 | 3.37 | 3.1 | 9.2 | 16459 | 261.254 | 61850 | 1048.305 | 296500 | 4941.667 | 374.809 |  | 6.47 | 2.73
Stand Alone | Milan | 2.73 | 3.37 | 3.04 | 9.14 | 16459 | 261.254 | 61850 | 1048.305 | 296500 | 4941.667 | 374.809 |  | 6.41 | 2.73
Stand Alone | Modena | 2.73 | 3.37 | 3.41 | 9.51 | 16459 | 261.254 | 61850 | 1048.305 | 296500 | 4941.667 | 374.809 |  | 6.78 | 2.73
Stand Alone | Myers | 2.73 | 3.37 | 3.04 | 9.14 | 16459 | 261.254 | 61850 | 1048.305 | 296500 | 4941.667 | 374.809 |  | 6.41 | 2.73
Stand Alone | North Chelsea | 2.73 | 3.37 | 3.3 | 9.4 | 16459 | 261.254 | 61850 | 1048.305 | 296500 | 4941.667 | 374.809 |  | 6.67 | 2.73
Stand Alone | Ohioville | 2.73 | 3.37 | 3.05 | 9.15 | 16459 | 261.254 | 61850 | 1048.305 | 296500 | 4941.667 | 374.809 |  | 6.42 | 2.73
Stand Alone | Reynolds Hill | 2.73 | 3.37 | 3.09 | 9.19 | 16459 | 261.254 | 61850 | 1048.305 | 296500 | 4941.667 | 374.809 |  | 6.46 | 2.73
Stand Alone | Sturgeon Pool | 2.73 | 3.37 | 3.03 | 9.13 | 16459 | 261.254 | 61850 | 1048.305 | 296500 | 4941.667 | 374.809 |  | 6.4 | 2.73
Stand Alone | Todd hill | 2.73 | 3.37 | 3.38 | 9.48 | 16459 | 261.254 | 61850 | 1048.305 | 296500 | 4941.667 | 374.809 |  | 6.75 | 2.73
Stand Alone | West Balmville | 2.73 | 3.37 | 3.11 | 9.21 | 16459 | 261.254 | 61850 | 1048.305 | 296500 | 4941.667 | 374.809 |  | 6.48 | 2.73
WM Line | Maybrook | 2.73 | 52.25 | 3.06 | 58.04 | 16459 | 261.254 | 24000 | 24000 | 296500 | 4941.667 | 336.959 |  | 55.31 | 2.73
WM Line | Montgomery | 2.73 | 3.37 | 3.19 | 9.29 | 16459 | 261.254 | 61850 | 1048.305 | 296500 | 4941.667 | 374.809 |  | 6.56 | 2.73
Westerlo Loop | Coxsackie | 2.73 | 3.37 | 3.16 | 9.26 | 16459 | 261.254 | 61850 | 1048.305 | 296500 | 4941.667 | 374.809 |  | 6.53 | 2.73
Westerlo Loop | Freehold | 2.73 | 3.37 | 3.21 | 9.31 | 16459 | 261.254 | 61850 | 1048.305 | 296500 | 4941.667 | 374.809 |  | 6.58 | 2.73
Westerlo Loop | Hunter | 2.73 | 3.37 | 3.03 | 9.13 | 16459 | 261.254 | 61850 | 1048.305 | 296500 | 4941.667 | 374.809 |  | 6.4 | 2.73
Westerlo Loop | Lawrenceville | 2.73 | 3.37 | 3.03 | 9.13 | 16459 | 261.254 | 61850 | 1048.305 | 296500 | 4941.667 | 374.809 |  | 6.4 | 2.73
Westerlo Loop | New Baltimore | 2.73 | 4.32 | 3.17 | 10.22 | 16459 | 261.254 | 13400 | 13400 | 296500 | 4941.667 | 326.359 |  | 7.49 | 2.73
Westerlo Loop | South Cairo | 2.73 | 3.37 | 3.19 | 9.29 | 16459 | 261.254 | 61850 | 1048.305 | 296500 | 4941.667 | 374.809 |  | 6.56 | 2.73
Westerlo Loop | Vinegar Hill | 2.73 | 3.37 | 3.03 | 9.13 | 16459 | 261.254 | 61850 | 1048.305 | 296500 | 4941.667 | 374.809 |  | 6.4 | 2.73
Westerlo Loop | Westerlo | 2.73 | 3.37 | 3.04 | 9.14 | 16459 | 261.254 | 61850 | 1048.305 | 296500 | 4941.667 | 374.809 |  | 6.41 | 2.73

## National Grid Data Match
[7 empty] | Spending in 000's | [14 empty] | Capital Spending $000s
Substation on Distribution Tab | FN Parent # | Project Name | Asset Identifier (Substation or Network) | InvestType | Budget Class Codes | FINAL Project System Capacity (MW) | Prior to FY26 Capex Spend | FY26 Capex Forecast | FY27 Capex Forecast | FY28 Capex Forecast | FY29 Capex Forecast | FY30 Capex Forecast | FY31 Capex Forecast | FY32 Capex Forecast | FY33 Capex Forecast | FY34 Capex Forecast | FY35 Capex Forecast | FY36 Capex Forecast | Project # | Substation | MW | pre 2026 | 2026 | 2027 | 2028 | 2029 | 2030 | 2031 | 2032 | 2033 | 2034 | 2035 | D_Station
Lakeville | FN005761 | Lakeville Substation Retirement | Lakeville | D_Station | Load Relief | 10 | 104.3934 | 0 | 292.5484 | 0 | 0 | 0 | 0 | 0 | 0 | 0 | 0 | 0 | FN000126 | RIVERSIDE | 5 | 517.5602 | 0 | 0 | 0 | 15 | 15 | 5635 | 3600.4101 | 3000.46 | 0 | 0 |  | HAGUE
Lakeville | FN005761 | Sonora Way - New Feeders | Sonora Way | D_Line | Multi Value Distribution (MVD) | 10 | 15083.873 | 1225.1935 | 0 | 0 | 0 | 0 | 0 | 0 | 0 | 0 | 0 | 0 | FN000138 | BRUNSWICK | 2.2 | 41 | 0 | 270.54 | 0 | 0 | 0 | 0 | 0 | 0 | 0 | 0 |  | GREENBUSH
Lakeville | FN005761 | Sonora Way Station - New SWG | Sonora Way | D_Station | Multi Value Distribution (MVD) | 10 | 19895.6775 | 1352.2706 | 0 | 0 | 0 | 0 | 0 | 0 | 0 | 0 | 0 | 0 | FN000195A | Gilbert Mills | 15 | 905.8209 | 238.0123 | 661.8037 | 774.3607 | 5342.7645 | 5745.6472 | 0 | 0 | 0 | 0 | 0 |  | Sawyer Ave
Fayette St | FN005770 | Fayette St Line | Fayette St | D_Line | Multi Value Distribution (MVD) | 41.5 | 245.3083 | 78.5114 | 2903.5377 | 2792.8311 | 2968.6191 | 956.1269 | 222.7166 | 0 | 0 | 0 | 0 | 0 | FN000216A | East Pulaski | 15.6 | 5.5567 | 69.9996 | 179.9998 | 479.9995 | 2320 | 7250 | 360 | 0 | 0 | 0 | 0 |  | BRUNSWICK
Fayette St | FN005770 | Fayette St Substation | Fayette St | D_Station | Multi Value Distribution (MVD) | 41.5 | 6299.0105 | 5431.9237 | 6446.3458 | 6862.6135 | 3802.4158 | 2441.1691 | 0 | 0 | 0 | 0 | 0 | 0 | FN000459 | FIREHOUSE | 10 | 158.7416 | 0 | 0 | 24 | 1900 | 0 | 0 | 0 | 0 | 0 | 0 |  | STARR RD.
Fayette St | FN005770 | Galeville 71,72&73 fdrs conversion | Galeville | D_Line | Multi Value Distribution (MVD) | 41.5 | 96.6163 | 2175.8181 | 3632.9025 | 1176.0376 | 0 | 0 | 0 | 0 | 0 | 0 | 0 | 0 | FN000507 | HAGUE | 1.5 | 110.4596 | 750.96 | 2167.15 | 0 | 0 | 0 | 0 | 0 | 0 | 0 | 0 |  | New 3rd Ave Substation
Fayette St | FN005770 | Galeville Station Rebuild | Galeville | D_Station | Multi Value Distribution (MVD) | 41.5 | 4074.5121 | 1374.0435 | 2726.3483 | 1749.5207 | 0 | 0 | 0 | 0 | 0 | 0 | 0 | 0 | FN000570 | THOUSAND ISLANDS | 0.33 | 44.7541 | 305.5847 | 0 | 0 | 0 | 0 | 0 | 0 | 0 | 0 | 0 |  | THOUSAND ISLANDS
Fayette St | FN005770 | Rebuild Ash 4160 | Ash St | D_Line | Multi Value Distribution (MVD) | 41.5 | 181.5568 | 56.256 | 205.8127 | 883.0565 | 2992.9887 | 1842.1642 | 0 | 0 | 0 | 0 | 0 | 0 | FN001348 | Rotterdam | 13 | 2979.8176 | 1238 | 510 | 0 | 0 | 0 | 0 | 0 | 0 | 0 | 0 |  | ALTAMONT
32 BAILEY | FN005771 | Buffalo Station 32 Rebuild - 23 kV | 32 BAILEY | D_Line | Multi Value Distribution (MVD) | 9 | 467.9233 | 230.5624 | 95.2732 | 0 | 0 | 0 | 0 | 0 | 0 | 0 | 0 | 0 | FN001881 | SELKIRK | 2.5 | 72.8061 | 437.76 | 0 | 0 | 0 | 0 | 0 | 0 | 0 | 0 | 0 |  | Avenue A
32 BAILEY | FN005771 | Buffalo Station 32 Rebuild - Line | 32 BAILEY | D_Line | Multi Value Distribution (MVD) | 9 | 6839.6096 | 420.6856 | 67.0002 | 0 | 0 | 0 | 0 | 0 | 0 | 0 | 0 | 0 | FN002211 | Scotia | 9.1 | 2.1872 | 0 | 10.1475 | 0 | 0 | 0 | 0 | 15.25 | 188.1304 | 225.0181 | 9.1667 |  | BAKER STREET
32 BAILEY | FN005771 | Buffalo Station 32 Rebuild - Sta | 32 BAILEY | D_Station | Multi Value Distribution (MVD) | 9 | 29499.2724 | 2626.9405 | 645.8497 | 0 | 0 | 0 | 0 | 0 | 0 | 0 | 0 | 0 | FN002225 | Warrensburg | 0.5 | 0 | 15 | 1184.456 | 0 | 0 | 0 | 0 | 0 | 0 | 0 | 0 |  | BALLSTON
38 Spring | FN005791 | Buffalo Station 38 Rebuild - Line | 38 SPRING | D_Line | Multi Value Distribution (MVD) | 9 | 14784.8141 | 532.9012 | 399.136 | 0 | 0 | 0 | 0 | 0 | 0 | 0 | 0 | 0 | FN002240 | Grand Island | 15 | 3862.6606 | 1060.0964 | 0 | 0 | 0 | 0 | 288.5923 | 3519.613 | 1893.6633 | 0 | 0 |  | Beech
38 Spring | FN005791 | Buffalo Station 38 Rebuild - Sub | 38 SPRING | D_Station | Multi Value Distribution (MVD) | 9 | 15529.2111 | 4711.8929 | 4895.8451 | 0 | 0 | 0 | 0 | 0 | 0 | 0 | 0 | 0 | FN002263 | Port Henry | 2.5 | 53.3054 | 0 | 686 | 0 | 0 | 0 | 0 | 0 | 0 | 0 | 0 |  | Belmont
EDEN CENTER | FN005814 | South Eden Greenfield New Feeder 1 | EDEN CENTER | D_Line | Load Relief | 11 | 153.1656 | 1916.9321 | 0 | 0.78051 | 0 | 0 | 0 | 0 | 0 | 0 | 0 | 0 | FN002374 | HAGUE | 4 | 191.959 | 733.9651 | 806.88 | 0 | 0 | 0 | 0 | 0 | 0 | 0 | 0 |  | BETHLEHEM
EDEN CENTER | FN005814 | South Eden Greenfield New Feeder 2 | NORTH COLLINS | D_Line | Load Relief | 11 | 87.9545 | 994.5641 | 497.525 | 0 | 0 | 0 | 0 | 0 | 0 | 0 | 0 | 0 | FN002393 | BETHLEHEM | 0.5 | 114.0648 | 397.72 | 0 | 0 | 0 | 0 | 0 | 0 | 0 | 0 | 0 |  | Birch Avenue
EDEN CENTER | FN005814 | South Eden Greenfield Substation | NORTH COLLINS | D_Station | Load Relief | 11 | 12241.9847 | 1427 | 8813.2442 | 3569.9339 | 6.0949 | 0 | 0 | 0 | 0 | 0 | 0 | 0 | FN002420 | STARR RD. | 2.6 | 132.588 | 0 | 1071 | 0 | 0 | 0 | 0 | 0 | 0 | 0 | 0 |  | Gabriels Station
EDEN CENTER | FN005814 | South Eden Greenfield Sub-T | NORTH COLLINS | D_Line | Load Relief | 11 | 161.7478 | 1016.9262 | 357.8387 | 0.99972 | 0 | 0 | 0 | 0 | 0 | 0 | 0 | 0 | FN003350 | NORTH COLLINS | 5.6 | 5713.743 | 665 | 0 | 0 | 0 | 0 | 0 | 0 | 0 | 0 | 0 |  | Boyntonville
30 SPILLMAN | FN005818 | Buffalo Station 30 - Rebuild - 23kV | 30 SPILLMAN | D_Line | Multi Value Distribution (MVD) | 9 | 32.1003 | 5.9918 | 9.1396 | 244.3868 | 57.1207 | 0 | 0 | 0 | 0 | 0 | 0 | 0 | FN004723 | Delanson | 1.241 | 38.409 | 206.5 | 0 | 0 | 0 | 0 | 0 | 0 | 0 | 0 | 0 |  | Bridgeport
30 SPILLMAN | FN005818 | Buffalo Station 30 - Rebuild - Fdrs | 30 SPILLMAN | D_Line | Multi Value Distribution (MVD) | 9 | 42.23 | 51.2263 | 368.3533 | 78.3036 | 46.2977 | 0 | 0 | 0 | 0 | 0 | 0 | 0 | FN004729 | Delanson | 1.241 | 23.4828 | 164.3 | 0 | 0 | 0 | 0 | 0 | 0 | 0 | 0 | 0 |  | Brook Road
30 SPILLMAN | FN005818 | Buffalo Station 30 Rebuild - Sta | 30 SPILLMAN | D_Station | Multi Value Distribution (MVD) | 9 | 6816.4576 | 308.1593 | 1889.3933 | 4032.2508 | 7458.5023 | 6118.6821 | 524.1928 | 0 | 0 | 0 | 0 | 0 | FN005761 | Lakeville | 10 | 35083.9438 | 2577.4641 | 292.5484 | 0 | 0 | 0 | 0 | 0 | 0 | 0 | 0 |  | Buckley
34 BEST ST. | FN005819 | Buffalo Station 34 Rebuild - 23 kV | 34 BEST ST. | D_Line | Multi Value Distribution (MVD) | 9 | 0 | 0 | 0 | 0 | 40 | 150 | 150 | 0 | 0 | 0 | 0 | 0 | FN005770 | Fayette St | 41.5 | 10897.0039 | 9116.5528 | 15914.947 | 13464.0593 | 9764.0235 | 5239.4602 | 222.7166 | 0 | 0 | 0 | 0 |  | Buffalo Station 63
34 BEST ST. | FN005819 | Buffalo Station 34 Rebuild - Line | 34 BEST ST. | D_Line | Multi Value Distribution (MVD) | 9 | 0 | 0 | 0 | 0 | 50 | 50 | 1700 | 600 | 0 | 0 | 0 | 0 | FN005771 | 32 BAILEY | 9 | 36806.8053 | 3278.1884 | 808.1231 | 0 | 0 | 0 | 0 | 0 | 0 | 0 | 0 |  | 54 MAIN
34 BEST ST. | FN005819 | Buffalo Station 34 Rebuild - Sub | 34 BEST ST. | D_Station | Multi Value Distribution (MVD) | 9 | 0 | 0 | 51 | 250 | 10 | 2164 | 1814 | 4274 | 3834 | 63 | 0 | 0 | FN005791 | 38 SPRING | 9 | 30314.0252 | 5244.7941 | 5294.9811 | 0 | 0 | 0 | 0 | 0 | 0 | 0 | 0 |  | Buffalo Station 54
41 STATION 41 | FN005820 | Buffalo Station 41 Rebuild - 23 kV | 41 STATION 41 | D_Line | Multi Value Distribution (MVD) | 9 | 0 | 0 | 0 | 0 | 40 | 150 | 150 | 0 | 0 | 0 | 0 | 0 | FN005814 | EDEN CENTER | 11 | 12644.8526 | 5355.4224 | 9668.608 | 3571.7141 | 6.0949 | 0 | 0 | 0 | 0 | 0 | 0 |  | 61 STATION 61
41 STATION 41 | FN005820 | Buffalo Station 41 Rebuild - Line | 41 STATION 41 | D_Line | Multi Value Distribution (MVD) | 9 | 0 | 0 | 0 | 0 | 50 | 50 | 1700 | 600 | 0 | 0 | 0 | 0 | FN005818 | 30 SPILLMAN | 9 | 6890.7879 | 365.3774 | 2266.8862 | 4354.9411 | 7561.9207 | 6118.6821 | 524.1928 | 0 | 0 | 0 | 0 |  | Buffalo Station 122
41 STATION 41 | FN005820 | Buffalo Station 41 Rebuild - Sub | 41 STATION 41 | D_Station | Multi Value Distribution (MVD) | 9 | 0 | 0 | 51 | 250 | 10 | 2164 | 1814 | 4274 | 3834 | 63 | 0 | 0 | FN005819 | 34 BEST ST. | 9 | 0 | 0 | 51 | 250 | 100 | 2364 | 3664 | 4874 | 3834 | 63 | 0 |  | Buffalo Station 25
51 ELK ST | FN005821 | Buffalo Station 51 Rebuild - 23 kV | 51 ELK ST | D_Line | Multi Value Distribution (MVD) | 9 | 19.7964 | 5.8238 | 6.1748 | 6.5258 | 6.7458 | 5.4588 | 314.1695 | 125.9912 | 0 | 0 | 0 | 0 | FN005820 | 41 STATION 41 | 9 | 0 | 0 | 51 | 250 | 100 | 2364 | 3664 | 4874 | 3834 | 63 | 0 |  | 30 SPILLMAN
51 ELK ST | FN005821 | Buffalo Station 51 Rebuild - Line | 51 ELK ST | D_Line | Multi Value Distribution (MVD) | 9 | 36.4179 | 7.5157 | 7.9477 | 8.3797 | 8.6597 | 722.3882 | 202.9364 | 163.2119 | 0 | 0 | 0 | 0 | FN005821 | 51 ELK ST | 9 | 10873.3698 | 171.3691 | 306.2989 | 351.7961 | 2631.5125 | 4164.9263 | 9037.8461 | 5935.2155 | 71.7252 | 0 | 0 |  | 31 STATION
51 ELK ST | FN005821 | Buffalo Station 51 Rebuild - Sub | 51 ELK ST | D_Station | Multi Value Distribution (MVD) | 9 | 10817.1554 | 158.0296 | 292.1764 | 336.8906 | 2616.107 | 3437.0793 | 8520.7402 | 5646.0124 | 71.7252 | 0 | 0 | 0 | FN005822 | 68 ELMWOOD | 9 | 0 | 0 | 0 | 51 | 339 | 2374 | 3664 | 4874 | 3834 | 63 | 0 |  | 32 BAILEY
68 ELMWOOD | FN005822 | Buffalo Station 68 Rebuild - 23 kV | 68 ELMWOOD | D_Line | Multi Value Distribution (MVD) | 9 | 0 | 0 | 0 | 0 | 39 | 150 | 150 | 0 | 0 | 0 | 0 | 0 | FN005832 | 31 STATION | 9 | 10741.0573 | 5585.8829 | 8176.128 | 4692.5605 | 456.6937 | 0 | 0 | 0 | 0 | 0 | 0 |  | 34 BEST ST.
68 ELMWOOD | FN005822 | Buffalo Station 68 Rebuild - Line | 68 ELMWOOD | D_Line | Multi Value Distribution (MVD) | 9 | 0 | 0 | 0 | 0 | 50 | 50 | 1700 | 600 | 0 | 0 | 0 | 0 | FN005840 | Buffalo Station 25 | 9 | 0 | 150 | 150 | 733 | 776.0159 | 2431.7106 | 1200 | 2440 | 7950 | 2890 | 0 |  | 35 WALDEN
68 ELMWOOD | FN005822 | Buffalo Station 68 Rebuild - Sub | 68 ELMWOOD | D_Station | Multi Value Distribution (MVD) | 9 | 0 | 0 | 0 | 51 | 250 | 2174 | 1814 | 4274 | 3834 | 63 | 0 | 0 | FN005842 | 35 WALDEN | 9 | 0 | 150 | 510 | 2061 | 1009 | 2430 | 7580 | 8850 | 580 | 0 | 0 |  | 38 SPRING
31 STATION | FN005832 | Buffalo Station 31 Rebuild - 23 kV | 31 STATION | D_Line | Multi Value Distribution (MVD) | 9 | 34.8238 | 1.0775 | 284.3556 | 269.9962 | 0 | 0 | 0 | 0 | 0 | 0 | 0 | 0 | FN005852 | TULLER HILL | 6 | 31.5546 | 169.6021 | 169.4781 | 0 | 0 | 0 | 0 | 0 | 0 | 0 | 0 |  | 41 STATION 41
31 STATION | FN005832 | Buffalo Station 31 Rebuild - Line | 31 STATION | D_Line | Multi Value Distribution (MVD) | 9 | 679.1728 | 890.931 | 306.4289 | 115.5854 | 0 | 0 | 0 | 0 | 0 | 0 | 0 | 0 | FN005875 | Buffalo Station 122 | 6 | 21103.3636 | 1398.7365 | 0 | 0 | 0 | 0 | 0 | 0 | 0 | 0 | 0 |  | Buffalo Station 45
31 STATION | FN005832 | Buffalo Station 31 Rebuild - Sub | 31 STATION | D_Station | Multi Value Distribution (MVD) | 9 | 10027.0606 | 4693.8745 | 7585.3435 | 4306.9789 | 456.6937 | 0 | 0 | 0 | 0 | 0 | 0 | 0 | FN005886 | Station 61 | 35 | 1063.3457 | 200 | 200 | 1500 | 3522.8326 | 6187.6641 | 10217.6038 | 320 | 0 | 0 | 0 |  | 51 ELK ST
Buffalo Station 25 | FN005840 | Buffalo Station 25 Rebuild - 23 kV | Buffalo Station 25 | D_Line | Multi Value Distribution (MVD) | 9 | 0 | 10 | 10 | 40 | 130 | 150 | 0 | 0 | 0 | 0 | 0 | 0 | FN006171 | Florida | 2 | 0 | 0 | 15 | 338.4615 | 0 | 0 | 0 | 0 | 0 | 0 | 0 |  | 68 ELMWOOD
Buffalo Station 25 | FN005840 | Buffalo Station 25 Rebuild - Line | Buffalo Station 25 | D_Line | Multi Value Distribution (MVD) | 9 | 0 | 20 | 20 | 123 | 46.0159 | 1681.7106 | 600 | 0 | 0 | 0 | 0 | 0 | FN006212 | Sharon | 2.061 | 7.4306 | 0 | 0 | 0 | 1390.6099 | 0 | 0 | 0 | 0 | 0 | 0 |  | New Buffalo Station 97
Buffalo Station 25 | FN005840 | Buffalo Station 25 Rebuild - Sta | Buffalo Station 25 | D_Station | Multi Value Distribution (MVD) | 9 | 0 | 120 | 120 | 570 | 600 | 600 | 600 | 2440 | 7950 | 2890 | 0 | 0 | FN006224 | Sharon | 1.966 | 113.3107 | 0 | 56 | 756 | 0 | 0 | 0 | 0 | 0 | 0 | 0 |  | Burdeck
35 WALDEN | FN005842 | Buffalo Station 35 Rebuild - 23 kV | 35 WALDEN | D_Line | Multi Value Distribution (MVD) | 9 | 0 | 10 | 10 | 221 | 359 | 150 | 0 | 0 | 0 | 0 | 0 | 0 | FN006234 | VAIL MILLS | 16 | 0 | 0 | 25 | 250 | 0 | 0 | 0 | 0 | 0 | 0 | 0 |  | Burgoyne
35 WALDEN | FN005842 | Buffalo Station 35 Rebuild - Line | 35 WALDEN | D_Line | Multi Value Distribution (MVD) | 9 | 0 | 20 | 20 | 50 | 50 | 1680 | 600 | 0 | 0 | 0 | 0 | 0 | FN006255 | Station 3012 | 9 | 31193.9606 | 10875.036 | 3000 | 0 | 0 | 0 | 0 | 0 | 0 | 0 | 0 |  | 171 BURT
35 WALDEN | FN005842 | Buffalo Station 35 Rebuild - Sub | 35 WALDEN | D_Station | Multi Value Distribution (MVD) | 9 | 0 | 120 | 480 | 1790 | 600 | 600 | 6980 | 8850 | 580 | 0 | 0 | 0 | FN006357 | VAIL MILLS | 4 | 1603.3198 | 495.8 | 0 | 0 | 0 | 0 | 0 | 0 | 0 | 0 | 0 |  | Butler
TULLER HILL | FN005852 | Tuller Hill DLine-13kV Getaway | TULLER HILL | D_Line | Multi Value Distribution (MVD) | 6 | 31.5546 | 169.6021 | 169.4781 | 0 | 0 | 0 | 0 | 0 | 0 | 0 | 0 | 0 | FN006457 | GREENBUSH | 12.5 | 0 | 15 | 0 | 2169.9281 | 0 | 0 | 0 | 0 | 0 | 0 | 0 |  | Butternut
Buffalo Station 122 | FN005875 | Buffalo Station 122 Rebuild - Line. | Buffalo Station 122 | D_Line | Multi Value Distribution (MVD) | 6 | 4437.1118 | 658.8692 | 0 | 0 | 0 | 0 | 0 | 0 | 0 | 0 | 0 | 0 | FN006517 | CHAUTAUQUA | 4 | 0 | 0 | 50 | 525 | 0 | 0 | 0 | 0 | 0 | 0 | 0 |  | Cedar
Buffalo Station 122 | FN005875 | Buffalo Station 122 Rebuild - Sub | Buffalo Station 122 | D_Station | Multi Value Distribution (MVD) | 6 | 16666.2518 | 739.8674 | 0 | 0 | 0 | 0 | 0 | 0 | 0 | 0 | 0 | 0 | FN006634 | RUSSELL RD | 1 | 192.3385 | 190.7192 | 190.7192 | 143.7917 | 3338.6908 | 493.8207 | 85.389 | 0 | 0 | 0 | 0 |  | Chestertown
Station 61 | FN005886 | Station 61 - Station Rebuild | Station 61 | D_Station | Multi Value Distribution (MVD) | 35 | 1063.3457 | 200 | 200 | 1500 | 3522.8326 | 6187.6641 | 10217.6038 | 320 | 0 | 0 | 0 | 0 | FN006637 | Commerce | 4.4 | 519.3388 | 210.8092 | 803.2354 | 913.9548 | 334.696 | 7189.8462 | 493.6482 | 0 | 0 | 0 | 0 |  | New Cicero Substation
Station 3012 | FN006255 | Station 3012 D-Line, Part 2 | Station 3012 | D_Line | Load Relief | 9 | 16656.6943 | 1298.246 | 0 | 0 | 0 | 0 | 0 | 0 | 0 | 0 | 0 | 0 | FN010006 | LYNDONVILLE | 5 | 0 | 0 | 0 | 0 | 0 | 0 | 34.6596 | 346.5 | 1039.5 | 1386 | 495 |  | Cleveland
Station 3012 | FN006255 | Station 3012 Substation | Station 3012 | D_Station | Load Relief | 9 | 14537.2662 | 9576.79 | 3000 | 0 | 0 | 0 | 0 | 0 | 0 | 0 | 0 | 0 | FN010022 | Sawyer Ave | 20 | 0 | 0 | 0 | 0 | 0 | 100 | 500 | 5000 | 2000 | 100 | 0 |  | COBLESKILL
| FN010080 | New Manheim - Assoc Line work | Transm Net | T_Line | Transmission Line - Capital | 20 | 2672.9128 | 7613.8627 | 3446.419 | 0 | 0 | 0 | 0 | 0 | 0 | 0 | 0 | 0 | FN010052 | Middleport | 7 | 0 | 0 | 0 | 0 | 30 | 644 | 2540 | 4950 | 3465 | 248 | 0 |  | Coffeen
| FN010080 | New Manheim Control House | Transm Net | T_Station | Substation | 20 | 11251.651 | 1775.8586 | 0 | 0 | 0 | 0 | 0 | 0 | 0 | 0 | 0 | 0 | FN010096 | Buffalo Station 45 | 9 | 10975.119 | 260.3022 | 1682.8603 | 2709.5134 | 8594.685 | 5965.5748 | 1504.6135 | 0 | 0 | 0 | 0 |  | RUSSELL RD
| FN010080 | New Manheim Greenfield project | Transm Net | T_Station | Asset Replacement | 20 | 105355.4454 | 25531.5856 | 5911.5309 | 0 | 0 | 0 | 0 | 0 | 0 | 0 | 0 | 0 | FN010097 | Sawyer Ave | 12 | 0 | 130 | 520 | 2922 | 50 | 0 | 0 | 0 | 0 | 0 | 0 |  | Commerce
| FN010080 | Manheim 46kV relocation | Manheim | D_Line | Multi Value Distribution (MVD) | 20 | 464.3083 | 10.548 | 2114.3998 | 0 | 0 | 0 | 0 | 0 | 0 | 0 | 0 | 0 | FN010312 | Vail Mills | 2.5 | 13.8084 | 0 | 191.75 | 0 | 0 | 0 | 0 | 0 | 0 | 0 | 0 |  | Corinth
| FN010080 | Manheim Distribution | Manheim | D_Line | Multi Value Distribution (MVD) | 20 | 8458.0806 | 1569.1671 | 1811.2233 | 0 | 0 | 0 | 0 | 0 | 0 | 0 | 0 | 0 | FN010416 | GREENBUSH | 2.2 | 121.2358 | 0 | 700 | 0 | 0 | 0 | 0 | 0 | 0 | 0 | 0 |  | Vail Mills
| FN010094 | Katherine St Term 115/23kV Sub | Transm Net | T_Station | Transmission Project NA | 130 | 638.5133 | 1255.5734 | 3350.1012 | 3500 | 5430.0049 | 5131.1112 | 14615.5098 | 22889 | 21837 | 17132 | 17946 | 0 | FN010667 | 68 ELMWOOD | 2.2 | 77.7576 | 0 | 0 | 0 | 0 | 706.0933 | 0 | 0 | 0 | 0 | 0 |  | CURTIS GREENFIELD
| FN010094 | Katherine St Term L145/146 T-Line | Transm Net | T_Line | Transmission Project NA | 130 | 86.122 | 528.9545 | 250 | 250 | 3801 | 5340 | 5059 | 5497 | 1924 | 1924 | 0 | 0 | FN010831 | Delanson | [13 empty] | Delanson
| FN010094 | Katherine St TERM STA 23KV SubT | New First Ward Substation | D_Line | Load Relief | 130 | 1418.4274 | 750 | 749.43 | 749.7473 | 14994.6374 | 28990.2268 | 21991.3338 | 25000 | 30000 | 30000 | 10000 | 0 | FN010876 | Station 140 | 10 | 1444.0274 | 1795.8647 | 5913.5639 | 11598.5539 | 8064.6552 | 8.1399 | 0 | 0 | 0 | 0 | 0 |  | Delmar
| FN010094 | Land-First Ward Terminal Station | Transm Net | T_Station | Transmission Project NA | 130 | 8830.9836 | 3149.9999 | 0 | 0 | 0 | 0 | 0 | 0 | 0 | 0 | 0 | 0 | FN011010 | Karner | 17.5 | 17368.5137 | 1996.4144 | 12499.6313 | 18408.0086 | 3835.2539 | 842.0796 | 439.127 | 0 | 0 | 0 | 0 |  | Dorwin
Buffalo Station 45 | FN010096 | Buffalo Station 45 Rebuild -Line | Buffalo Station 45 | D_Line | Multi Value Distribution (MVD) | 9 | 49.2106 | 6.4291 | 8.3856 | 1006.7907 | 204.8292 | 172.0233 | 0 | 0 | 0 | 0 | 0 | 0 | FN011042 | Avenue A | 6.4 | 21 | 101.5 | 0.1 | 36.4 | 3010 | 7589.7025 | 8408.9805 | 5708.7072 | 1052.5408 | 0 | 0 |  | East Fulton
Buffalo Station 45 | FN010096 | Buffalo Station 45 Rebuild -Sub | Buffalo Station 45 | D_Station | Multi Value Distribution (MVD) | 9 | 10896.473 | 248.3852 | 1668.6618 | 1698.9525 | 8133.9948 | 5717.5948 | 1496.5185 | 0 | 0 | 0 | 0 | 0 | FN011069 | Swaggertown | 23.4 | 476.3487 | 175 | 536.4021 | 1951.9127 | 4183.8249 | 6533.6507 | 9138.7898 | 6388.4133 | 2947.6195 | 0 | 0 |  | BATAVIA STATION
Buffalo Station 45 | FN010096 | Buffalo Station 45 Rebuild -SubT | Buffalo Station 45 | D_Line | Multi Value Distribution (MVD) | 9 | 29.4354 | 5.4879 | 5.8129 | 3.7702 | 255.8611 | 75.9567 | 8.095 | 0 | 0 | 0 | 0 | 0 | FN011103 | NEWTONVILLE | 38.72 | 2489.373 | 1316.8785 | 4197.3066 | 7578.1841 | 6601.245 | 8797.402 | 3868.156 | 2223 | 0 | 0 | 0 |  | EAST GOLAH
Sawyer Ave | FN010097 | 25H Cable- New UG 23kV Cable | Sawyer Ave | D_Line | Load Relief | 12 | 0 | 0 | 0 | 2922 | 50 | 0 | 0 | 0 | 0 | 0 | 0 | 0 | FN011227 | Birch Avenue | 1.5 | 93 | 0 | 445.54 | 1469.21 | 0 | 0 | 0 | 0 | 0 | 0 | 0 |  | East Pulaski
Sawyer Ave | FN010097 | Sawyer Station - New 25H Bkr Pos | Transm Net | T_Station | Transmission Project NA | 12 | 0 | 130 | 520 | 0 | 0 | 0 | 0 | 0 | 0 | 0 | 0 | 0 | FN011290 | New Buffalo Station 97 | [13 empty] | East Schodack
Station 140 | FN010876 | Station 140 Station Rebuild | Station 140 | D_Station | Multi Value Distribution (MVD) | 10 | 1444.0274 | 1795.8647 | 5913.5639 | 11598.5539 | 8064.6552 | 8.1399 | 0 | 0 | 0 | 0 | 0 | 0 | FN011296 | New Cuba Station | [13 empty] | Delameter
Karner | FN011010 | Karner 4.16 kV Feeder Conversions | Karner | D_Line | Multi Value Distribution (MVD) | 17.5 | 44.9102 | 126.2168 | 0 | 3310.6712 | 1621.105 | 842.0796 | 0 | 0 | 0 | 0 | 0 | 0 | FN011310 | 214 Station | [13 empty] | East Molloy
Karner | FN011010 | Karner Station Retirement | Karner | D_Station | Multi Value Distribution (MVD) | 17.5 | 11.579 | 0 | 0 | 0 | 0 | 0 | 439.127 | 0 | 0 | 0 | 0 | 0 | FN011311 | New Livingston Substation | [13 empty] | Everett
Karner | FN011010 | Ruth Road Rebuild Distribution Work | Ruth Road | D_Line | Multi Value Distribution (MVD) | 17.5 | 417.031 | 0 | 1919.5164 | 5529.7249 | 1533.7501 | 0 | 0 | 0 | 0 | 0 | 0 | 0 | FN011344 | Mexico | [13 empty] | 64 STATION 64
Karner | FN011010 | Ruth Road Station Rebuild | Ruth Road | D_Station | Multi Value Distribution (MVD) | 17.5 | 15411.1231 | 1820.1971 | 8169.2945 | 8886.8204 | 680.3987 | 0 | 0 | 0 | 0 | 0 | 0 | 0 | FN011347 | FIREHOUSE | [13 empty] | Fayette St
Karner | FN011010 | Sand Creek 54 Distribution | Sand Creek | D_Line | Multi Value Distribution (MVD) | 17.5 | 1483.8703 | 50.0005 | 2410.8204 | 680.792 | 0 | 0 | 0 | 0 | 0 | 0 | 0 | 0 | FN011352 | Brunswick | 12.5 | 0 | 0 | 0 | 0 | 0 | 0 | 120.78 | 1428.059 | 6483.394 | 9483.21 | 8793.862 |  | FIREHOUSE
Avenue A | FN011042 | Avenue A Station Rebuild/Retirement | Avenue A | D_Station | Multi Value Distribution (MVD) | 6.4 | 21 | 101.5 | 0.1 | 1.4 | 2010 | 6257.3855 | 4986.4805 | 4708.7072 | 52.5408 | 0 | 0 | 0 | FN011353 | Hemstreet | [13 empty] | Florida
Avenue A | FN011042 | Delaware D-Line | AVENUE A | D_Line | Multi Value Distribution (MVD) | 6.4 | 0 | 0 | 0 | 35 | 1000 | 1000 | 1000 | 1000 | 1000 | 0 | 0 | 0 | FN011355A | Schenevus | 3 | 0 | 0 | 0 | 0 | 84 | 1506 | 828 | 82 | 0 | 0 | 0 |  | FRENCH MOUNTAIN
Avenue A | FN011042 | Riverside - 34.5 kV Line Reactors | Riverside | D_Station | Multi Value Distribution (MVD) | 6.4 | 0 | 0 | 0 | 0 | 0 | 332.317 | 2422.5 | 0 | 0 | 0 | 0 | 0 | FN011363 | Bridgeport | 15 | 0 | 0 | 0 | 0 | 0 | 128 | 1059 | 1520 | 3526 | 3409 | 354 |  | Geneseo
Swaggertown | FN011069 | Swagertown Station Upgrades | Swaggertown | D_Station | Multi Value Distribution (MVD) | 23.4 | 398.7684 | 150 | 250.1009 | 1167.0644 | 2180.8937 | 4321.7195 | 2746.3738 | 73.9435 | 0 | 0 | 0 | 0 | FN011369 | Buffalo Station 63 | [13 empty] | Gilbert Mills
Swaggertown | FN011069 | Swaggertown 54 and Scotia Conversion | Swaggertown | D_Line | Multi Value Distribution (MVD) | 23.4 | 77.5803 | 25 | 286.3012 | 784.8483 | 2002.9312 | 2211.9312 | 6392.416 | 6314.4698 | 2947.6195 | 0 | 0 | 0 | FN011371 | LASHER | [13 empty] | Gilmantown
NEWTONVILLE | FN011103 | Newtonville Area Study: D-Line | NEWTONVILLE | D_Line | Multi Value Distribution (MVD) | 38.72 | 751.6762 | 197.9998 | 180 | 3639.352 | 1958 | 5168 | 3210 | 0 | 0 | 0 | 0 | 0 | FN011382 | Middleburgh | 19.4 | 0 | 0 | 0 | 0 | 100 | 1330 | 480 | 1187 | 7881 | 7881 | 4767 |  | GLOVERSVILLE
NEWTONVILLE | FN011103 | Newtonville Area Study: Johnson | Newtonville | D_Station | Multi Value Distribution (MVD) | 38.72 | 720.5786 | 656.0205 | 2218.3066 | 2505 | 3669.245 | 3516.246 | 545 | 2218 | 0 | 0 | 0 | 0 | FN011383 | Summit | 2.38 | 0 | 0 | 0 | 0 | 95 | 1258 | 366 | 1096 | 7390 | 7390 | 4795 |  | GRANBY CENTER
NEWTONVILLE | FN011103 | Newtonville Area Study: Maplewood | Transm Net | T_Station | Transmission Project NA | 38.72 | 896.0851 | 457.8582 | 1794 | 1428.8321 | 969 | 0 | 0 | 0 | 0 | 0 | 0 | 0 | FN011384 | Grand Island | [13 empty] | Grand Island
NEWTONVILLE | FN011103 | Newtonville Area Study: Newtonville | Newtonville | D_Station | Multi Value Distribution (MVD) | 38.72 | 121.0332 | 5 | 5 | 5 | 5 | 113.156 | 113.156 | 5 | 0 | 0 | 0 | 0 | FN011387A | Dorwin | 2 | 0 | 0 | 410 | 1575 | 6277 | 401 | 0 | 0 | 0 | 0 | 0 |  | New Greenwich Substation
| FN011215 | Homer Hill - 115kV 34.5kV Asset Rpl | Transm Net | T_Station | Substation Capital - Trans | 10 | 7470.9739 | 0 | 0 | 0 | 0 | 250 | 3506 | 5634 | 4899.702 | 0 | 0 | 0 | FN011388 | WOLF RD. | 3 | 0 | 0 | 0 | 136.5 | 525 | 4100 | 1754.645 | 0 | 0 | 0 | 0 |  | GROOMS
Birch Avenue | FN011227 | Birch Ave 51 - Route 9N Conversion | Birch Avenue | D_Line | Load Relief | 1.5 | 93 | 0 | 405.54 | 0 | 0 | 0 | 0 | 0 | 0 | 0 | 0 | 0 | FN011393 | Nassau | 13 | 0 | 0 | 0 | 0 | 0 | 109.1475 | 1295.291 | 8601.718 | 8601.718 | 5255.204 | 1975.57 |  | Hemstreet
Birch Avenue | FN011227 | Birch Ave 51 Route 9N Extension | Birch Avenue | D_Line | Load Relief | 1.5 | 0 | 0 | 20 | 1055.21 | 0 | 0 | 0 | 0 | 0 | 0 | 0 | 0 | FN011395 | Partridge | 15 | 0 | 0 | 0 | 0 | 110.25 | 1466.325 | 529.2 | 1308.375 | 8688.604 | 8688.604 | 5255.204 |  | Indian Lake
Birch Avenue | FN011227 | Scofield Rd 51 Feeder | SCOFIELD | D_Line | Load Relief | 1.5 | 0 | 0 | 20 | 414 | 0 | 0 | 0 | 0 | 0 | 0 | 0 | 0 | FN011397 | Pinebush | [13 empty] | Inman
New Buffalo Station 97 | FN011290 | Buffalo Station 97 LAND | New Buffalo Station 97 | D_Station | Load Relief | 15 | 0 | 0 | 0 | 0 | 0 | 0 | 0 | 2000 | 0 | 0 | 0 | 0 | FN011399 | Schodack | [13 empty] | Karner
New Cuba Station | FN011296 | New Cuba Sub Land | New Cuba Station | D_Station | Multi Value Distribution (MVD) | 12.5 | 0 | 0 | 0 | 0 | 0 | 0 | 0 | 1980 | 0 | 0 | 0 | 0 | FN011400 | Voorheesville | 15 | 0 | 0 | 0 | 0 | 110.25 | 1466.325 | 529.2 | 1479.263 | 10739.254 | 10739.254 | 6495.517 |  | Kenmore Station 22
New Cuba Station | FN011296 | New Cuba Sub Sub-T Taps | New Cuba Station | D_Line | Multi Value Distribution (MVD) | 12.5 | 0 | 0 | 0 | 0 | 0 | 0 | 0 | 143 | 551 | 1381 | 0 | 0 | FN011402 | East Schodack | [13 empty] | Lakeville
New Livingston Substation | FN011311 | New Livingston Sub LAND | New Livingston Substation | D_Station | Load Relief | 12.5 | 0 | 0 | 0 | 0 | 0 | 0 | 0 | 1980 | 0 | 0 | 0 | 0 | FN011404 | UNIONVILLE | 2 | 0 | 0 | 135 | 487 | 520 | 500 | 7420 | 621 | 487 | 0 | 0 |  | LASHER
New Livingston Substation | FN011311 | New Livingston Sub Sub-T Line | New Livingston Substation | D_Line | Load Relief | 12.5 | 0 | 0 | 0 | 0 | 0 | 0 | 0 | 202 | 776 | 1943 | 0 | 0 | FN011406 | UNIONVILLE | [13 empty] | Latham
Mexico | FN011344 | Mexico Dline | Mexico | D_Line | Multi Value Distribution (MVD) | 20 | 0 | 0 | 0 | 0 | 149 | 4224 | 3963.96 | 3875.85 | 0 | 0 | 0 | 0 | FN011411 | Latham | [13 empty] | Liberty Street
Mexico | FN011344 | New Haven Sub D-line | New Haven | D_Line | Multi Value Distribution (MVD) | 20 | 0 | 0 | 0 | 0 | 0 | 0 | 0 | 0 | 192 | 739 | 1112 | 0 | FN011413 | Butler | 17.6 | 0 | 0 | 0 | 0 | 110.25 | 1466.325 | 529.2 | 1308.375 | 8688.604 | 8688.604 | 5255.204 |  | Livonia
McClellan | FN011534 | McClellan Station Rebuild | McClellan | D_Station | Multi Value Distribution (MVD) | 5.3 | 0 | 0 | 0 | 0 | 122 | 1617 | 583 | 1442 | 9579 | 9579 | 5794 | 0 | FN011414 | Burgoyne | 17.6 | 0 | 0 | 0 | 0 | 110.25 | 1466.325 | 529.2 | 1479.263 | 10739.254 | 10739.254 | 6495.517 |  | 37 HUDSON AVE
WEAVER ST | FN011539 | Weaver 3rd Feeder | WEAVER ST | D_Line | Multi Value Distribution (MVD) | 4.1 | 0 | 0 | 0 | 0 | 20 | 2000 | 2000 | 2000 | 2000 | 2000 | 0 | 0 | FN011415 | Cedar | [13 empty] | Lowville
North Leroy | FN011560 | N Leroy 56 Delta Conversion Phase 1 | North Leroy | D_Line | Load Relief | 5 | 0 | 0 | 0 | 0 | 0 | 0 | 0 | 0 | 1485 | 1890.9 | 1217.7 | 0 | FN011416 | Ogdenbrook | [13 empty] | LYNDONVILLE
North Leroy | FN011560 | N Leroy 56 Delta Conversion Phase 2 | North Leroy | D_Line | Load Relief | 5 | 0 | 0 | 0 | 0 | 0 | 0 | 0 | 1500 | 2640 | 500 | 0 | 0 | FN011417 | Inman | 14 | 0 | 0 | 0 | 0 | 0 | 1660 | 6381 | 9605 | 0 | 0 | 0 |  | Mayfield
Smith Bridge Station | FN011715 | Smith Bridge - New TB2 Getaways | Smith Bridge Station | D_Line | Multi Value Distribution (MVD) | 25 | 218.5003 | 107.0998 | 99.9608 | 2437.856 | 0 | 0 | 0 | 0 | 0 | 0 | 0 | 0 | FN011422 | GLOVERSVILLE | 15 | 0 | 0 | 0 | 0 | 105 | 1396.5 | 504 | 4408.822 | 11227.861 | 11227.861 | 1186.206 |  | McClellan
Smith Bridge Station | FN011715 | Smith Bridge 2nd Bank & Metalclad | Smith Bridge Station | D_Station | Multi Value Distribution (MVD) | 25 | 1463.3817 | 1643.19 | 4093.1517 | 2144.4158 | 227.6949 | 0 | 0 | 0 | 0 | 0 | 0 | 0 | FN011423 | Wells | 3.44 | 0 | 0 | 0 | 0 | 105 | 1396.5 | 504 | 1246.072 | 8274.861 | 8274.861 | 5004.956 |  | Mexico
Smith Bridge Station | FN011715 | Smith Bridge 56 & 57 -Build Feeders | Smith Bridge Station | D_Line | Multi Value Distribution (MVD) | 25 | 347.2267 | 225.3275 | 537.3393 | 2859 | 199.7999 | 0 | 0 | 0 | 0 | 0 | 0 | 0 | FN011424 | Mayfield | [13 empty] | Middleburgh
COBLESKILL | FN011920 | Cobleskill D-Line 4.8 to 13.2 kV Conversion | COBLESKILL | D_Line | Multi Value Distribution (MVD) | 9.4 | 737.3791 | 1071.5631 | 875.1403 | 505.8126 | 0 | 0 | 0 | 0 | 0 | 0 | 0 | 0 | FN011426 | Northville Station | 12.5 | 0 | 0 | 0 | 0 | 110.25 | 1466.325 | 529.2 | 1308.375 | 8688.604 | 8688.604 | 5255.204 |  | Middleville
COBLESKILL | FN011920 | Cobleskill Station 4.8 to 13.2 kV Conversion | Cobleskill | D_Station | Multi Value Distribution (MVD) | 9.4 | 1183.2639 | 766.7633 | 1246.1693 | 526.5343 | 0 | 0 | 0 | 0 | 0 | 0 | 0 | 0 | FN011427 | VAIL MILLS | [13 empty] | Clintion Station
Delmar | FN011939 | Delmar 34.5kV Reconfiguration | Delmar | D_Line | Load Relief | 7.2 | 144.6582 | 411.3883 | 369.2874 | 25.9763 | 12.4199 | 0 | 0 | 0 | 0 | 0 | 0 | 0 | FN011433 | Port Henry | 14.5 | 0 | 0 | 0 | 0 | 105 | 871.5 | 504 | 798.22 | 2900.639 | 2804.471 | 291.104 |  | North Leroy
Delmar | FN011939 | Delmar Feeders Rebuild and Convert | Delmar | D_Line | Land and Land Rights | 7.2 | 241.5712 | 1433.3685 | 2321.0927 | 2716.8456 | 1452.0936 | 189.375 | 0 | 0 | 0 | 0 | 0 | 0 | FN011436 | South Street | 7.5 | 0 | 0 | 0 | 0 | 105 | 1396.5 | 504 | 1246.072 | 8274.861 | 8274.861 | 5004.956 |  | Nassau
Delmar | FN011939 | Elsmere - Feeder Getaways | Elsmere | D_Line | Load Relief | 7.2 | 92.6318 | 492.7635 | 729.314 | 19.9399 | 0 | 0 | 0 | 0 | 0 | 0 | 0 | 0 | FN011439 | Brook Road | [13 empty] | New Cuba Station
Delmar | FN011939 | Elsmere Substation Rebuild | Elsmere | D_Station | Load Relief | 7.2 | 9873.1402 | 6407.1243 | 2741.8984 | 120 | 0 | 0 | 0 | 0 | 0 | 0 | 0 | 0 | FN011440 | Corinth | 9.5 | 0 | 0 | 0 | 0 | 121.551 | 1616.623 | 583.443 | 1442.484 | 9579.186 | 9579.186 | 5793.862 |  | NEW KRUMKILL
Raquette Lake | FN011942 | Raquette Lake Transformer Upgrade | Raquette Lake | D_Station | Multi Value Distribution (MVD) | 0.5 | 109.7544 | 179.9239 | 0 | 0 | 0 | 0 | 0 | 0 | 0 | 0 | 0 | 0 | FN011442 | New Greenwich Substation | [13 empty] | New Livingston Substation
New Cicero Substation | FN011946 | Cicero D-Line | New Cicero Substation | D_Line | Load Relief | 80 | 55.9953 | 0 | 42.9536 | 103.6457 | 2560.4735 | 8950.7709 | 2389.6524 | 3 | 0 | 0 | 0 | 0 | FN011443 | OTTEN | [13 empty] | Middleport
New Cicero Substation | FN011946 | Cicero sub Control House | New Cicero Substation | D_Station | Load Relief | 80 | 0 | 0 | 910.2089 | 920.2089 | 1319.4651 | 0 | 0 | 0 | 0 | 0 | 0 | 0 | FN011445 | Hague | [13 empty] | NEWTONVILLE
New Cicero Substation | FN011946 | Cicero Substation | New Cicero Substation | D_Station | Load Relief | 80 | 2960.5588 | 1024.193 | 1839.7107 | 2902.035 | 16834.7035 | 6477.2666 | 0 | 0 | 0 | 0 | 0 | 0 | FN011465 | SCHROON LAKE | 4.8 | 233.895 | 293.65 | 149.1875 | 0 | 0 | 0 | 0 | 0 | 0 | 0 | 0 |  | Northville Station
Gabriels Station | FN011964 | Bloomingdale/Gabriels D-Line | Gabriels Station | D_Line | Multi Value Distribution (MVD) | 4 | 0 | 0 | 0 | 184 | 735 | 735 | 734.6939 | 0 | 0 | 612.245 | 0 | 0 | FN011466 | Scofield | 29.5 | 0 | 0 | 50 | 471.64 | 0 | 0 | 0 | 0 | 0 | 0 | 0 |  | Ogdenbrook
Gabriels Station | FN011964 | Bloomingdale/Gabriels Rebuild | Gabriels Station | D_Station | Multi Value Distribution (MVD) | 4 | 0 | 0 | 0 | 191 | 766 | 766 | 765.8 | 0 | 0 | 765.8 | 574.35 | 0 | FN011476 | Gilmantown | 10 | 0 | 0 | 0 | 136.5 | 525 | 2382.608 | 2378.861 | 0 | 0 | 0 | 0 |  | Otten
Clintion Station | FN011965 | MV-Clinton Substation Rebuild, Control House | Clintion Station | D_Station | Multi Value Distribution (MVD) | 13.5 | 0 | 0 | 0 | 0 | 0 | 670.9692 | 670.9692 | 670.9692 | 0 | 0 | 0 | 0 | FN011527 | GROOMS | [13 empty] | Paloma
Clintion Station | FN011965 | MV-Clinton Substation Rebuild, DLine | Clintion Station | D_Line | Multi Value Distribution (MVD) | 13.5 | 0 | 0 | 0 | 0 | 68.4663 | 169.7963 | 271.1263 | 997.5275 | 1805.884 | 106.0477 | 0 | 0 | FN011534 | McClellan | 5.3 | 0 | 0 | 0 | 0 | 122 | 1617 | 583 | 1442 | 9579 | 9579 | 5794 |  | Partridge
Clintion Station | FN011965 | MV-Clinton Substation Rebuild, Station | Clintion Station | D_Station | Multi Value Distribution (MVD) | 13.5 | 0 | 0 | 0 | 0 | 423.6441 | 1281.9324 | 1062.1937 | 3569.3138 | 7436.921 | 251.0785 | 0 | 0 | FN011538 | Watt | [13 empty] | Peat
Clintion Station | FN011965 | MV-Clinton Substation Rebuild, Sub-T | Clintion Station | D_Line | Multi Value Distribution (MVD) | 13.5 | 0 | 0 | 0 | 0 | 7.088 | 17.0265 | 49.1928 | 147.0953 | 24.4972 | 0 | 0 | 0 | FN011539 | WEAVER ST | [13 empty] | PINEBUSH
GRANBY CENTER | FN011970 | Granby Center Expansion | GRANBY CENTER | D_Line | Multi Value Distribution (MVD) | 32.9 | 0 | 0 | 0 | 128 | 1059 | 1583 | 2834 | 3971 | 100 | 0 | 0 | 0 | FN011543 | EAST GOLAH | 5 | 0 | 0 | 0 | 0 | 0 | 0 | 0 | 425.7 | 1633.5 | 1900.8 | 0 |  | Port Henry
GRANBY CENTER | FN011970 | Third St. Retirement D-Line | Third St | D_Line | Multi Value Distribution (MVD) | 32.9 | 0 | 0 | 0 | 0 | 0 | 0 | 49.5 | 11755.26 | 10107.9 | 2577.96 | 0 | 0 | FN011544 | EAST GOLAH | 5 | 0 | 0 | 0 | 0 | 0 | 0 | 250 | 1830 | 1850 | 1020 | 0 |  | Pottersville
East Fulton | FN011971 | E. Fulton Station Retirement D-Line | East Fulton | D_Line | Multi Value Distribution (MVD) | 40 | 0 | 0 | 0 | 0 | 0 | 0 | 49.5 | 1642.41 | 6317.19 | 7346.79 | 0 | 0 | FN011545 | BATAVIA STATION | 5 | 0 | 0 | 0 | 0 | 0 | 0 | 0 | 425.7 | 1633.5 | 1900.8 | 0 |  | Raquette Lake
Liberty Street | FN011974 | Liberty Street D-Line | Liberty Street | D_Line | Load Relief | 6.25 | 614.8095 | 103.5584 | 664.7898 | 2153.5356 | 2656.2359 | 1769.8251 | 2361.5212 | 0 | 0 | 0 | 0 | 0 | FN011558 | BAKER STREET | 5 | 0 | 0 | 0 | 0 | 1890.9 | 1217.7 | 693 | 0 | 0 | 0 | 0 |  | North Chautauqua
Liberty Street | FN011974 | Liberty Street TB5 | Liberty Street | D_Station | Multi Value Distribution (MVD) | 6.25 | 2726.8176 | 407.9105 | 1494.3892 | 6423.6646 | 4314.6576 | 509 | 0 | 0 | 0 | 0 | 0 | 0 | FN011559 | BAKER STREET | 5 | 0 | 0 | 0 | 0 | 0 | 0 | 250 | 1300 | 2610 | 950 | 0 |  | RIVERSIDE
Boyntonville | FN011975 | Boyntonville Rebuild: D-Line | Boyntonville | D_Line | Multi Value Distribution (MVD) | 32.5 | 0 | 0 | 0 | 0 | 495 | 1980 | 1980 | 0 | 0 | 0 | 0 | 0 | FN011560 | North Leroy | 5 | 0 | 0 | 0 | 0 | 0 | 0 | 0 | 1500 | 4125 | 2390.9 | 1217.7 |  | Rome Substation
Boyntonville | FN011975 | Boyntonville Rebuild: Substation | Boyntonville | D_Station | Multi Value Distribution (MVD) | 32.5 | 0 | 0 | 0 | 0 | 121.551 | 1616.623 | 583.443 | 1442.484 | 9579.186 | 9579.186 | 5793.862 | 0 | FN011562 | Swann Rd | 5 | 0 | 0 | 0 | 0 | 0 | 0 | 0 | 0 | 742.5 | 1584 | 742.5 |  | Rotterdam
CURTIS GREENFIELD | FN011976 | Curtis Greenfield: D-Line | CURTIS GREENFIELD | D_Line | Multi Value Distribution (MVD) | 40 | 0 | 0 | 0 | 0 | 752.456 | 2894.063 | 3365.359 | 0 | 0 | 0 | 0 | 0 | FN011605 | Kenmore Station 22 | 2 | 0 | 0 | 0 | 0 | 0 | 10 | 40 | 1050 | 2300 | 800 | 0 |  | South Washington
CURTIS GREENFIELD | FN011976 | Curtis Greenfield: Substation | CURTIS GREENFIELD | D_Station | Multi Value Distribution (MVD) | 40 | 0 | 0 | 0 | 0 | 105 | 1397 | 504 | 1246 | 577.5 | 8275.044 | 5004.956 | 0 | FN011715 | Smith Bridge Station | 25 | 2029.1088 | 1975.6172 | 4730.4518 | 7441.2718 | 427.4948 | 0 | 0 | 0 | 0 | 0 | 0 |  | Schenevus
Valkin | FN011996 | Valkin D-Line | Valkin | D_Line | Load Relief | 57.6 | 0 | 120 | 240 | 1500 | 950 | 0 | 0 | 0 | 0 | 0 | 0 | 0 | FN011848 | Coffeen | 5 | 0 | 0 | 0 | 240 | 940 | 1090 | 0 | 0 | 0 | 0 | 0 |  | Schodack
Valkin | FN011996 | Valkin Station Rebuild | Valkin | D_Station | Load Relief | 57.6 | 0 | 390 | 950 | 3400 | 0 | 0 | 0 | 0 | 0 | 0 | 0 | 0 | FN011852 | Rome Substation | 5 | 0 | 0 | 0 | 0 | 990 | 2623.5 | 0.495 | 0 | 0 | 0 | 0 |  | SCHROON LAKE
Chestertown | FN012138 | Chestertown Station Retirement | Chestertown | D_Station | Multi Value Distribution (MVD) | 34.5 | 0 | 0 | 0 | 0 | 0 | 0 | 0 | 200 | 200 | 0 | 0 | 0 | FN011853 | Rome Substation | 5 | 0 | 0 | 0 | 0 | 390 | 2000 | 1250 | 0 | 0 | 0 | 0 |  | Scofield
Chestertown | FN012138 | Chestertown-N. Creek 2 Rebuild OH | Chestertown | D_Line | Multi Value Distribution (MVD) | 34.5 | 0 | 0 | 0 | 0 | 0 | 0 | 71.663 | 275.625 | 320.51 | 0 | 0 | 0 | FN011854 | Rome Substation | 5 | 0 | 0 | 0 | 0 | 0 | 0 | 0 | 69.3 | 267.3 | 306.9 | 0 |  | Scotia
Chestertown | FN012138 | Chestertown-N.Creek #2 Rebuild UG | Chestertown | D_Line | Multi Value Distribution (MVD) | 34.5 | 0 | 0 | 0 | 0 | 0 | 0 | 18.59 | 71.63 | 2314 | 179.79 | 0 | 0 | FN011856 | Rome Substation | 5 | 0 | 0 | 0 | 0 | 0 | 0 | 0 | 69.3 | 267.3 | 306.9 | 0 |  | SELKIRK
Chestertown | FN012138 | Chestertown-Schroon #3 Reconductor | Chestertown | D_Line | Multi Value Distribution (MVD) | 34.5 | 0 | 0 | 0 | 0 | 0 | 0 | 0 | 0 | 1728.623 | 6648.549 | 16656.002 | 0 | FN011857 | Lowville | [13 empty] | Sharon
Chestertown | FN012138 | Knapp Road D-Line | CHESTERTOWN | D_Line | Multi Value Distribution (MVD) | 34.5 | 0 | 0 | 0 | 0 | 0 | 50 | 2000 | 2000 | 2000 | 2000 | 1750 | 0 | FN011920 | COBLESKILL | 9.4 | 1920.643 | 1838.3265 | 2121.3096 | 1032.3469 | 0 | 0 | 0 | 0 | 0 | 0 | 0 |  | Shawnee Rd Station 76
Chestertown | FN012138 | Knapp Road Station | CHESTERTOWN | D_Station | Multi Value Distribution (MVD) | 34.5 | 0 | 0 | 0 | 0 | 0 | 105 | 1397 | 1750 | 8274.861 | 8275 | 5000 | 0 | FN011939 | Delmar | 7.2 | 10352.0014 | 8744.6446 | 6161.5925 | 2882.7618 | 1464.5134 | 189.375 | 0 | 0 | 0 | 0 | 0 |  | Smith Bridge Station
Chestertown | FN012138 | W'burg-Chestertown 6 Reconductor OH | Transm Net | D_Line | Multi Value Distribution (MVD) | 34.5 | 0 | 0 | 0 | 0 | 250 | 1865 | 4100 | 6000 | 2000 | 1000 | 0 | 0 | FN011942 | Raquette Lake | 0.5 | 109.7544 | 179.9239 | 0 | 0 | 0 | 0 | 0 | 0 | 0 | 0 | 0 |  | EDEN CENTER
Birch Avenue | FN012140 | Birch Ave Station Retirement | Birch Avenue | D_Station | Multi Value Distribution (MVD) | 24.6 | 0 | 0 | 0 | 0 | 0 | 0 | 110.25 | 915.075 | 529.2 | 838.131 | 5990.365 | 0 | FN011946 | New Cicero Substation | 80 | 3016.5541 | 1024.193 | 2792.8732 | 3925.8896 | 20714.6421 | 15428.0376 | 2389.6524 | 3 | 0 | 0 | 0 |  | NORTH COLLINS
Birch Avenue | FN012140 | Bolton Station Rebuild | Bolton | D_Station | Multi Value Distribution (MVD) | 24.6 | 0 | 0 | 0 | 0 | 105 | 872 | 504 | 3699 | 2804 | 291.104 | 0 | 0 | FN011964 | Gabriels Station | 4 | 0 | 0 | 0 | 375 | 1501 | 1501 | 1500.4939 | 0 | 0 | 1378.045 | 574.35 |  | South Street
Birch Avenue | FN012140 | Lake George Station | Lake George Station | D_Station | Multi Value Distribution (MVD) | 24.6 | 0 | 0 | 0 | 0 | 105 | 1397 | 504 | 3246 | 8274.861 | 6275 | 5004.956 | 0 | FN011965 | Clintion Station | 13.5 | 0 | 0 | 0 | 0 | 499.1984 | 2139.7245 | 2053.4821 | 5384.9058 | 9267.3023 | 357.1261 | 0 |  | Station 140
Birch Avenue | FN012140 | Warrensburg Rebuild | Warrensburg | D_Station | Multi Value Distribution (MVD) | 24.6 | 0 | 0 | 0 | 0 | 110 | 915 | 529 | 3884 | 2945 | 305.659 | 0 | 0 | FN011970 | GRANBY CENTER | 32.9 | 0 | 0 | 0 | 128 | 1059 | 1583 | 2883.5 | 15726.26 | 10207.9 | 2577.96 | 0 |  | Station 3012
NEW KRUMKILL | FN012315 | New Krumkill - Feeder Getaways | NEW KRUMKILL | D_Line | Load Relief | 60 | 11.5217 | 61.167 | 142.892 | 1500 | 2555 | 3725 | 50 | 0 | 0 | 0 | 0 | 0 | FN011971 | East Fulton | [13 empty] | Station 61
NEW KRUMKILL | FN012315 | New Krumkill Station | NEW KRUMKILL | D_Station | Load Relief | 60 | 2153.3806 | 850 | 1690 | 4515 | 4554.567 | 4933.3472 | 6067.6095 | 150 | 0 | 0 | 0 | 0 | FN011974 | Liberty Street | 6.25 | 3341.627 | 511.4689 | 2159.1791 | 8577.2002 | 6970.8935 | 2278.8251 | 2361.5212 | 0 | 0 | 0 | 0 |  | Summit
NEW KRUMKILL | FN012315 | New Krumkill/Ave A Line | AVENUE A | D_Line | Load Relief | 60 | 15.0422 | 845.387 | 2600 | 3100 | 4100 | 4500 | 6400 | 4200 | 600 | 50 | 0 | 0 | FN011975 | Boyntonville | 32.5 | 0 | 0 | 0 | 0 | 616.551 | 3596.623 | 2563.443 | 1442.484 | 9579.186 | 9579.186 | 5793.862 |  | Swaggertown
Whitesboro | FN012598 | Whitesboro Rebuild, D-Line | Whitesboro | D_Line | Multi Value Distribution (MVD) | 12 | 0 | 0 | 0 | 0 | 0 | 0 | 0 | 0 | 2299.77 | 8844.66 | 10285.11 | 0 | FN011976 | CURTIS GREENFIELD | 40 | 0 | 0 | 0 | 0 | 857.456 | 4291.063 | 3869.359 | 1246 | 577.5 | 8275.044 | 5004.956 |  | Swann Rd
Walesville | FN012599 | Walesville Rebuild, D-line | Walesville | D_Line | Multi Value Distribution (MVD) | 14 | 0 | 0 | 0 | 0 | 0 | 0 | 0 | 4803 | 821.7 | 3159.09 | 4754.97 | 0 | FN011978 | BALLSTON | [13 empty] | 78 FASSETT ST.
Belmont | FN012619 | Belmont upgrade, Sub | Belmont | D_Line | Load Relief | 10 | 0 | 0 | 0 | 0 | 0 | 0 | 126.72 | 1048.41 | 606.87 | 906 | 0 | 0 | FN011996 | Valkin | 57.6 | 0 | 510 | 1190 | 4900 | 950 | 0 | 0 | 0 | 0 | 0 | 0 |  | TULLER HILL
171 BURT | FN012964 | Burt 171 Ph1 D-Line Boutique | 171 BURT | D_Line | Multi Value Distribution (MVD) | 5 | 55.2644 | 568.5 | 4510.345 | 0 | 0 | 0 | 0 | 0 | 0 | 0 | 0 | 0 | FN011997 | Buckley | [13 empty] | UNIONVILLE
171 BURT | FN012964 | Burt 171 Ph2 D-Line Boutique | 171 BURT | D_Line | Multi Value Distribution (MVD) | 5 | 0 | 0 | 0 | 0 | 0 | 165.917 | 638.141 | 2543.119 | 162.598 | 0 | 0 | 0 | FN012004 | PINEBUSH | 0.65 | 0 | 0 | 0 | 0 | 0 | 0 | 0 | 0 | 328 | 1262 | 1468 |  | 214 Station
171 BURT | FN012964 | Burt 171 Ph2 Sub-T Boutique | 171 BURT | D_Station | Multi Value Distribution (MVD) | 5 | 0 | 0 | 0 | 0 | 0 | 0 | 0 | 0 | 514.524 | 0 | 0 | 0 | FN012008 | BETHLEHEM | 1 | 0 | 0 | 0 | 0 | 172 | 662 | 769 | 0 | 0 | 0 | 0 |  | Valkin
Pottersville | FN013957 | Pottersville Sub-T Regulator | Pottersville | D_Station | Multi Value Distribution (MVD) | 13 | 0 | 0 | 0 | 20 | 1150.298 | 0 | 0 | 0 | 0 | 0 | 0 | 0 | FN012041 | BATAVIA STATION | 40 | 0 | 2300 | 850 | 5100 | 7670 | 5850 | 1000 | 0 | 0 | 0 | 0 |  | Van Hoesen
Pottersville | FN013957 | Schroon Lake Getaway Rebuild | SCHROON LAKE | D_Line | Multi Value Distribution (MVD) | 13 | 0 | 0 | 0 | 0 | 220 | 630 | 1527 | 115 | 0 | 0 | 0 | 0 | FN012048 | BATAVIA STATION | 40 | 0 | 120 | 275 | 1190 | 5700 | 5750 | 500 | 0 | 0 | 0 | 0 |  | Voorheesville
Pottersville | FN013957 | W'burg-Chestertown 6 Reconductor UG | Transm Net | D_Line | Multi Value Distribution (MVD) | 13 | 0 | 0 | 0 | 0 | 0 | 26.03 | 99.75 | 3440.71 | 254.41 | 0 | 0 | 0 | FN012051 | Delameter | 40 | 0 | 1200 | 1100 | 2700 | 7600 | 6900 | 1000 | 0 | 0 | 0 | 0 |  | CHAUTAUQUA
Van Hoesen | FN013976 | Van Hoesen Greenfield: D-Line | Van Hoesen | D_Line | Load Relief | 48.2 | 0 | 0 | 0 | 0 | 500 | 3647 | 6093 | 6093 | 6093 | 6093 | 2730 | 0 | FN012052 | Delameter | 40 | 0 | 125 | 250 | 870 | 5120 | 5160 | 500 | 0 | 0 | 0 | 0 |  | Walesville
Van Hoesen | FN013976 | Van Hoesen Greenfield: Substation | Van Hoesen | D_Station | Load Relief | 48.2 | 0 | 0 | 0 | 0 | 120 | 1220 | 580 | 1047 | 5580 | 5580 | 3000 | 0 | FN012055 | East Molloy | 25 | 0 | 2300 | 850 | 5100 | 7100 | 5850 | 1000 | 0 | 0 | 0 | 0 |  | Warrensburg
Everett | FN014033 | Genesee Station Retirement | Genesee | D_Line | Load Relief | 15 | 0 | 0 | 0 | 0 | 323.341 | 0 | 0 | 0 | 0 | 0 | 0 | 0 | FN012057 | East Molloy | 22 | 0 | 120 | 220 | 1580 | 7150 | 3040 | 500 | 0 | 0 | 0 | 0 |  | Watt
Everett | FN014033 | RR-Menands 10157-Getaway Replacemen | Menands | D_Line | Load Relief | 15 | 761.7749 | 0 | 0 | 0 | 0 | 0 | 0 | 0 | 1515.2231 | 0 | 0 | 0 | FN012061 | Bridgeport | 25 | 0 | 2300 | 850 | 5100 | 8500 | 5300 | 1000 | 0 | 0 | 0 | 0 |  | WEAVER ST
New 3rd Ave Substation | FN014043 | Rensselaer Area Study: D-Line | GREENBUSH | D_Line | Multi Value Distribution (MVD) | 40 | 0 | 80 | 240 | 680 | 690 | 5301.7736 | 8660.1833 | 4912.0932 | 0 | 0 | 0 | 0 | FN012062 | Bridgeport | 22 | 0 | 120 | 220 | 1070 | 7450 | 1990 | 500 | 0 | 0 | 0 | 0 |  | Wells
ALTAMONT | FN014243 | Altamont TB2 Replacement | ALTAMONT | D_Station | Multi Value Distribution (MVD) | 26.5 | 0 | 0 | 0 | 0 | 100 | 3900 | 4439.04 | 0 | 0 | 0 | 0 | 0 | FN012130 | Otten | [13 empty] | Whitesboro
Burdeck | FN014248 | Sunny Side - Substation | Rotterdam | D_Station | Electric Vehicles (EV) | 19.9 | 0 | 0 | 0 | 55.818 | 741.029 | 267.54 | 661.152 | 4389.875 | 4389.875 | 2655.193 | 0 | 0 | FN012138 | Chestertown | [13 empty] | WOLF RD.
Beech | FN014323 | Beech Ave Substation Retirement | Beech | D_Station | Multi Value Distribution (MVD) | 40 | 0 | 0 | 0 | 0 | 4 | 12 | 52 | 60 | 250 | 0 | 0 | 0 | FN012140 | Birch Avenue | 24.6 | 0 | 0 | 0 | 0 | 320 | 3184 | 1647.25 | 11744.075 | 14553.061 | 7709.894 | 10995.321
Beech | FN014323 | Eleventh St Substation Retirement | Eleventh St Station 82 | D_Station | Multi Value Distribution (MVD) | 40 | 0 | 0 | 0 | 0 | 4 | 12 | 52 | 60 | 250 | 0 | 0 | 0 | FN012193 | Delameter | 2 | 0 | 6137 | 333 | 333 | 0 | 0 | 0 | 0 | 0 | 0 | 0 | D_Line
Beech | FN014323 | New College Ave Substation | New College Ave Station | D_Station | Multi Value Distribution (MVD) | 40 | 0 | 0 | 180 | 360 | 720 | 6137 | 8540 | 8532 | 4820 | 0 | 0 | 0 | FN012315 | NEW KRUMKILL | 60 | 2179.9446 | 1756.554 | 4432.892 | 9115 | 11209.567 | 13158.3472 | 12517.6095 | 4350 | 600 | 50 | 0 |  | HAGUE
Beech | FN014323 | Northern Niagara Falls D-line | New College Ave Station | D_Line | Multi Value Distribution (MVD) | 40 | 0 | 0 | 180 | 360 | 720 | 2562 | 3946 | 3946 | 2535 | 0 | 0 | 0 | FN012598 | Whitesboro | [13 empty] | GREENBUSH
Beech | FN014323 | Rebuild Lockport Rd Substation | Lockport Rd | D_Station | Multi Value Distribution (MVD) | 40 | 0 | 0 | 900 | 1080 | 720 | 1530 | 1184 | 944 | 606 | 0 | 0 | 0 | FN012599 | Walesville | [13 empty] | Sawyer Ave
Cleveland | FN014417 | Cleveland D-Line | Cleveland | D_Line | Load Relief | 7 | 0 | 0 | 433 | 3645 | 4654 | 1425 | 429 | 0 | 0 | 0 | 0 | 0 | FN012610 | Bridgeport | 15 | 0 | 0 | 0 | 0 | 0 | 0 | 126.72 | 1048.41 | 606.8696 | 960.3 | 0 |  | BRUNSWICK
Cleveland | FN014417 | Constantia D-Line Sub | Constantia | D_Line | Load Relief | 7 | 0 | 80 | 280 | 720 | 1000 | 960 | 20 | 0 | 0 | 0 | 0 | 0 | FN012612 | Butternut | [13 empty] | STARR RD.
Cleveland | FN014417 | West Cleveland D-line | West Cleveland | D_Line | Load Relief | 7 | 0 | 80 | 280 | 720 | 720 | 520 | 20 | 0 | 0 | 0 | 0 | 0 | FN012618 | Peat | [13 empty] | New 3rd Ave Substation
Cleveland | FN014417 | West Monroe D-line | West Monroe | D_Line | Load Relief | 7 | 0 | 80 | 280 | 720 | 720 | 530 | 20 | 0 | 0 | 0 | 0 | 0 | FN012619 | Belmont | 10 | 0 | 0 | 0 | 0 | 0 | 0 | 126.72 | 1048.41 | 606.87 | 906 | 0 |  | THOUSAND ISLANDS
HAGUE | Individual Project | *Hague Rd 52 - Convert Delta Route 22 | HAGUE | D_Line | Load Relief | 1.5 | 110.4596 | 750.96 | 2167.15 | 0 | 0 | 0 | 0 | 0 | 0 | 0 | 0 | 0 | FN012721 | North Chautauqua | [13 empty] | ALTAMONT
GREENBUSH | Individual Project | 07856 Phillips Rd Conversion | GREENBUSH | D_Line | Multi Value Distribution (MVD) | 2.2 | 121.2358 | 0 | 700 | 0 | 0 | 0 | 0 | 0 | 0 | 0 | 0 | 0 | FN012817 | 61 STATION 61 | [13 empty] | Avenue A
BRUNSWICK | Individual Project | 26453 South Rd. Conversion | BRUNSWICK | D_Line | Load Relief | 2.2 | 41 | 0 | 270.54 | 0 | 0 | 0 | 0 | 0 | 0 | 0 | 0 | 0 | FN012826 | 78 FASSETT ST. | [13 empty] | BAKER STREET
STARR RD. | Individual Project | 33452 NY-43 Conversion | STARR RD. | D_Line | Load Relief | 2.6 | 132.588 | 0 | 1071 | 0 | 0 | 0 | 0 | 0 | 0 | 0 | 0 | 0 | FN012851 | 54 MAIN | [13 empty] | BALLSTON
THOUSAND ISLANDS | Individual Project | 81452 Westminster Park Rd - Rebuild | THOUSAND ISLANDS | D_Line | Load Relief | 0.33 | 44.7541 | 305.5847 | 0 | 0 | 0 | 0 | 0 | 0 | 0 | 0 | 0 | 0 | FN012851A | Buffalo Station 54 | [13 empty] | Beech
BAKER STREET | Individual Project | BakerSt 56 Delta Conversion Phase 1 | BAKER STREET | D_Line | Load Relief | 5 | 0 | 0 | 0 | 0 | 1890.9 | 1217.7 | 693 | 0 | 0 | 0 | 0 | 0 | FN012928 | Middleville | 5.2 | 0 | 0 | 0 | 0 | 0 | 1292.243 | 3952.106 | 5946.123 | 2596.492 | 1018.059 | 0 |  | Belmont
BAKER STREET | Individual Project | BakerSt 56 Delta Conversion Phase 2 | BAKER STREET | D_Line | Load Relief | 5 | 0 | 0 | 0 | 0 | 0 | 0 | 250 | 1300 | 2610 | 950 | 0 | 0 | FN012943 | Paloma | [13 empty] | BETHLEHEM
BETHLEHEM | Individual Project | Bethlehem 02158 Conversion | BETHLEHEM | D_Line | Load Relief | 0.5 | 114.0648 | 397.72 | 0 | 0 | 0 | 0 | 0 | 0 | 0 | 0 | 0 | 0 | FN012945 | Paloma | [13 empty] | Birch Avenue
BETHLEHEM | Individual Project | Bethlehem 55 Delta Conversion | BETHLEHEM | D_Line | Multi Value Distribution (MVD) | 1 | 0 | 0 | 0 | 0 | 172 | 662 | 769 | 0 | 0 | 0 | 0 | 0 | FN012964 | 171 BURT | [13 empty] | Gabriels Station
Bridgeport | Individual Project | Bridgeport add second bank | Bridgeport | D_Station | Multi Value Distribution (MVD) | 15 | 0 | 0 | 0 | 0 | 0 | 128 | 1059 | 1520 | 3526 | 3409 | 354 | 0 | FN013397 | Geneseo | [13 empty] | Boyntonville
Bridgeport | Individual Project | Bridgeport Upgrade, Sub | Bridgeport | D_Line | Load Relief | 15 | 0 | 0 | 0 | 0 | 0 | 0 | 126.72 | 1048.41 | 606.8696 | 960.3 | 0 | 0 | FN013411 | Livonia | [13 empty] | Bridgeport
Brunswick | Individual Project | Brunswick Rebuild: Substation | Brunswick | D_Station | Multi Value Distribution (MVD) | 12.5 | 0 | 0 | 0 | 0 | 0 | 0 | 120.78 | 1428.059 | 6483.394 | 9483.21 | 8793.862 | 0 | FN013414 | 37 HUDSON AVE | [13 empty] | Brook Road
Burgoyne | Individual Project | Burgoyne 52- 336 TS Conductor Pilot | Burgoyne | D_Line | Load Relief | 8.8 | 41.7002 | 15 | 616 | 0 | 0 | 0 | 0 | 0 | 0 | 0 | 0 | 0 | FN013415 | Geneseo | [13 empty] | Buckley
Burgoyne | Individual Project | Burgoyne Station Rebuild | Burgoyne | D_Station | Multi Value Distribution (MVD) | 17.6 | 0 | 0 | 0 | 0 | 110.25 | 1466.325 | 529.2 | 1479.263 | 10739.254 | 10739.254 | 6495.517 | 0 | FN013424A | South Washington | 5 | 0 | 0 | 0 | 0 | 0 | 0 | 0 | 396 | 1523 | 6066 | 387 |  | Buffalo Station 63
Butler | Individual Project | Butler Transformer Upgrade 40MVA | Butler | D_Station | Multi Value Distribution (MVD) | 17.6 | 0 | 0 | 0 | 0 | 110.25 | 1466.325 | 529.2 | 1308.375 | 8688.604 | 8688.604 | 5255.204 | 0 | FN013818 | 64 STATION 64 | 4.5726 | 212.8138 | 0 | 0 | 0 | 0 | 798 | 0 | 0 | 0 | 0 | 0 |  | 54 MAIN
Coffeen | Individual Project | Coffeen 56 Delta Conversion | Coffeen | D_Line | Load Relief | 5 | 0 | 0 | 0 | 240 | 940 | 1090 | 0 | 0 | 0 | 0 | 0 | 0 | FN013868 | Shawnee Rd Station 76 | 17.6 | 0 | 159.816 | 877.4871 | 1813.8322 | 3068.4891 | 3355.1104 | 0 | 0 | 0 | 0 | 0 |  | Buffalo Station 54
RUSSELL RD | Individual Project | Commerce D Line | RUSSELL RD | D_Line | Load Relief | 1 | 192.3385 | 190.7192 | 190.7192 | 143.7917 | 3338.6908 | 493.8207 | 85.389 | 0 | 0 | 0 | 0 | 0 | FN013957 | Pottersville | [13 empty] | 61 STATION 61
Commerce | Individual Project | Commerce Station | Commerce | D_Station | Load Relief | 4.4 | 519.3388 | 210.8092 | 803.2354 | 913.9548 | 334.696 | 7189.8462 | 493.6482 | 0 | 0 | 0 | 0 | 0 | FN013976 | Van Hoesen | 48.2 | 0 | 0 | 0 | 0 | 620 | 4867 | 6673 | 7140 | 11673 | 11673 | 5730 |  | Buffalo Station 122
Corinth | Individual Project | Corinth Rebuild | Corinth | D_Station | Multi Value Distribution (MVD) | 9.5 | 0 | 0 | 0 | 0 | 121.551 | 1616.623 | 583.443 | 1442.484 | 9579.186 | 9579.186 | 5793.862 | 0 | FN014033 | Everett | [13 empty] | Buffalo Station 25
Vail Mills | Individual Project | County Hwy 138 OL Ratio Broadalbin | Vail Mills | D_Line | Multi Value Distribution (MVD) | 2.5 | 13.8084 | 0 | 191.75 | 0 | 0 | 0 | 0 | 0 | 0 | 0 | 0 | 0 | FN014043 | New 3rd Ave Substation | [13 empty] | 30 SPILLMAN
Delanson | Individual Project | Delanson 51_3P Conv_E Esp. Braman | Delanson | D_Line | Load Relief | 1.241 | 23.4828 | 164.3 | 0 | 0 | 0 | 0 | 0 | 0 | 0 | 0 | 0 | 0 | FN014119 | Indian Lake | [13 empty] | 31 STATION
Delanson | Individual Project | Delanson 51_3P Conv_W Bramans Cor | Delanson | D_Line | Load Relief | 1.241 | 38.409 | 206.5 | 0 | 0 | 0 | 0 | 0 | 0 | 0 | 0 | 0 | 0 | FN014168 | RUSSELL RD | 2 | 0 | 235.8 | 0 | 0 | 0 | 0 | 0 | 0 | 0 | 0 | 0 |  | 32 BAILEY
Dorwin | Individual Project | Dorwin D-lines | Dorwin | D_Line | Multi Value Distribution (MVD) | 2 | 0 | 0 | 410 | 1575 | 6277 | 401 | 0 | 0 | 0 | 0 | 0 | 0 | FN014222 | Burgoyne | 8.8 | 41.7002 | 15 | 616 | 0 | 0 | 0 | 0 | 0 | 0 | 0 | 0 |  | 34 BEST ST.
BATAVIA STATION | Individual Project | East Batavia 55 Delta Conversion | BATAVIA STATION | D_Line | Load Relief | 5 | 0 | 0 | 0 | 0 | 0 | 0 | 0 | 425.7 | 1633.5 | 1900.8 | 0 | 0 | FN014243 | ALTAMONT | 26.5 | 0 | 0 | 0 | 0 | 100 | 3900 | 4439.04 | 0 | 0 | 0 | 0 |  | 35 WALDEN
EAST GOLAH | Individual Project | East Golah 52 Delta Conversion | EAST GOLAH | D_Line | Load Relief | 5 | 0 | 0 | 0 | 0 | 0 | 0 | 250 | 1830 | 1850 | 1020 | 0 | 0 | FN014248 | Burdeck | [13 empty] | 38 SPRING
EAST GOLAH | Individual Project | East Golah 55 Delta Conversion | EAST GOLAH | D_Line | Load Relief | 5 | 0 | 0 | 0 | 0 | 0 | 0 | 0 | 425.7 | 1633.5 | 1900.8 | 0 | 0 | FN014323 | Beech | 40 | 0 | 0 | 1260 | 1800 | 2168 | 10253 | 13774 | 13542 | 8461 | 0 | 0 |  | 41 STATION 41
East Pulaski | Individual Project | East Pulaski Transformer Upgrade | East Pulaski | D_Station | Load Relief | 15.6 | 5.5567 | 69.9996 | 179.9998 | 479.9995 | 2320 | 7250 | 360 | 0 | 0 | 0 | 0 | 0 | FN014417 | Cleveland | 7 | 0 | 240 | 1273 | 5805 | 7094 | 3435 | 489 | 0 | 0 | 0 | 0 |  | Buffalo Station 45
Sawyer Ave | Individual Project | Elmwood 23kV Cable Group | Sawyer Ave | D_Line | Load Relief | 20 | 0 | 0 | 0 | 0 | 0 | 100 | 500 | 5000 | 2000 | 100 | 0 | 0 | FN014455 | FRENCH MOUNTAIN | 5 | 0 | 0 | 350 | 0 | 0 | 0 | 0 | 0 | 0 | 0 | 0 |  | 51 ELK ST
Delameter | Individual Project | EV RS - Angola -D-line | Delameter | D_Line | Load Relief | 40 | 0 | 125 | 250 | 870 | 5120 | 5160 | 500 | 0 | 0 | 0 | 0 | 0 | [15 empty] | 68 ELMWOOD
Delameter | Individual Project | EV RS - Angola -Sub | Delameter | D_Station | Load Relief | 40 | 0 | 1200 | 1100 | 2700 | 7600 | 6900 | 1000 | 0 | 0 | 0 | 0 | 0 | [15 empty] | New Buffalo Station 97
Bridgeport | Individual Project | EV RS - Chittenango-D-line | Bridgeport | D_Line | Load Relief | 22 | 0 | 120 | 220 | 1070 | 7450 | 1990 | 500 | 0 | 0 | 0 | 0 | 0 | [15 empty] | Burdeck
Bridgeport | Individual Project | EV RS - Chittenango-Sub | Bridgeport | D_Station | Load Relief | 25 | 0 | 2300 | 850 | 5100 | 8500 | 5300 | 1000 | 0 | 0 | 0 | 0 | 0 | [15 empty] | Burgoyne
East Molloy | Individual Project | EV RS - Dewitt-D-line | East Molloy | D_Line | Load Relief | 22 | 0 | 120 | 220 | 1580 | 7150 | 3040 | 500 | 0 | 0 | 0 | 0 | 0 | [15 empty] | 171 BURT
East Molloy | Individual Project | EV RS - Dewitt-Sub | East Molloy | D_Station | Load Relief | 25 | 0 | 2300 | 850 | 5100 | 7100 | 5850 | 1000 | 0 | 0 | 0 | 0 | 0 | [15 empty] | Butler
BATAVIA STATION | Individual Project | EV RS - Pembroke (Flying J)-D-line | BATAVIA STATION | D_Line | Load Relief | 40 | 0 | 120 | 275 | 1190 | 5700 | 5750 | 500 | 0 | 0 | 0 | 0 | 0 | [15 empty] | Butternut
BATAVIA STATION | Individual Project | EV RS - Pembroke (Flying J)-Sub | BATAVIA STATION | D_Station | Load Relief | 40 | 0 | 2300 | 850 | 5100 | 7670 | 5850 | 1000 | 0 | 0 | 0 | 0 | 0 | [15 empty] | Cedar
64 STATION 64 | Individual Project | F6458 Reconductor 4/0 Aerial Cable | 64 STATION 64 | D_Line | Load Relief | 4.5726 | 212.8138 | 0 | 0 | 0 | 0 | 798 | 0 | 0 | 0 | 0 | 0 | 0 | [15 empty] | Chestertown
FIREHOUSE | Individual Project | Firehouse 44951 | FIREHOUSE | D_Line | Load Relief | 10 | 158.7416 | 0 | 0 | 24 | 1900 | 0 | 0 | 0 | 0 | 0 | 0 | 0 | [15 empty] | New Cicero Substation
Florida | Individual Project | Florida 52 - Route 30 Ratio Relief | Florida | D_Line | Load Relief | 2 | 0 | 0 | 15 | 338.4615 | 0 | 0 | 0 | 0 | 0 | 0 | 0 | 0 | [15 empty] | Cleveland
FRENCH MOUNTAIN | Individual Project | French Mountain TB#1 Repl D-Line | FRENCH MOUNTAIN | D_Line | Multi Value Distribution (MVD) | 5 | 0 | 0 | 350 | 0 | 0 | 0 | 0 | 0 | 0 | 0 | 0 | 0 | [15 empty] | COBLESKILL
Gilbert Mills | Individual Project | Gilbert Mills Xfmr Upgrade-Xfmr | Gilbert Mills | D_Station | Load Relief | 15 | 905.8209 | 238.0123 | 661.8037 | 774.3607 | 5342.7645 | 5745.6472 | 0 | 0 | 0 | 0 | 0 | 0 | [15 empty] | Coffeen
Gilmantown | Individual Project | Gilmantown Station Rebuild | Gilmantown | D_Station | Multi Value Distribution (MVD) | 10 | 0 | 0 | 0 | 136.5 | 525 | 2382.608 | 2378.861 | 0 | 0 | 0 | 0 | 0 | [15 empty] | RUSSELL RD
GLOVERSVILLE | Individual Project | Gloversville Station Rebuild | GLOVERSVILLE | D_Station | Multi Value Distribution (MVD) | 15 | 0 | 0 | 0 | 0 | 105 | 1396.5 | 504 | 4408.822 | 11227.861 | 11227.861 | 1186.206 | 0 | [15 empty] | Commerce
Grand Island | Individual Project | Grand Island Station Build | Grand Island | D_Station | Multi Value Distribution (MVD) | 15 | 3862.6606 | 1060.0964 | 0 | 0 | 0 | 0 | 288.5923 | 3519.613 | 1893.6633 | 0 | 0 | 0 | [15 empty] | Corinth
GREENBUSH | Individual Project | Greenbush 07857 | GREENBUSH | D_Line | Multi Value Distribution (MVD) | 12.5 | 0 | 15 | 0 | 2169.9281 | 0 | 0 | 0 | 0 | 0 | 0 | 0 | 0 | [15 empty] | Vail Mills
HAGUE | Individual Project | Hague Rd 53 - Alexandria Ave | HAGUE | D_Line | Load Relief | 4 | 191.959 | 733.9651 | 806.88 | 0 | 0 | 0 | 0 | 0 | 0 | 0 | 0 | 0 | [15 empty] | CURTIS GREENFIELD
Inman | Individual Project | Inman Upgrade D-Line work | Inman | D_Line | Multi Value Distribution (MVD) | 14 | 0 | 0 | 0 | 0 | 0 | 1660 | 6381 | 9605 | 0 | 0 | 0 | 0 | [15 empty] | Delanson
68 ELMWOOD | Individual Project | Install New UG Feeder 16071 | 68 ELMWOOD | D_Line | Load Relief | 2.2 | 77.7576 | 0 | 0 | 0 | 0 | 706.0933 | 0 | 0 | 0 | 0 | 0 | 0 | [15 empty] | Delmar
Kenmore Station 22 | Individual Project | Kenmore Station 22 Energy Storage | Kenmore Station 22 | D_Station | Load Relief | 2 | 0 | 0 | 0 | 0 | 0 | 10 | 40 | 1050 | 2300 | 800 | 0 | 0 | [15 empty] | Dorwin
LYNDONVILLE | Individual Project | Lyndonville Tr Replace | LYNDONVILLE | D_Station | Load Relief | 5 | 0 | 0 | 0 | 0 | 0 | 0 | 34.6596 | 346.5 | 1039.5 | 1386 | 495 | 0 | [15 empty] | East Fulton
Middleburgh | Individual Project | Middleburg Rebuild | Middleburgh | D_Station | Multi Value Distribution (MVD) | 19.4 | 0 | 0 | 0 | 0 | 100 | 1330 | 480 | 1187 | 7881 | 7881 | 4767 | 0 | [15 empty] | BATAVIA STATION
Middleville | Individual Project | Middleville Boutique, D-line | Middleville | D_Line | Multi Value Distribution (MVD) | 5.2 | 0 | 0 | 0 | 0 | 0 | 1292.243 | 3952.106 | 5946.123 | 2596.492 | 1018.059 | 0 | 0 | [15 empty] | EAST GOLAH
Delameter | Individual Project | Mobile Storage at Angola | Delameter | D_Line | Load Relief | 2 | 0 | 6137 | 333 | 333 | 0 | 0 | 0 | 0 | 0 | 0 | 0 | 0 | [15 empty] | East Pulaski
Nassau | Individual Project | Nassau Rebuild: Substation | Nassau | D_Station | Multi Value Distribution (MVD) | 13 | 0 | 0 | 0 | 0 | 0 | 109.1475 | 1295.291 | 8601.718 | 8601.718 | 5255.204 | 1975.57 | 0 | [15 empty] | East Schodack
Middleport | Individual Project | New Middleport 13.2kV | Middleport | D_Station | Load Relief | 7 | 0 | 0 | 0 | 0 | 30 | 644 | 2540 | 4950 | 3465 | 248 | 0 | 0 | [15 empty] | Delameter
Northville Station | Individual Project | Northville Station Rebuild | Northville Station | D_Station | Multi Value Distribution (MVD) | 12.5 | 0 | 0 | 0 | 0 | 110.25 | 1466.325 | 529.2 | 1308.375 | 8688.604 | 8688.604 | 5255.204 | 0 | [15 empty] | East Molloy
Partridge | Individual Project | Partridge Station Rebuild | Partridge | D_Station | Multi Value Distribution (MVD) | 15 | 0 | 0 | 0 | 0 | 110.25 | 1466.325 | 529.2 | 1308.375 | 8688.604 | 8688.604 | 5255.204 | 0 | [15 empty] | Everett
PINEBUSH | Individual Project | Pinebush 53 Delta Conversion | PINEBUSH | D_Line | Multi Value Distribution (MVD) | 0.65 | 0 | 0 | 0 | 0 | 0 | 0 | 0 | 0 | 328 | 1262 | 1468 | 0 | [15 empty] | 64 STATION 64
Port Henry | Individual Project | Port Henry 51 - Convert Port Henry | Port Henry | D_Line | Load Relief | 2.5 | 53.3054 | 0 | 686 | 0 | 0 | 0 | 0 | 0 | 0 | 0 | 0 | 0 | [15 empty] | Fayette St
Port Henry | Individual Project | Port Henry Rebuild | Port Henry | D_Station | Multi Value Distribution (MVD) | 14.5 | 0 | 0 | 0 | 0 | 105 | 871.5 | 504 | 798.22 | 2900.639 | 2804.471 | 291.104 | 0 | [15 empty] | FIREHOUSE
RIVERSIDE | Individual Project | Riverside 28855 Conduit Replacement | RIVERSIDE | D_Line | Multi Value Distribution (MVD) | 5 | 517.5602 | 0 | 0 | 0 | 15 | 15 | 5635 | 3600.4101 | 3000.46 | 0 | 0 | 0 | [15 empty] | Florida
Rome Substation | Individual Project | Rome 52 Delta Conversion | Rome Substation | D_Line | Load Relief | 5 | 0 | 0 | 0 | 0 | 0 | 0 | 0 | 69.3 | 267.3 | 306.9 | 0 | 0 | [15 empty] | FRENCH MOUNTAIN
Rome Substation | Individual Project | Rome 55 Delta Conversion Phase 1 | Rome Substation | D_Line | Load Relief | 5 | 0 | 0 | 0 | 0 | 990 | 2623.5 | 0.495 | 0 | 0 | 0 | 0 | 0 | [15 empty] | Geneseo
Rome Substation | Individual Project | Rome 55 Delta Conversion Phase 2 | Rome Substation | D_Line | Load Relief | 5 | 0 | 0 | 0 | 0 | 390 | 2000 | 1250 | 0 | 0 | 0 | 0 | 0 | [15 empty] | Gilbert Mills
Rome Substation | Individual Project | Rome 56 Delta Conversion | Rome Substation | D_Line | Load Relief | 5 | 0 | 0 | 0 | 0 | 0 | 0 | 0 | 69.3 | 267.3 | 306.9 | 0 | 0 | [15 empty] | Gilmantown
Rotterdam | Individual Project | Rotterdam #34 #36 34.5kV Cable Repl | Rotterdam | D_Line | Multi Value Distribution (MVD) | 13 | 2979.8176 | 1238 | 510 | 0 | 0 | 0 | 0 | 0 | 0 | 0 | 0 | 0 | [15 empty] | GLOVERSVILLE
RUSSELL RD | Individual Project | Russell Road 22851 Conversion | RUSSELL RD | D_Line | Load Relief | 2 | 0 | 235.8 | 0 | 0 | 0 | 0 | 0 | 0 | 0 | 0 | 0 | 0 | [15 empty] | GRANBY CENTER
South Washington | Individual Project | S Washington Boutique D-line | South Washington | D_Line | Multi Value Distribution (MVD) | 5 | 0 | 0 | 0 | 0 | 0 | 0 | 0 | 396 | 1523 | 6066 | 387 | 0 | [15 empty] | Grand Island
Schenevus | Individual Project | Schenevus Rebuild | Schenevus | D_Station | Multi Value Distribution (MVD) | 3 | 0 | 0 | 0 | 0 | 84 | 1506 | 828 | 82 | 0 | 0 | 0 | 0 | [15 empty] | New Greenwich Substation
SCHROON LAKE | Individual Project | Schroon 51 US-9 Mainline Relocation | SCHROON LAKE | D_Line | Multi Value Distribution (MVD) | 4.8 | 233.895 | 293.65 | 149.1875 | 0 | 0 | 0 | 0 | 0 | 0 | 0 | 0 | 0 | [15 empty] | GROOMS
Scofield | Individual Project | Scofield 3rd Breaker Installation | Scofield | D_Station | Multi Value Distribution (MVD) | 29.5 | 0 | 0 | 50 | 471.64 | 0 | 0 | 0 | 0 | 0 | 0 | 0 | 0 | [15 empty] | Hemstreet
Scotia | Individual Project | Scotia Substation Retirement | Scotia | D_Station | Multi Value Distribution (MVD) | 9.1 | 2.1872 | 0 | 10.1475 | 0 | 0 | 0 | 0 | 15.25 | 188.1304 | 225.0181 | 9.1667 | 0 | [15 empty] | Indian Lake
SELKIRK | Individual Project | Selkirk 14952 Overloaded ratio | SELKIRK | D_Line | Load Relief | 2.5 | 72.8061 | 437.76 | 0 | 0 | 0 | 0 | 0 | 0 | 0 | 0 | 0 | 0 | [15 empty] | Inman
Sharon | Individual Project | Sharon 51 - Route 20 Ratio Relief - 4.8kV Conversion | Sharon | D_Line | Load Relief | 2.061 | 7.4306 | 0 | 0 | 0 | 1390.6099 | 0 | 0 | 0 | 0 | 0 | 0 | 0 | [15 empty] | Karner
Sharon | Individual Project | Sharon 52 - Route 20 Ratio Relief | Sharon | D_Line | Load Relief | 1.966 | 113.3107 | 0 | 56 | 756 | 0 | 0 | 0 | 0 | 0 | 0 | 0 | 0 | [15 empty] | Kenmore Station 22
Shawnee Rd Station 76 | Individual Project | Shawnee Rd Station 76- TRF1 AC | Shawnee Rd Station 76 | D_Station | Asset Replacement | 17.6 | 0 | 159.816 | 877.4871 | 1813.8322 | 3068.4891 | 3355.1104 | 0 | 0 | 0 | 0 | 0 | 0 | [15 empty] | Lakeville
NORTH COLLINS | Individual Project | South Mall #38 Cable Replacement | NORTH COLLINS | D_Line | Multi Value Distribution (MVD) | 5.6 | 5713.743 | 665 | 0 | 0 | 0 | 0 | 0 | 0 | 0 | 0 | 0 | 0 | [15 empty] | LASHER
South Street | Individual Project | South Street Rebuild | South Street | D_Station | Multi Value Distribution (MVD) | 7.5 | 0 | 0 | 0 | 0 | 105 | 1396.5 | 504 | 1246.072 | 8274.861 | 8274.861 | 5004.956 | 0 | [15 empty] | Latham
Summit | Individual Project | Summit Rebuild | Summit | D_Station | Multi Value Distribution (MVD) | 2.38 | 0 | 0 | 0 | 0 | 95 | 1258 | 366 | 1096 | 7390 | 7390 | 4795 | 0 | [15 empty] | Liberty Street
Swann Rd | Individual Project | Swann Rd 51 Delta Conversion | Swann Rd | D_Line | Load Relief | 5 | 0 | 0 | 0 | 0 | 0 | 0 | 0 | 0 | 742.5 | 1584 | 742.5 | 0 | [15 empty] | Livonia
UNIONVILLE | Individual Project | Unionville D-Line Work | UNIONVILLE | D_Line | Multi Value Distribution (MVD) | 2 | 0 | 0 | 135 | 487 | 520 | 500 | 7420 | 621 | 487 | 0 | 0 | 0 | [15 empty] | 37 HUDSON AVE
VAIL MILLS | Individual Project | Vail Mills 51 - Cnty Hwy 107 Part 3 | VAIL MILLS | D_Line | Load Relief | 4 | 1603.3198 | 495.8 | 0 | 0 | 0 | 0 | 0 | 0 | 0 | 0 | 0 | 0 | [15 empty] | Lowville
VAIL MILLS | Individual Project | Vail Mills 52 - Centerline Rd Ratio | VAIL MILLS | D_Line | Load Relief | 16 | 0 | 0 | 25 | 250 | 0 | 0 | 0 | 0 | 0 | 0 | 0 | 0 | [15 empty] | LYNDONVILLE
Voorheesville | Individual Project | Voorheesville Station Rebuild | Voorheesville | D_Station | Multi Value Distribution (MVD) | 15 | 0 | 0 | 0 | 0 | 110.25 | 1466.325 | 529.2 | 1479.263 | 10739.254 | 10739.254 | 6495.517 | 0 | [15 empty] | Mayfield
CHAUTAUQUA | Individual Project | W Chautauqua 34.5/4.8kV Mini Sub | CHAUTAUQUA | D_Line | Load Relief | 4 | 0 | 0 | 50 | 525 | 0 | 0 | 0 | 0 | 0 | 0 | 0 | 0 | [15 empty] | McClellan
Warrensburg | Individual Project | Warrensburg 52 - Glen Athol Road | Warrensburg | D_Line | Load Relief | 0.5 | 0 | 15 | 1184.456 | 0 | 0 | 0 | 0 | 0 | 0 | 0 | 0 | 0 | [15 empty] | Mexico
Wells | Individual Project | Wells Station Rebuild | Wells | D_Station | Multi Value Distribution (MVD) | 3.44 | 0 | 0 | 0 | 0 | 105 | 1396.5 | 504 | 1246.072 | 8274.861 | 8274.861 | 5004.956 | 0 | [15 empty] | Middleburgh
WOLF RD. | Individual Project | Wolf Road Getaway Replacement | WOLF RD. | D_Line | Multi Value Distribution (MVD) | 3 | 0 | 0 | 0 | 136.5 | 525 | 4100 | 1754.645 | 0 | 0 | 0 | 0 | 0 | [15 empty] | Middleville
Clintion Station
North Leroy
Nassau
New Cuba Station
Transmission only Projects | [33 empty] | NEW KRUMKILL
New Livingston Substation
Transmission Project | FN008276 | Coffeen - Asset Replace CH | Transm Net | T_Station | Substation Capital - Trans | 1650 | 1781.829 | 3596.76 | 4818.1361 | 25 | 26.4477 | 0 | 0 | 0 | 0 | 0 | 0 | 0 | [15 empty] | Middleport
Transmission Project | FN008276 | Coffeen - Asset Rplc T-line | Transm Net | T_Line | Asset Replacement | 1650 | 1305.0348 | 3256.4367 | 8577.277 | 629.4558 | 25 | 0 | 0 | 0 | 0 | 0 | 0 | 0 | [15 empty] | NEWTONVILLE
Transmission Project | FN008276 | Coffeen St. Substation | Transm Net | T_Station | Substation Capital - Trans | 1650 | 31088.2476 | 24584.335 | 19142.543 | 6501.9028 | 105.7909 | 0 | 0 | 0 | 0 | 0 | 0 | 0 | [15 empty] | Northville Station
Transmission Project | FN008276 | Gulf Road Assc Tline work (Boonville Greenfield) | Transm Net | T_Line | Transmission Line - Capital | 1650 | 981.3672 | 215.2119 | 2486.2249 | 4192.1436 | 2367.403 | 21.1582 | 0 | 0 | 0 | 0 | 0 | 0 | [15 empty] | Ogdenbrook
Transmission Project | FN008276 | Gulf Road Control House (Boonville Greenfield) | Transm Net | T_Station | Substation Capital - Trans | 1650 | 0.4096 | 2112.9275 | 4225.8551 | 704.309 | 0 | 0 | 0 | 0 | 0 | 0 | 0 | 0 | [15 empty] | Otten
Transmission Project | FN008276 | Gulf Road Sub Remote End - Porter | Transm Net | T_Station | Transmission Project NA | 1650 | 32.798 | 19.88 | 238.1996 | 19.82 | 19.8202 | 0 | 0 | 0 | 0 | 0 | 0 | 0 | [15 empty] | Paloma
Transmission Project | FN008276 | Gulf Road Substation (Boonville Greenfield) | Transm Net | T_Station | Asset Replacement | 1650 | 11185.771 | 3803.0493 | 16590.0602 | 26338.9669 | 21506.7102 | 510.5791 | 0 | 0 | 0 | 0 | 0 | 0 | [15 empty] | Partridge
Transmission Project | FN008276 | Land-Boonville Substation-Gulf Road | Transm Net | T_Station | Transmission Project NA | 1650 | 0 | 50 | 450 | 0 | 0 | 0 | 0 | 0 | 0 | 0 | 0 | 0 | [15 empty] | Peat
Transmission Project | FN008276 | LightHH 115kV CH | Transm Net | T_Station | Substation | 1650 | 14803.9701 | 2701.1514 | 766.984 | 0 | 0 | 0 | 0 | 0 | 0 | 0 | 0 | 0 | [15 empty] | PINEBUSH
Transmission Project | FN008276 | LightHH 115kV Yard Repl & cntrl hs. | Transm Net | T_Station | Substation | 1650 | 33298.5194 | 10043.0705 | 6401.7063 | 5.5198 | 0 | 0 | 0 | 0 | 0 | 0 | 0 | 0 | [15 empty] | Port Henry
Transmission Project | FN008276 | LightHH Trans Lines Reconnect | Transm Net | T_Line | Substation | 1650 | 822.409 | 221.6111 | 21405.3872 | 0 | 0 | 0 | 0 | 0 | 0 | 0 | 0 | 0 | [15 empty] | Pottersville
Transmission Project | FN008276 | Black River - LHH Rebuild | Transm Net | T_Line | Transmission Project NA | 1650 | 22002.4998 | 29106.8157 | 6185.7456 | 10644.4412 | 143925.9576 | 100835.617 | 299.4855 | 0 | 0 | 0 | 0 | 0 | [15 empty] | Raquette Lake
Transmission Project | FN008276 | Black River - Taylorville Rebuild | Transm Net | T_Line | Transmission Project NA | 1650 | 11613.36 | 20044.7862 | 12107.2613 | 34577.0246 | 80718.656 | 45675.0892 | 87.0976 | 0 | 0 | 0 | 0 | 0 | [15 empty] | North Chautauqua
Transmission Project | FN008276 | Black River Substation Upgrades | Transm Net | T_Station | Transmission Project NA | 1650 | 1763.2901 | 2749.8417 | 4345.7338 | 879.8806 | 0 | 0 | 0 | 0 | 0 | 0 | 0 | 0 | [15 empty] | RIVERSIDE
Transmission Project | FN008276 | Boonville - Porter Rebuild | Transm Net | T_Line | Transmission Project NA | 1650 | 23946.8104 | 24762.4604 | 98188.0906 | 105600.428 | 1187.306 | 0 | 0 | 0 | 0 | 0 | 0 | 0 | [15 empty] | Rome Substation
Transmission Project | FN008276 | Clay Sub CLCPA LN5 Assoc T-Line | Transm Net | T_Line | Transmission Project NA | 1650 | 232.1371 | 1907.0529 | 77.2883 | 0.94788 | 0 | 0 | 0 | 0 | 0 | 0 | 0 | 0 | [15 empty] | Rotterdam
Transmission Project | FN008276 | Clay Substation CLCPA Upgrades | Transm Net | T_Station | Transmission Project NA | 1650 | 1488.8272 | 2041.0137 | 716.15 | 1.8958 | 0 | 0 | 0 | 0 | 0 | 0 | 0 | 0 | [15 empty] | South Washington
Transmission Project | FN008276 | Coffeen - Black River Rebuild | Transm Net | T_Line | Transmission Project NA | 1650 | 4204.0402 | 4277.4 | 8637.4197 | 27773.0794 | 2964.6121 | 0 | 0 | 0 | 0 | 0 | 0 | 0 | [15 empty] | Schenevus
Transmission Project | FN008276 | Coffeen - East Watertown Rebuild | Transm Net | T_Line | Transmission Project NA | 1650 | 3422.7519 | 6823.4846 | 2945.019 | 6959.1911 | 31453.6391 | 17052.3917 | 0 | 0 | 0 | 0 | 0 | 0 | [15 empty] | Schodack
Transmission Project | FN008276 | Coffeen - Lyme Junction Rebuild | Transm Net | T_Line | Transmission Project NA | 1650 | 2957.898 | 7351.0328 | 30046.9761 | 596.0885 | 283.7221 | 0 | 0 | 0 | 0 | 0 | 0 | 0 | [15 empty] | SCHROON LAKE
Transmission Project | FN008276 | Coffeen Synchronous Condensers | Transm Net | T_Station | Transmission Project NA | 1650 | 178993.3666 | 23935.1872 | 21427.6613 | 10544.7367 | 16193.2572 | 150.715 | 0 | 0 | 0 | 0 | 0 | 0 | [15 empty] | Scofield
Transmission Project | FN008276 | Colton - Malone #3 Rebuild | Transm Net | T_Line | Transmission Project NA | 1650 | 19267.7551 | 8161.6828 | 41182.2306 | 36457.4373 | 6921.8044 | 0 | 0 | 0 | 0 | 0 | 0 | 0 | [15 empty] | Scotia
Transmission Project | FN008276 | Colton Substation Rebuild | Transm Net | T_Station | Transmission Project NA | 1650 | 0 | 0 | 0 | 75 | 600 | 3800 | 1950 | 120 | 0 | 0 | 0 | 0 | [15 empty] | SELKIRK
Transmission Project | FN008276 | East Ave Station - Greenfield | Transm Net | T_Station | Transmission Project NA | 1650 | 17184.5267 | 4613.1258 | 5919.742 | 17747.7351 | 2781.6403 | 0 | 0 | 0 | 0 | 0 | 0 | 0 | [15 empty] | Sharon
Transmission Project | FN008276 | Gulf Rd CLCPA Upgrades (Boonville Greenfield) | Transm Net | T_Station | Transmission Project NA | 1650 | 26714.4146 | 443.2371 | 4712.6893 | 15118.329 | 4274.5235 | 205 | 0 | 0 | 0 | 0 | 0 | 0 | [15 empty] | Shawnee Rd Station 76
Transmission Project | FN008276 | Land-CLCPA P2-Colton-Malone Rebuild | Transm Net | T_Station | Transmission Project NA | 1650 | 4745.9254 | 1856.0889 | 3221.7314 | 333.9874 | 351.7747 | 370.5098 | 0 | 0 | 0 | 0 | 0 | 0 | [15 empty] | Smith Bridge Station
Transmission Project | FN008276 | Land-CLCPA P2-LHH-S Oswego | Transm Net | T_Station | Transmission Project NA | 1650 | 6142.0639 | 3337.9545 | 1464.6548 | 573.5372 | 386.1104 | 0 | 0 | 0 | 0 | 0 | 0 | 0 | [15 empty] | EDEN CENTER
Transmission Project | FN008276 | Land-CLCPA-P2 Black River-Clay | Transm Net | T_Station | Transmission Project NA | 1650 | 4727.0226 | 4372.5883 | 7460.5466 | 823.6553 | 867.521 | 913.725 | 0 | 0 | 0 | 0 | 0 | 0 | [15 empty] | NORTH COLLINS
Transmission Project | FN008276 | Land-CLCPA-P2 Black River-Porter | Transm Net | T_Station | Transmission Project NA | 1650 | 12962.1597 | 19387.5812 | 16386.9167 | 3132.1231 | 3328.7655 | 3472.4805 | 116.9108 | 0 | 0 | 0 | 0 | 0 | [15 empty] | South Street
Transmission Project | FN008276 | Lighthouse Hill - Clay Rebuild | Transm Net | T_Line | Transmission Project NA | 1650 | 17144.941 | 23750.1054 | 58946.9327 | 111396.7025 | 17993.139 | 8.3527 | 0 | 0 | 0 | 0 | 0 | 0 | [15 empty] | Station 140
Transmission Project | FN008276 | Lighthouse Hill - S. Oswego Rebuild | Transm Net | T_Line | Transmission Project NA | 1650 | 32229.265 | 24542.4518 | 30472.1871 | 69854.1288 | 71766.4628 | 17103.6559 | 0 | 0 | 0 | 0 | 0 | 0 | [15 empty] | Station 3012
Transmission Project | FN008276 | Maiden Lane Station - Greenfield | Transm Net | T_Station | Transmission Project NA | 1650 | 20657.7044 | 8359.6274 | 34175.5269 | 828.0461 | 0 | 0 | 0 | 0 | 0 | 0 | 0 | 0 | [15 empty] | Station 61
Transmission Project | FN008276 | Malone Control House | Transm Net | T_Station | Transmission Project NA | 1650 | 9265.0256 | 146.76 | 588.9352 | 2369.2831 | 0 | 0 | 0 | 0 | 0 | 0 | 0 | 0 | [15 empty] | Summit
Transmission Project | FN008276 | Malone Station Rebuild_Tline | Transm Net | T_Line | Asset Replacement | 1650 | 6.482 | 57.347 | 51.3993 | 574.6843 | 0 | 0 | 0 | 0 | 0 | 0 | 0 | 0 | [15 empty] | Swaggertown
Transmission Project | FN008276 | Malone Substation Rebuild_T_Sub | Transm Net | T_Station | Reliability - Trans | 1650 | 7361.9884 | 4898.5056 | 9422.0947 | 7358.7789 | 350.9069 | 0 | 0 | 0 | 0 | 0 | 0 | 0 | [15 empty] | Swann Rd
Transmission Project | FN008276 | McIntyre - Colton DLR | Transm Net | T_Line | Transmission Project NA | 1650 | 0 | 1692.6544 | 0 | 0 | 0 | 0 | 0 | 0 | 0 | 0 | 0 | 0 | [15 empty] | 78 FASSETT ST.
Transmission Project | FN008276 | Middle Road Sta - Six Breaker Ring | Transm Net | T_Station | Transmission Project NA | 1650 | 19479.1274 | 10077.4651 | 31616.9035 | 4181.1433 | 22.7525 | 1.8984 | 0 | 0 | 0 | 0 | 0 | 0 | [15 empty] | TULLER HILL
Transmission Project | FN008276 | Taylorville - Boonville Rebuild | Transm Net | T_Line | Transmission Project NA | 1650 | 23678.5312 | 24384.537 | 11038.9426 | 44155.7658 | 92258.2016 | 66498.6931 | 337.9486 | 0 | 0 | 0 | 0 | 0 | [15 empty] | UNIONVILLE
Transmission Project | FN008276 | Taylorville Sta - BAAH Greenfield | Transm Net | T_Station | Transmission Project NA | 1650 | 222627.929 | 21528.0086 | 58036.3849 | 36325.6912 | 14753.4704 | 14762.3805 | 0 | 0 | 0 | 0 | 0 | 0 | [15 empty] | 214 Station
Transmission Project | FN008347 | Dunkirk to Laona 161/162 Rebuild | Transm Net | T_Line | Transmission Project NA | 380 | 33388.3028 | 19183.4153 | 14899.1955 | 4170.281 | 0 | 0 | 0 | 0 | 0 | 0 | 0 | 0 | [15 empty] | Valkin
Transmission Project | FN008347 | Land/ROW-Dunkirk-Laona CCPA Rebuild | Transm Net | T_Station | Transmission Project NA | 380 | 1107.8213 | 241 | 15.5181 | 16.3446 | 17.2151 | 18.1319 | 0 | 0 | 0 | 0 | 0 | 0 | [15 empty] | Van Hoesen
Transmission Project | FN008359 | Easement-109-110-119 LN-CLCPA-West | Transm Net | T_Station | Transmission Project NA | 800 | 83.3915 | 0 | 0 | 0 | 0 | 0 | 0 | 0 | 0 | 0 | 0 | 0 | [15 empty] | Voorheesville
Transmission Project | FN008359 | Mortimer 109 bay 115kV Upgrade | Transm Net | T_Station | Transmission Project NA | 800 | 2071.3928 | 419 | 466.8209 | 1154.2332 | 172.4867 | 113.3592 | 0 | 0 | 0 | 0 | 0 | 0 | [15 empty] | CHAUTAUQUA
Transmission Project | FN008359 | Mortimer-Golah #110 ACR Rebuild | Transm Net | T_Line | Asset Replacement | 800 | 21736.8205 | 8569 | 17197.5164 | 12683.0731 | 14812.7939 | 131.7213 | 0 | 0 | 0 | 0 | 0 | 0 | [15 empty] | Walesville
Transmission Project | FN008359 | Mortimer-Golah 109-69kV Rebuild | Transm Net | T_Line | Asset Replacement | 800 | 21630.8426 | 8644 | 17065.7532 | 35434.487 | 3840.7618 | 33.833 | 0 | 0 | 0 | 0 | 0 | 0 | [15 empty] | Warrensburg
Transmission Project | FN008359 | SE Batavia - Golah LN119 Rebuild | Transm Net | T_Line | Transmission Project NA | 800 | 34560.413 | 12308 | 29724.7191 | 20911.1789 | 25513.8233 | 12291.9255 | 0 | 0 | 0 | 0 | 0 | 0 | [15 empty] | Watt
Transmission Project | FN008736 | South Oswego: 115kV Asset Rplc | Transm Net | T_Station | Substation Capital - Trans | 20 | 0 | 0 | 220.0451 | 260.2456 | 480.2907 | 1116.1368 | 7855.4492 | 3584.7072 | 0 | 0 | 0 | 0 | [15 empty] | WEAVER ST
Transmission Project | FN008736 | South Oswego Station Upgrades | Transm Net | T_Station | Transmission Project NA | 20 | 788.222 | 958.9555 | 1259.388 | 0 | 0 | 0 | 0 | 0 | 0 | 0 | 0 | 0 | [15 empty] | Wells
Transmission Project | FN010064 | Oneida - Sub Rebuild T-line | Transm Net | T_Line | Substation | 75 | 1558.1163 | 954.5832 | 1239.4452 | 146.656 | 0 | 0 | 0 | 0 | 0 | 0 | 0 | 0 | [15 empty] | Whitesboro
Transmission Project | FN010064 | Oneida - Substation Rebuild CH | Transm Net | T_Station | Substation | 75 | 9549.8041 | 1829.4417 | 0 | 0 | 0 | 0 | 0 | 0 | 0 | 0 | 0 | 0 | [15 empty] | WOLF RD.
Transmission Project | FN010064 | Oneida Substation Rebuild | Transm Net | T_Station | Substation | 75 | 15823.4168 | 10420.6271 | 9972.8726 | 780.9882 | 0 | 0 | 0 | 0 | 0 | 0 | 0 | 0
Transmission Project | FN010073 | 130/133 Stations- Huntley | Transm Net | T_Station | Transmission Project NA | 14 | 874.3955 | 101.92 | 638.346 | 76.928 | 44.7037 | 0 | 0 | 0 | 0 | 0 | 0 | 0 | [14 empty] | T_Station
Transmission Project | FN010073 | 130/133 T-Line Reconductor | Transm Net | T_Line | Transmission Project NA | 14 | 5386.953 | 12005.4485 | 13140.8858 | 21714.226 | 11048.4584 | 487.1607 | 0 | 0 | 0 | 0 | 0 | 0 | [15 empty] | HAGUE
Transmission Project | FN010073 | Land-130/133 T-Line Reconductor | Transm Net | T_Station | Transmission Project NA | 14 | 24.4639 | 993.885 | 200 | 0 | 0 | 0 | 0 | 0 | 0 | 0 | 0 | 0 | [15 empty] | GREENBUSH
Transmission Project | FN010078 | Hoosick - Replace Bank 1 & Relays | Transm Net | T_Station | Asset Replacement | 25 | 11533.2736 | 6065.5838 | 2241.0649 | 0 | 0 | 0 | 0 | 0 | 0 | 0 | 0 | 0 | [15 empty] | Sawyer Ave
Transmission Project | FN010083 | Access Roads-Mortimer-Pannell 24 25 | Transm Net | T_Station | Transmission Project NA | 100 | 0 | 0 | 0 | 15.4449 | 6517.721 | 298.8606 | 0 | 0 | 0 | 0 | 0 | 0 | [15 empty] | BRUNSWICK
Transmission Project | FN010083 | Easements-Line Rebuild MP 24 | Transm Net | T_Station | Transmission Project NA | 100 | 588.2738 | 0 | 0 | 6393.174 | 4183.7389 | 0 | 0 | 0 | 0 | 0 | 0 | 0 | [15 empty] | STARR RD.
Transmission Project | FN010083 | Mortimer - Pannell 24/25 | Transm Net | T_Line | Transmission Project NA | 100 | 10264.5864 | 1198.7278 | 1090.6095 | 1090.6095 | 11369.0812 | 56118.7534 | 28144.6777 | 0 | 0 | 0 | 0 | 0 | [15 empty] | New 3rd Ave Substation
Transmission Project | FN010083 | Mortimer Stn Wrk 24 25 Line Rebuild | Transm Net | T_Station | Transmission Project NA | 100 | 1592.7732 | 446.5387 | 337.6752 | 0 | 0 | 0 | 0 | 0 | 0 | 0 | 0 | 0 | [15 empty] | THOUSAND ISLANDS
Transmission Project | FN010084 | Lockport - Rebuild T-line work | Transm Net | T_Line | Transmission Project NA | 5 | 1352.2913 | 249.6553 | 250 | 150 | 150 | 2322 | 6820 | 13711 | 16496 | 150 | 0 | 0 | [15 empty] | ALTAMONT
Transmission Project | FN010084 | Lockport Sub - Remote End Work | Transm Net | T_Station | Transmission Project NA | 5 | 221.4844 | 24.9995 | 24.9995 | 24.9995 | 150 | 450.0006 | 450.0007 | 250.0003 | 0 | 0 | 0 | 0 | [15 empty] | Avenue A
Transmission Project | FN010084 | Lockport Sub Rebuild CH | Transm Net | T_Station | Substation | 5 | 7.5804 | 50 | 50 | 20 | 20 | 20 | 180 | 2010 | 150 | 0 | 0 | 0 | [15 empty] | BAKER STREET
Transmission Project | FN010084 | LockportSubstationRebuildCo36TxT | Transm Net | T_Station | Transmission Project NA | 5 | 4428.0876 | 1049.9286 | 450 | 450 | 2850 | 12716 | 13064 | 15098 | 10406 | 300 | 0 | 0 | [15 empty] | BALLSTON
Transmission Project | FN010101 | Gard-Dun 141-142 N Phase Rebuild | Transm Net | T_Line | Asset Replacement | 100 | 235496.0369 | 3306.3641 | 0 | 0 | 0 | 0 | 0 | 0 | 0 | 0 | 0 | 0 | [15 empty] | Beech
Transmission Project | FN011214 | Access Rd- Lockport-Batavia 112 | Transm Net | T_Station | Land and Land Rights | 105 | 5 | 0 | 3342.083 | 1052.25 | 0 | 0 | 0 | 0 | 0 | 0 | 0 | 0 | [15 empty] | Belmont
Transmission Project | FN011214 | Easement-Lockport-Batavia 112-Rebld | Transm Net | T_Station | Transmission Project NA | 105 | 1405.1072 | 750 | 0 | 0 | 0 | 0 | 0 | 0 | 0 | 0 | 0 | 0 | [15 empty] | BETHLEHEM
Transmission Project | FN011214 | Lockport-Batavia 112 T1510 ACR | Transm Net | T_Line | Load Relief | 105 | 20664.3684 | 19014.5043 | 22690.0119 | 16736.8347 | 7973.1038 | 0 | 0 | 0 | 0 | 0 | 0 | 0 | [15 empty] | Birch Avenue
Transmission Project | FN011396 | Tonawanda Area Study-STA74 new tap | Transm Net | T_Line | Load Relief | 25 | 0 | 0 | 0 | 0 | 0 | 143 | 551 | 1381 | 0 | 0 | 0 | 0 | [15 empty] | Gabriels Station
Transmission Project | FN011642 | Gloversville - Marshville #6 Refurb | Transm Net | T_Line | Asset Replacement | 550 | 10644.7531 | 817.805 | 5227.5102 | 14916.3622 | 78.3563 | 0 | 0 | 0 | 0 | 0 | 0 | 0 | [15 empty] | Boyntonville
Transmission Project | FN011642 | Inghams/Rotterdam Circuit Rebuild | Transm Net | T_Line | Transmission Project NA | 550 | 66943.3911 | 37008 | 102304.7907 | 81400.0211 | 68716.9025 | 27853.5016 | 480.7849 | 0 | 0 | 0 | 0 | 0 | [15 empty] | Bridgeport
Transmission Project | FN011642 | Marshville Tap Reconfiguration | Transm Net | T_Line | Transmission Project NA | 550 | 475.6605 | 1043.4 | 0 | 0 | 0 | 0 | 0 | 0 | 0 | 0 | 0 | 0 | [15 empty] | Brook Road
Transmission Project | FN011642 | Marshville TLine New Substation | Transm Net | T_Line | Transmission Project NA | 550 | 0 | 2352.2241 | 4225.0699 | 4873.9434 | 19.9149 | 0 | 0 | 0 | 0 | 0 | 0 | 0 | [15 empty] | Buckley
Transmission Project | FN011642 | Meco 115kV Rebuild | Transm Net | T_Station | Asset Replacement | 550 | 13485.6338 | 8277.6468 | 4147.7542 | 50.1 | 205.7909 | 0 | 0 | 0 | 0 | 0 | 0 | 0 | [15 empty] | Buffalo Station 63
Transmission Project | FN011642 | Rotterdam LN10 &LN 12 THERM UPG | Transm Net | T_Station | Transmission Project NA | 550 | 18.6153 | 391.415 | 0 | 0 | 0 | 0 | 0 | 0 | 0 | 0 | 0 | 0 | [15 empty] | 54 MAIN
Transmission Project | FN011642 | Land-Marshville Substation CLCPA | Transm Net | T_Station | Transmission Project NA | 550 | 19.1625 | 353.7374 | 22.064 | 23.4226 | 0 | 0 | 0 | 0 | 0 | 0 | 0 | 0 | [15 empty] | Buffalo Station 54
Transmission Project | FN011642 | Marshville New Substation | Transm Net | T_Station | Transmission Project NA | 550 | 62463.8018 | 7954.845 | 50146.3457 | 25719.0609 | 482.8753 | 0 | 0 | 0 | 0 | 0 | 0 | 0 | [15 empty] | 61 STATION 61
Transmission Project | FN011642 | Marshville 115kV Rebuild | Transm Net | T_Station | Transmission Project NA | 550 | 9185.3976 | 3398.6619 | 1375.6887 | 540.3508 | 516.4478 | 0 | 0 | 0 | 0 | 0 | 0 | 0 | [15 empty] | Buffalo Station 122
Transmission Project | FN011642 | MVT Rott 69kV Rebuild & New TB | Transm Net | T_Station | Transformers & Related Equipment | 550 | 24775.7792 | 3504.84 | 148.0445 | 0 | 0 | 0 | 0 | 0 | 0 | 0 | 0 | 0 | [15 empty] | Buffalo Station 25
Transmission Project | FN011642 | MVT Rott 69kV Rebuild & New TB - CH | Transm Net | T_Station | Transmission Project NA | 550 | 3460.8937 | 856.189 | 0 | 0 | 0 | 0 | 0 | 0 | 0 | 0 | 0 | 0 | [15 empty] | 30 SPILLMAN
Transmission Project | FN011642 | MVT Scho/Sch Int-Rott 18/4 Rebld | Transm Net | T_Line | Transmission Project NA | 550 | 1215.1547 | 2698.7461 | 15828.4605 | 157.6305 | 0 | 0 | 0 | 0 | 0 | 0 | 0 | 0 | [15 empty] | 31 STATION
Transmission Project | FN011642 | Saltsman Rd New 5 Breaker Ring | Transm Net | T_Station | Transmission Project NA | 550 | 21830.9592 | 3079 | 2245.7714 | 10713.5603 | 15262.1641 | 0 | 0 | 0 | 0 | 0 | 0 | 0 | [15 empty] | 32 BAILEY
Transmission Project | FN013525 | Tilden - Asset Rplc CH | Transm Net | T_Station | Transmission Project NA | 10 | 0 | 0 | 0 | 621.3335 | 1242.667 | 621.3335 | 0 | 0 | 0 | 0 | 0 | 0 | [15 empty] | 34 BEST ST.
Transmission Project | FN013525 | Tilden: Asset Replacement | Transm Net | T_Station | Substation Capital - Trans | 10 | 1016.7688 | 894.3937 | 600.3633 | 2825.6141 | 5359.6128 | 3930.187 | 1529.4106 | 0 | 0 | 0 | 0 | 0 | [15 empty] | 35 WALDEN
Transmission Project | FN013571 | Niagara Dysinger 345kV (NextEra) | Transm Net | T_Station | Transmission Project NA | 1100 | 0 | 0 | 0 | 0 | 0 | 0 | 0 | 0 | 0 | 0 | 4900 | 0 | [15 empty] | 38 SPRING
Transmission Project | FN013571 | Niagara-Dysinger 345kV - NYPA's Sta | Transm Net | T_Station | Transmission Project NA | 1100 | 0 | 0 | 0 | 0 | 0 | 0 | 0 | 0 | 0 | 0 | 4900 | 0 | [15 empty] | 41 STATION 41
Transmission Project | FN013572 | West Lysander Station - CH | Transm Net | T_Station | Transmission Project NA | 200 | 0 | 0 | 98 | 2450 | 2450 | 0 | 0 | 0 | 0 | 0 | 0 | 0 | [15 empty] | Buffalo Station 45
Transmission Project | FN013572 | West Lysander Station - Line Work | Transm Net | T_Line | Transmission Project NA | 200 | 0 | 0 | 98 | 980 | 2980 | 9290 | 9290 | 0 | 0 | 0 | 0 | 0 | [15 empty] | 51 ELK ST
Transmission Project | FN013572 | West Lysander Station- Substation | Transm Net | T_Station | Transmission Project NA | 200 | 0 | 108 | 225 | 6000 | 19800 | 36500 | 40500 | 25600 | 0 | 0 | 0 | 0 | [15 empty] | 68 ELMWOOD
Transmission Project | Individual Project | Colton-BF 1-2 T3140-T3150 ACR | Transm Net | T_Line | Transmission Line - Capital | 28 | 143 | 0 | 0 | 0 | 0 | 110 | 330 | 480 | 7121 | 7859 | 0 | 0 | [15 empty] | New Buffalo Station 97
Transmission Project | Individual Project | Eastover 230kV 70 MVAR cap bank | Transm Net | T_Station | Transmission Project NA | 20 | 0 | 0 | 0 | 0 | 0 | 98 | 1960 | 6860 | 882 | 0 | 0 | 0 | [15 empty] | Burdeck
Transmission Project | Individual Project | Elbridge - Geres Lock Capacity | Transm Net | T_Line | Transmission Project NA | 34 | 0 | 0 | 0 | 0 | 0 | 0 | 0 | 98 | 882 | 0 | 0 | 0 | [15 empty] | Burgoyne
Transmission Project | Individual Project | Elm St #2 TRF Asset Replacement | Transm Net | T_Station | Asset Replacement | 16 | 20101.9228 | 1445.9913 | 1037.7853 | 141.9491 | 0 | 0 | 0 | 0 | 0 | 0 | 0 | 0 | [15 empty] | 171 BURT
Transmission Project | Individual Project | EV RS - Angola -T-line | Transm Net | T_Line | Transmission Project NA | 40 | 0 | 120 | 220 | 830 | 4570 | 4650 | 500 | 0 | 0 | 0 | 0 | 0 | [15 empty] | Butler
Transmission Project | Individual Project | EV RS - Chittenango-T-line | Transm Net | T_Line | Transmission Project NA | 40 | 0 | 120 | 220 | 890 | 5380 | 1470 | 500 | 0 | 0 | 0 | 0 | 0 | [15 empty] | Butternut
Transmission Project | Individual Project | EV RS - Dewitt-T-line | Transm Net | T_Line | Transmission Project NA | 40 | 0 | 120 | 220 | 1070 | 3750 | 4500 | 750 | 0 | 0 | 0 | 0 | 0 | [15 empty] | Cedar
Transmission Project | Individual Project | EV RS - Pattersonville-T-line | Transm Net | T_Line | Transmission Project NA | 40 | 0 | 120 | 220 | 740 | 3580 | 1020 | 500 | 0 | 0 | 0 | 0 | 0 | [15 empty] | Chestertown
Transmission Project | Individual Project | EV RS - Pembroke (Flying J)-T-line | Transm Net | T_Line | Transmission Project NA | 40 | 0 | 120 | 175 | 950 | 2850 | 2100 | 500 | 0 | 0 | 0 | 0 | 0 | [15 empty] | New Cicero Substation
Transmission Project | Individual Project | Flat Rock Upgrades - Line | Transm Net | T_Line | Transmission Project NA | 18 | 127.2464 | 231.3806 | 0 | 0 | 0 | 0 | 0 | 0 | 0 | 0 | 0 | 0 | [15 empty] | Cleveland
Transmission Project | Individual Project | Frontier 181 ACR/Recond | Transm Net | T_Line | Asset Replacement | 160 | 1296.2016 | 250 | 500 | 500 | 5000 | 20000 | 4295 | 0 | 0 | 0 | 0 | 0 | [15 empty] | COBLESKILL
Transmission Project | Individual Project | Lockport-Batavia 107 Rebuild | Transm Net | T_Line | Transmission Project NA | 312 | 0 | 0 | 50 | 470 | 680 | 6250 | 15000 | 39250 | 39250 | 37950 | 34140 | 0 | [15 empty] | Coffeen
Transmission Project | Individual Project | Malone PAR | Transm Net | T_Station | Transmission Project NA | 200 | 13419.4241 | 4058.0192 | 532.848 | 266.424 | 0 | 0 | 0 | 0 | 0 | 0 | 0 | 0 | [15 empty] | RUSSELL RD
Transmission Project | Individual Project | Recond Cortland Clarks Corners | Transm Net | T_Line | Transmission Line - Capital | 40 | 659.0827 | 381.8204 | 2036.7487 | 0 | 0 | 0 | 0 | 0 | 0 | 0 | 0 | 0 | [15 empty] | Commerce
Transmission Project | Individual Project | Seneca #5 TRF Asset Replace | Transm Net | T_Station | Asset Replacement | 10 | 2124.5145 | 794.7722 | 0 | 288 | 376 | 0 | 0 | 0 | 0 | 0 | 0 | 0 | [15 empty] | Corinth
Transmission Project | Individual Project | Smart Path Connect - T Line | Transm Net | T_Line | Transmission Project NA | 1000 | 860693.6934 | 50189.8625 | 18046.4705 | 0 | 0 | 0 | 0 | 0 | 0 | 0 | 0 | 0 | [15 empty] | Vail Mills
Transmission Project | Individual Project | Teall Ave - Asset Replacement | Transm Net | T_Station | Transmission Project NA | 10 | 0 | 0 | 125 | 1300 | 1800 | 15000 | 17000 | 15000 | 500 | 0 | 0 | 0 | [15 empty] | CURTIS GREENFIELD
Transmission Project | Individual Project | Teall-Oneida LN2 & LN5 DCT Rebuild | Transm Net | T_Line | Transmission Project NA | 11 | 0 | 0 | 0 | 0 | 0 | 98 | 1960 | 6860 | 882 | 0 | 0 | 0 | [15 empty] | Delanson
Delmar
Dorwin
East Fulton
BATAVIA STATION
EAST GOLAH
East Pulaski
East Schodack
Delameter
East Molloy
Everett
64 STATION 64
Fayette St
FIREHOUSE
Florida
FRENCH MOUNTAIN
Geneseo
Gilbert Mills
Gilmantown
GLOVERSVILLE
GRANBY CENTER
Grand Island
New Greenwich Substation
GROOMS
Hemstreet
Indian Lake
Inman
Karner
Kenmore Station 22
Lakeville
LASHER
Latham
Liberty Street
Livonia
37 HUDSON AVE
Lowville
LYNDONVILLE
Mayfield
McClellan
Mexico
Middleburgh
Middleville
Clintion Station
North Leroy
Nassau
New Cuba Station
NEW KRUMKILL
New Livingston Substation
Middleport
NEWTONVILLE
Northville Station
Ogdenbrook
Otten
Paloma
Partridge
Peat
PINEBUSH
Port Henry
Pottersville
Raquette Lake
North Chautauqua
RIVERSIDE
Rome Substation
Rotterdam
South Washington
Schenevus
Schodack
SCHROON LAKE
Scofield
Scotia
SELKIRK
Sharon
Shawnee Rd Station 76
Smith Bridge Station
EDEN CENTER
NORTH COLLINS
South Street
Station 140
Station 3012
Station 61
Summit
Swaggertown
Swann Rd
78 FASSETT ST.
TULLER HILL
UNIONVILLE
214 Station
Valkin
Van Hoesen
Voorheesville
CHAUTAUQUA
Walesville
Warrensburg
Watt
WEAVER ST
Wells
Whitesboro
WOLF RD.
T_Line
HAGUE
GREENBUSH
Sawyer Ave
BRUNSWICK
STARR RD.
New 3rd Ave Substation
THOUSAND ISLANDS
ALTAMONT
Avenue A
BAKER STREET
BALLSTON
Beech
Belmont
BETHLEHEM
Birch Avenue
Gabriels Station
Boyntonville
Bridgeport
Brook Road
Buckley
Buffalo Station 63
54 MAIN
Buffalo Station 54
61 STATION 61
Buffalo Station 122
Buffalo Station 25
30 SPILLMAN
31 STATION
32 BAILEY
34 BEST ST.
35 WALDEN
38 SPRING
41 STATION 41
Buffalo Station 45
51 ELK ST
68 ELMWOOD
New Buffalo Station 97
Burdeck
Burgoyne
171 BURT
Butler
Butternut
Cedar
Chestertown
New Cicero Substation
Cleveland
COBLESKILL
Coffeen
RUSSELL RD
Commerce
Corinth
Vail Mills
CURTIS GREENFIELD
Delanson
Delmar
Dorwin
East Fulton
BATAVIA STATION
EAST GOLAH
East Pulaski
East Schodack
Delameter
East Molloy
Everett
64 STATION 64
Fayette St
FIREHOUSE
Florida
FRENCH MOUNTAIN
Geneseo
Gilbert Mills
Gilmantown
GLOVERSVILLE
GRANBY CENTER
Grand Island
New Greenwich Substation
GROOMS
Hemstreet
Indian Lake
Inman
Karner
Kenmore Station 22
Lakeville
LASHER
Latham
Liberty Street
Livonia
37 HUDSON AVE
Lowville
LYNDONVILLE
Mayfield
McClellan
Mexico
Middleburgh
Middleville
Clintion Station
North Leroy
Nassau
New Cuba Station
NEW KRUMKILL
New Livingston Substation
Middleport
NEWTONVILLE
Northville Station
Ogdenbrook
Otten
Paloma
Partridge
Peat
PINEBUSH
Port Henry
Pottersville
Raquette Lake
North Chautauqua
RIVERSIDE
Rome Substation
Rotterdam
South Washington
Schenevus
Schodack
SCHROON LAKE
Scofield
Scotia
SELKIRK
Sharon
Shawnee Rd Station 76
Smith Bridge Station
EDEN CENTER
NORTH COLLINS
South Street
Station 140
Station 3012
Station 61
Summit
Swaggertown
Swann Rd
78 FASSETT ST.
TULLER HILL
UNIONVILLE
214 Station
Valkin
Van Hoesen
Voorheesville
CHAUTAUQUA
Walesville
Warrensburg
Watt
WEAVER ST
Wells
Whitesboro
WOLF RD.
Note on B165: [Threaded comment] Your version of Excel allows you to read this threaded comment; however, any edits to it will get removed if the file is opened in a newer version of Excel. Learn more: https://go.microsoft.com/fwlink/?linkid=870924 Comment: FN000507
Note on B166: [Threaded comment] Your version of Excel allows you to read this threaded comment; however, any edits to it will get removed if the file is opened in a newer version of Excel. Learn more: https://go.microsoft.com/fwlink/?linkid=870924 Comment: FN010416
Note on B167: [Threaded comment] Your version of Excel allows you to read this threaded comment; however, any edits to it will get removed if the file is opened in a newer version of Excel. Learn more: https://go.microsoft.com/fwlink/?linkid=870924 Comment: FN000138
Note on B168: [Threaded comment] Your version of Excel allows you to read this threaded comment; however, any edits to it will get removed if the file is opened in a newer version of Excel. Learn more: https://go.microsoft.com/fwlink/?linkid=870924 Comment: FN002420
Note on B169: [Threaded comment] Your version of Excel allows you to read this threaded comment; however, any edits to it will get removed if the file is opened in a newer version of Excel. Learn more: https://go.microsoft.com/fwlink/?linkid=870924 Comment: FN000570
Note on B170: [Threaded comment] Your version of Excel allows you to read this threaded comment; however, any edits to it will get removed if the file is opened in a newer version of Excel. Learn more: https://go.microsoft.com/fwlink/?linkid=870924 Comment: FN011558
Note on B171: [Threaded comment] Your version of Excel allows you to read this threaded comment; however, any edits to it will get removed if the file is opened in a newer version of Excel. Learn more: https://go.microsoft.com/fwlink/?linkid=870924 Comment: FN011559
Note on B172: [Threaded comment] Your version of Excel allows you to read this threaded comment; however, any edits to it will get removed if the file is opened in a newer version of Excel. Learn more: https://go.microsoft.com/fwlink/?linkid=870924 Comment: FN002393
Note on B173: [Threaded comment] Your version of Excel allows you to read this threaded comment; however, any edits to it will get removed if the file is opened in a newer version of Excel. Learn more: https://go.microsoft.com/fwlink/?linkid=870924 Comment: FN012008
Note on B174: [Threaded comment] Your version of Excel allows you to read this threaded comment; however, any edits to it will get removed if the file is opened in a newer version of Excel. Learn more: https://go.microsoft.com/fwlink/?linkid=870924 Comment: FN011363
Note on B175: [Threaded comment] Your version of Excel allows you to read this threaded comment; however, any edits to it will get removed if the file is opened in a newer version of Excel. Learn more: https://go.microsoft.com/fwlink/?linkid=870924 Comment: FN012610
Note on B176: [Threaded comment] Your version of Excel allows you to read this threaded comment; however, any edits to it will get removed if the file is opened in a newer version of Excel. Learn more: https://go.microsoft.com/fwlink/?linkid=870924 Comment: FN011352
Note on B177: [Threaded comment] Your version of Excel allows you to read this threaded comment; however, any edits to it will get removed if the file is opened in a newer version of Excel. Learn more: https://go.microsoft.com/fwlink/?linkid=870924 Comment: FN014222
Note on B178: [Threaded comment] Your version of Excel allows you to read this threaded comment; however, any edits to it will get removed if the file is opened in a newer version of Excel. Learn more: https://go.microsoft.com/fwlink/?linkid=870924 Comment: FN011414
Note on B179: [Threaded comment] Your version of Excel allows you to read this threaded comment; however, any edits to it will get removed if the file is opened in a newer version of Excel. Learn more: https://go.microsoft.com/fwlink/?linkid=870924 Comment: FN011413
Note on B180: [Threaded comment] Your version of Excel allows you to read this threaded comment; however, any edits to it will get removed if the file is opened in a newer version of Excel. Learn more: https://go.microsoft.com/fwlink/?linkid=870924 Comment: FN011848
Note on B181: [Threaded comment] Your version of Excel allows you to read this threaded comment; however, any edits to it will get removed if the file is opened in a newer version of Excel. Learn more: https://go.microsoft.com/fwlink/?linkid=870924 Comment: FN006634
Note on B182: [Threaded comment] Your version of Excel allows you to read this threaded comment; however, any edits to it will get removed if the file is opened in a newer version of Excel. Learn more: https://go.microsoft.com/fwlink/?linkid=870924 Comment: FN006637
Note on B183: [Threaded comment] Your version of Excel allows you to read this threaded comment; however, any edits to it will get removed if the file is opened in a newer version of Excel. Learn more: https://go.microsoft.com/fwlink/?linkid=870924 Comment: FN011440
Note on B184: [Threaded comment] Your version of Excel allows you to read this threaded comment; however, any edits to it will get removed if the file is opened in a newer version of Excel. Learn more: https://go.microsoft.com/fwlink/?linkid=870924 Comment: FN010312
Note on B185: [Threaded comment] Your version of Excel allows you to read this threaded comment; however, any edits to it will get removed if the file is opened in a newer version of Excel. Learn more: https://go.microsoft.com/fwlink/?linkid=870924 Comment: FN004729
Note on B186: [Threaded comment] Your version of Excel allows you to read this threaded comment; however, any edits to it will get removed if the file is opened in a newer version of Excel. Learn more: https://go.microsoft.com/fwlink/?linkid=870924 Comment: FN004723
Note on B187: [Threaded comment] Your version of Excel allows you to read this threaded comment; however, any edits to it will get removed if the file is opened in a newer version of Excel. Learn more: https://go.microsoft.com/fwlink/?linkid=870924 Comment: FN011387A
Note on B188: [Threaded comment] Your version of Excel allows you to read this threaded comment; however, any edits to it will get removed if the file is opened in a newer version of Excel. Learn more: https://go.microsoft.com/fwlink/?linkid=870924 Comment: FN011545
Note on B189: [Threaded comment] Your version of Excel allows you to read this threaded comment; however, any edits to it will get removed if the file is opened in a newer version of Excel. Learn more: https://go.microsoft.com/fwlink/?linkid=870924 Comment: FN011544
Note on B190: [Threaded comment] Your version of Excel allows you to read this threaded comment; however, any edits to it will get removed if the file is opened in a newer version of Excel. Learn more: https://go.microsoft.com/fwlink/?linkid=870924 Comment: FN011543
Note on B191: [Threaded comment] Your version of Excel allows you to read this threaded comment; however, any edits to it will get removed if the file is opened in a newer version of Excel. Learn more: https://go.microsoft.com/fwlink/?linkid=870924 Comment: FN000216A
Note on B192: [Threaded comment] Your version of Excel allows you to read this threaded comment; however, any edits to it will get removed if the file is opened in a newer version of Excel. Learn more: https://go.microsoft.com/fwlink/?linkid=870924 Comment: FN010022

## National Grid
Source: tab "FinalData" of National Grid workpaper | [39 empty] | D_Line | 0.14129
[39 empty] | ECCR=> | D_Station | 0.080592 | [23 empty] | WACC | 0.0687
[28 empty] | Inflation | 102.1% | [10 empty] | T_Line | 0.084418
|  |  |  | Incremental Spending | [11 empty] | Cumulative Per Investment Type | [12 empty] | Escalated Costs | [10 empty] | T_Station | 0.082053 | [14 empty] | MC
Substation on Distribution Tab | FN Parent # | InvestType | FINAL Project System Capacity (MW) | Prior to FY26 Capex Spend | FY26 Capex Forecast | FY27 Capex Forecast | FY28 Capex Forecast | FY29 Capex Forecast | FY30 Capex Forecast | FY31 Capex Forecast | FY32 Capex Forecast | FY33 Capex Forecast | FY34 Capex Forecast | FY35 Capex Forecast |  |  |  | 2026 | 2027 | 2028 | 2029 | 2030 | 2031 | 2032 | 2033 | 2034 | 2035 |  | 2026 | 2027 | 2028 | 2029 | 2030 | 2031 | 2032 | 2033 | 2034 | 2035 |  |  |  | 2026 | 2027 | 2028 | 2029 | 2030 | 2031 | 2032 | 2033 | 2034 | 2035 | MW | Parent # | Total MW | Final MW for Averaging | 2026 | 2027 | 2028 | 2029 | 2030 | 2031 | 2032 | 2033 | 2034 | 2035 | NPV |  | Substation MCOS | Final MW
171 BURT | FN012964 | D_Line | 5 | 55.2644 | 568.5 | 4510.345 | 0 | 0 | 0 | 0 | 0 | 0 | 0 | 0 | 171 BURT | FN012964 | D_Line | 623.7645 | 5134.1095 | 5134.1095 | 5134.1095 | 5300.0265 | 5938.1675 | 8481.2865 | 8643.8845 | 8643.8845 | 8643.8845 |  | 623.7645 | 5241.9258 | 5352.0062 | 5464.3984 | 5759.45 | 6588.4181 | 9607.6282 | 9997.4479 | 10207.3943 | 10421.7496 |  | 171 BURT | D_Line | 88.1333 | 740.6456 | 756.1992 | 772.0794 | 813.768 | 930.8951 | 1357.4873 | 1412.566 | 1442.2299 | 1472.5167 | 5 | FN012964 | 5 | 5 | 17.6267 | 148.1291 | 151.2398 | 154.4159 | 162.7536 | 186.179 | 271.4975 | 282.5132 | 288.446 | 294.5033 | 180.7118 | 171 BURT | 182.9999 | 5
171 BURT | FN012964 | D_Line | 5 | 0 | 0 | 0 | 0 | 0 | 165.917 | 638.141 | 2543.119 | 162.598 | 0 | 0 | 171 BURT | FN012964 | D_Line | [11 empty] | 0 | 0 | 0 | 0 | 0 | 0 | 0 | 0 | 0 | 0 |  | 171 BURT | D_Line | 0 | 0 | 0 | 0 | 0 | 0 | 0 | 0 | 0 | 0 |  | FN012964 | [12 empty] | 0 | 30 SPILLMAN | 210.7082 | 9
171 BURT | FN012964 | D_Station | 5 | 0 | 0 | 0 | 0 | 0 | 0 | 0 | 0 | 514.524 | 0 | 0 | 171 BURT | FN012964 | D_Station | 0 | 0 | 0 | 0 | 0 | 0 | 0 | 514.524 | 514.524 | 514.524 |  | 0 | 0 | 0 | 0 | 0 | 0 | 0 | 595.0944 | 607.5913 | 620.3508 |  | 171 BURT | D_Station | 0 | 0 | 0 | 0 | 0 | 0 | 0 | 47.9599 | 48.9671 | 49.9954 | 5 | FN012964 | 5 |  | 0 | 0 | 0 | 0 | 0 | 0 | 0 | 9.592 | 9.7934 | 9.9991 | 2.2881 | 31 STATION | 284.396 | 9
30 SPILLMAN | FN005818 | D_Line | 9 | 32.1003 | 5.9918 | 9.1396 | 244.3868 | 57.1207 | 0 | 0 | 0 | 0 | 0 | 0 | 30 SPILLMAN | FN005818 | D_Line | 131.5485 | 509.0414 | 831.7317 | 935.1501 | 935.1501 | 935.1501 | 935.1501 | 935.1501 | 935.1501 | 935.1501 |  | 131.5485 | 519.7312 | 867.0312 | 995.3104 | 1016.2119 | 1037.5524 | 1059.341 | 1081.5871 | 1104.3005 | 1127.4908 |  | 30 SPILLMAN | D_Line | 18.5868 | 73.4342 | 122.5051 | 140.6301 | 143.5833 | 146.5985 | 149.6771 | 152.8203 | 156.0295 | 159.3062 | 9 | FN005818 | 9 | 9 | 2.0652 | 8.1594 | 13.6117 | 15.6256 | 15.9537 | 16.2887 | 16.6308 | 16.98 | 17.3366 | 17.7007 | 13.2538 | 32 BAILEY | 456.7251 | 9
30 SPILLMAN | FN005818 | D_Line | 9 | 42.23 | 51.2263 | 368.3533 | 78.3036 | 46.2977 | 0 | 0 | 0 | 0 | 0 | 0 | 30 SPILLMAN | FN005818 | D_Line | [11 empty] | 0 | 0 | 0 | 0 | 0 | 0 | 0 | 0 | 0 | 0 |  | 30 SPILLMAN | D_Line | 0 | 0 | 0 | 0 | 0 | 0 | 0 | 0 | 0 | 0 |  | FN005818 | 0 | [11 empty] | 0 | 34 BEST ST. | 66.0541 | 9
30 SPILLMAN | FN005818 | D_Station | 9 | 6816.4576 | 308.1593 | 1889.3933 | 4032.2508 | 7458.5023 | 6118.6821 | 524.1928 | 0 | 0 | 0 | 0 | 30 SPILLMAN | FN005818 | D_Station | 7124.6168 | 9014.0101 | 13046.2609 | 20504.7632 | 26623.4453 | 27147.6381 | 27147.6381 | 27147.6381 | 27147.6381 | 27147.6381 |  | 7124.6168 | 9203.3043 | 13599.9572 | 21823.8809 | 28931.2518 | 30120.4018 | 30752.9303 | 31398.7418 | 32058.1154 | 32731.3358 |  | 30 SPILLMAN | D_Station | 574.1877 | 741.7135 | 1096.0489 | 1758.8321 | 2331.63 | 2427.4661 | 2478.4429 | 2530.4902 | 2583.6305 | 2637.8867 | 9 | FN005818 | 9 |  | 63.7986 | 82.4126 | 121.7832 | 195.4258 | 259.07 | 269.7185 | 275.3825 | 281.1656 | 287.0701 | 293.0985 | 197.4544 | 35 WALDEN | 117.5341 | 9
31 STATION | FN005832 | D_Line | 9 | 34.8238 | 1.0775 | 284.3556 | 269.9962 | 0 | 0 | 0 | 0 | 0 | 0 | 0 | 31 STATION | FN005832 | D_Line | 1606.0051 | 2196.7896 | 2582.3712 | 2582.3712 | 2582.3712 | 2582.3712 | 2582.3712 | 2582.3712 | 2582.3712 | 2582.3712 |  | 1606.0051 | 2242.9222 | 2691.9697 | 2748.501 | 2806.2196 | 2865.1502 | 2925.3183 | 2986.75 | 3049.4718 | 3113.5107 |  | 31 STATION | D_Line | 226.9167 | 316.9084 | 380.3555 | 388.343 | 396.4982 | 404.8247 | 413.326 | 422.0058 | 430.868 | 439.9162 | 9 | FN005832 | 9 | 9 | 25.213 | 35.212 | 42.2617 | 43.1492 | 44.0554 | 44.9805 | 45.9251 | 46.8895 | 47.8742 | 48.8796 | 41.2964 | 38 Spring | 506.527 | 9
31 STATION | FN005832 | D_Line | 9 | 679.1728 | 890.931 | 306.4289 | 115.5854 | 0 | 0 | 0 | 0 | 0 | 0 | 0 | 31 STATION | FN005832 | D_Line | [11 empty] | 0 | 0 | 0 | 0 | 0 | 0 | 0 | 0 | 0 | 0 |  | 31 STATION | D_Line | 0 | 0 | 0 | 0 | 0 | 0 | 0 | 0 | 0 | 0 |  | FN005832 | 0 | [11 empty] | 0 | 41 STATION 41 | 66.0541 | 9
31 STATION | FN005832 | D_Station | 9 | 10027.0606 | 4693.8745 | 7585.3435 | 4306.9789 | 456.6937 | 0 | 0 | 0 | 0 | 0 | 0 | 31 STATION | FN005832 | D_Station | 14720.9351 | 22306.2786 | 26613.2575 | 27069.9513 | 27069.9513 | 27069.9513 | 27069.9513 | 27069.9513 | 27069.9513 | 27069.9513 |  | 14720.9351 | 22774.7105 | 27742.7508 | 28811.4224 | 29416.4623 | 30034.208 | 30664.9264 | 31308.8898 | 31966.3765 | 32637.6704 |  | 31 STATION | D_Station | 1186.3909 | 1835.4615 | 2235.8462 | 2321.9727 | 2370.7341 | 2420.5195 | 2471.3504 | 2523.2488 | 2576.237 | 2630.338 | 9 | FN005832 | 9 |  | 131.8212 | 203.9402 | 248.4274 | 257.997 | 263.4149 | 268.9466 | 274.5945 | 280.361 | 286.2486 | 292.2598 | 243.0996 | 51 ELK ST | 216.8451 | 9
32 BAILEY | FN005771 | D_Line | 9 | 467.9233 | 230.5624 | 95.2732 | 0 | 0 | 0 | 0 | 0 | 0 | 0 | 0 | 32 BAILEY | FN005771 | D_Line | 7958.7809 | 8121.0543 | 8121.0543 | 8121.0543 | 8121.0543 | 8121.0543 | 8121.0543 | 8121.0543 | 8121.0543 | 8121.0543 |  | 7958.7809 | 8291.5964 | 8465.7199 | 8643.5001 | 8825.0136 | 9010.3388 | 9199.556 | 9392.7466 | 9589.9943 | 9791.3842 |  | 32 BAILEY | D_Line | 1124.5173 | 1171.5417 | 1196.1441 | 1221.2631 | 1246.9096 | 1273.0947 | 1299.8297 | 1327.1261 | 1354.9958 | 1383.4507 | 9 | FN005771 | 9 | 9 | 124.9464 | 130.1713 | 132.9049 | 135.6959 | 138.5455 | 141.455 | 144.4255 | 147.4585 | 150.5551 | 153.7167 | 138.3236 | 64 STATION 64 | 21.757 | 4.5726
32 BAILEY | FN005771 | D_Line | 9 | 6839.6096 | 420.6856 | 67.0002 | 0 | 0 | 0 | 0 | 0 | 0 | 0 | 0 | 32 BAILEY | FN005771 | D_Line | [11 empty] | 0 | 0 | 0 | 0 | 0 | 0 | 0 | 0 | 0 | 0 |  | 32 BAILEY | D_Line | 0 | 0 | 0 | 0 | 0 | 0 | 0 | 0 | 0 | 0 |  | FN005771 | 0 | [11 empty] | 0 | 68 ELMWOOD | 68.0412 | 11.2
32 BAILEY | FN005771 | D_Station | 9 | 29499.2724 | 2626.9405 | 645.8497 | 0 | 0 | 0 | 0 | 0 | 0 | 0 | 0 | 32 BAILEY | FN005771 | D_Station | 32126.2129 | 32772.0626 | 32772.0626 | 32772.0626 | 32772.0626 | 32772.0626 | 32772.0626 | 32772.0626 | 32772.0626 | 32772.0626 |  | 32126.2129 | 33460.2759 | 34162.9417 | 34880.3634 | 35612.8511 | 36360.7209 | 37124.2961 | 37903.9063 | 38699.8883 | 39512.586 |  | 32 BAILEY | D_Station | 2589.1186 | 2696.6335 | 2753.2628 | 2811.0813 | 2870.114 | 2930.3864 | 2991.9245 | 3054.7549 | 3118.9048 | 3184.4018 | 9 | FN005771 | 9 |  | 287.6798 | 299.6259 | 305.9181 | 312.3424 | 318.9016 | 325.5985 | 332.4361 | 339.4172 | 346.545 | 353.8224 | 318.4015 | ALTAMONT | 13.7473 | 26.5
34 BEST ST. | FN005819 | D_Line | 9 | 0 | 0 | 0 | 0 | 40 | 150 | 150 | 0 | 0 | 0 | 0 | 34 BEST ST. | FN005819 | D_Line | 0 | 0 | 0 | 90 | 290 | 2140 | 2740 | 2740 | 2740 | 2740 |  | 0 | 0 | 0 | 95.7899 | 315.1381 | 2374.3377 | 3103.8807 | 3169.0622 | 3235.6125 | 3303.5603 |  | 34 BEST ST. | D_Line | 0 | 0 | 0 | 13.5344 | 44.5267 | 335.4765 | 438.5555 | 447.7652 | 457.1683 | 466.7688 | 9 | FN005819 | 9 | 9 | 0 | 0 | 0 | 1.5038 | 4.9474 | 37.2752 | 48.7284 | 49.7517 | 50.7965 | 51.8632 | 20.4057 | Avenue A | 190.6273 | 6.4
34 BEST ST. | FN005819 | D_Line | 9 | 0 | 0 | 0 | 0 | 50 | 50 | 1700 | 600 | 0 | 0 | 0 | 34 BEST ST. | FN005819 | D_Line | [11 empty] | 0 | 0 | 0 | 0 | 0 | 0 | 0 | 0 | 0 | 0 |  | 34 BEST ST. | D_Line | 0 | 0 | 0 | 0 | 0 | 0 | 0 | 0 | 0 | 0 |  | FN005819 | 0 | [11 empty] | 0 | BAKER STREET | 55.0264 | 10
34 BEST ST. | FN005819 | D_Station | 9 | 0 | 0 | 51 | 250 | 10 | 2164 | 1814 | 4274 | 3834 | 63 | 0 | 34 BEST ST. | FN005819 | D_Station | 0 | 51 | 301 | 311 | 2475 | 4289 | 8563 | 12397 | 12460 | 12460 |  | 0 | 52.071 | 313.7747 | 331.0073 | 2689.541 | 4758.6609 | 9700.1935 | 14338.2714 | 14713.7705 | 15022.7597 |  | 34 BEST ST. | D_Station | 0 | 4.1965 | 25.2878 | 26.6766 | 216.7557 | 383.5104 | 781.7588 | 1155.5512 | 1185.8135 | 1210.7156 | 9 | FN005819 | 9 |  | 0 | 0.46628 | 2.8098 | 2.9641 | 24.084 | 42.6123 | 86.8621 | 128.3946 | 131.7571 | 134.524 | 45.6484 | BATAVIA STATION | 65.5197 | 85
35 WALDEN | FN005842 | D_Line | 9 | 0 | 10 | 10 | 221 | 359 | 150 | 0 | 0 | 0 | 0 | 0 | 35 WALDEN | FN005842 | D_Line | 30 | 60 | 331 | 740 | 2570 | 3170 | 3170 | 3170 | 3170 | 3170 |  | 30 | 61.26 | 345.048 | 787.6059 | 2792.7759 | 3517.1264 | 3590.986 | 3666.3967 | 3743.3911 | 3822.0023 |  | 35 WALDEN | D_Line | 4.2388 | 8.6556 | 48.7527 | 111.2829 | 394.5987 | 496.9441 | 507.38 | 518.0349 | 528.9137 | 540.0209 | 9 | FN005842 | 9 | 9 | 0.47098 | 0.96173 | 5.417 | 12.3648 | 43.8443 | 55.216 | 56.3756 | 57.5594 | 58.7682 | 60.0023 | 30.589 | Beech | 59.1044 | 40
35 WALDEN | FN005842 | D_Line | 9 | 0 | 20 | 20 | 50 | 50 | 1680 | 600 | 0 | 0 | 0 | 0 | 35 WALDEN | FN005842 | D_Line | [11 empty] | 0 | 0 | 0 | 0 | 0 | 0 | 0 | 0 | 0 | 0 |  | 35 WALDEN | D_Line | 0 | 0 | 0 | 0 | 0 | 0 | 0 | 0 | 0 | 0 |  | FN005842 | 0 | [11 empty] | 0 | Belmont | 11.1077 | 10
35 WALDEN | FN005842 | D_Station | 9 | 0 | 120 | 480 | 1790 | 600 | 600 | 6980 | 8850 | 580 | 0 | 0 | 35 WALDEN | FN005842 | D_Station | 120 | 600 | 2390 | 2990 | 3590 | 10570 | 19420 | 20000 | 20000 | 20000 |  | 120 | 612.6 | 2491.434 | 3182.3535 | 3901.1928 | 11727.4529 | 21999.0374 | 23131.8406 | 23617.6092 | 24113.579 |  | 35 WALDEN | D_Station | 9.6711 | 49.3707 | 200.7899 | 256.4725 | 314.4053 | 945.1399 | 1772.9484 | 1864.2433 | 1903.3924 | 1943.3637 | 9 | FN005842 | 9 |  | 1.0746 | 5.4856 | 22.31 | 28.4969 | 34.9339 | 105.0155 | 196.9943 | 207.1381 | 211.488 | 215.9293 | 86.9451 | BETHLEHEM | 135.7451 | 1.5
38 Spring | FN005791 | D_Line | 9 | 14784.8141 | 532.9012 | 399.136 | 0 | 0 | 0 | 0 | 0 | 0 | 0 | 0 | 38 Spring | FN005791 | D_Line | 15317.7153 | 15716.8513 | 15716.8513 | 15716.8513 | 15716.8513 | 15716.8513 | 15716.8513 | 15716.8513 | 15716.8513 | 15716.8513 |  | 15317.7153 | 16046.9052 | 16383.8902 | 16727.9519 | 17079.2388 | 17437.9029 | 17804.0988 | 18177.9849 | 18559.7226 | 18949.4768 |  | 38 Spring | D_Line | 2164.2807 | 2267.3099 | 2314.9234 | 2363.5368 | 2413.171 | 2463.8476 | 2515.5884 | 2568.4158 | 2622.3525 | 2677.4219 | 9 | FN005791 | 9 | 9 | 240.4756 | 251.9233 | 257.2137 | 262.6152 | 268.1301 | 273.7608 | 279.5098 | 285.3795 | 291.3725 | 297.4913 | 267.5238 | Birch Avenue | 209.1589 | 26.1
38 Spring | FN005791 | D_Station | 9 | 15529.2111 | 4711.8929 | 4895.8451 | 0 | 0 | 0 | 0 | 0 | 0 | 0 | 0 | 38 Spring | FN005791 | D_Station | 20241.104 | 25136.9491 | 25136.9491 | 25136.9491 | 25136.9491 | 25136.9491 | 25136.9491 | 25136.9491 | 25136.9491 | 25136.9491 |  | 20241.104 | 25664.825 | 26203.7863 | 26754.0658 | 27315.9012 | 27889.5351 | 28475.2154 | 29073.1949 | 29683.732 | 30307.0904 |  | 38 Spring | D_Station | 1631.2728 | 2068.3818 | 2111.8178 | 2156.166 | 2201.4455 | 2247.6759 | 2294.8771 | 2343.0695 | 2392.2739 | 2442.5117 | 9 | FN005791 | 9 |  | 181.2525 | 229.8202 | 234.6464 | 239.574 | 244.6051 | 249.7418 | 254.9863 | 260.3411 | 265.8082 | 271.3902 | 239.0033 | Boyntonville | 27.4868 | 32.5
41 STATION 41 | FN005820 | D_Line | 9 | 0 | 0 | 0 | 0 | 40 | 150 | 150 | 0 | 0 | 0 | 0 | 41 STATION 41 | FN005820 | D_Line | 0 | 0 | 0 | 90 | 290 | 2140 | 2740 | 2740 | 2740 | 2740 |  | 0 | 0 | 0 | 95.7899 | 315.1381 | 2374.3377 | 3103.8807 | 3169.0622 | 3235.6125 | 3303.5603 |  | 41 STATION 41 | D_Line | 0 | 0 | 0 | 13.5344 | 44.5267 | 335.4765 | 438.5555 | 447.7652 | 457.1683 | 466.7688 | 9 | FN005820 | 9 | 9 | 0 | 0 | 0 | 1.5038 | 4.9474 | 37.2752 | 48.7284 | 49.7517 | 50.7965 | 51.8632 | 20.4057 | Bridgeport | 73.4827 | 77
41 STATION 41 | FN005820 | D_Line | 9 | 0 | 0 | 0 | 0 | 50 | 50 | 1700 | 600 | 0 | 0 | 0 | 41 STATION 41 | FN005820 | D_Line | [11 empty] | 0 | 0 | 0 | 0 | 0 | 0 | 0 | 0 | 0 | 0 |  | 41 STATION 41 | D_Line | 0 | 0 | 0 | 0 | 0 | 0 | 0 | 0 | 0 | 0 |  | FN005820 | 0 | [11 empty] | 0 | BRUNSWICK | 50.8011 | 14.7
41 STATION 41 | FN005820 | D_Station | 9 | 0 | 0 | 51 | 250 | 10 | 2164 | 1814 | 4274 | 3834 | 63 | 0 | 41 STATION 41 | FN005820 | D_Station | 0 | 51 | 301 | 311 | 2475 | 4289 | 8563 | 12397 | 12460 | 12460 |  | 0 | 52.071 | 313.7747 | 331.0073 | 2689.541 | 4758.6609 | 9700.1935 | 14338.2714 | 14713.7705 | 15022.7597 |  | 41 STATION 41 | D_Station | 0 | 4.1965 | 25.2878 | 26.6766 | 216.7557 | 383.5104 | 781.7588 | 1155.5512 | 1185.8135 | 1210.7156 | 9 | FN005820 | 9 |  | 0 | 0.46628 | 2.8098 | 2.9641 | 24.084 | 42.6123 | 86.8621 | 128.3946 | 131.7571 | 134.524 | 45.6484 | Buffalo Station 122 | 384.7926 | 6
51 ELK ST | FN005821 | D_Line | 9 | 19.7964 | 5.8238 | 6.1748 | 6.5258 | 6.7458 | 5.4588 | 314.1695 | 125.9912 | 0 | 0 | 0 | 51 ELK ST | FN005821 | D_Line | 69.5539 | 83.6764 | 98.5819 | 113.9874 | 841.8344 | 1358.9404 | 1648.1435 | 1648.1435 | 1648.1435 | 1648.1435 |  | 69.5539 | 85.4336 | 102.7658 | 121.3205 | 914.8074 | 1507.7492 | 1867.0221 | 1906.2296 | 1946.2604 | 1987.1319 |  | 51 ELK ST | D_Line | 9.8275 | 12.0711 | 14.5201 | 17.1417 | 129.2556 | 213.0339 | 263.7965 | 269.3362 | 274.9923 | 280.7671 | 9 | FN005821 | 9 | 9 | 1.0919 | 1.3412 | 1.6133 | 1.9046 | 14.3617 | 23.6704 | 29.3107 | 29.9262 | 30.5547 | 31.1963 | 14.1552 | Buffalo Station 25 | 75.1307 | 9
51 ELK ST | FN005821 | D_Line | 9 | 36.4179 | 7.5157 | 7.9477 | 8.3797 | 8.6597 | 722.3882 | 202.9364 | 163.2119 | 0 | 0 | 0 | 51 ELK ST | FN005821 | D_Line | [11 empty] | 0 | 0 | 0 | 0 | 0 | 0 | 0 | 0 | 0 | 0 |  | 51 ELK ST | D_Line | 0 | 0 | 0 | 0 | 0 | 0 | 0 | 0 | 0 | 0 |  | FN005821 | 0 | [11 empty] | 0 | Buffalo Station 45 | 246.1483 | 9
51 ELK ST | FN005821 | D_Station | 9 | 10817.1554 | 158.0296 | 292.1764 | 336.8906 | 2616.107 | 3437.0793 | 8520.7402 | 5646.0124 | 71.7252 | 0 | 0 | 51 ELK ST | FN005821 | D_Station | 10975.185 | 11267.3614 | 11604.252 | 14220.359 | 17657.4383 | 26178.1784 | 31824.1908 | 31895.916 | 31895.916 | 31895.916 |  | 10975.185 | 11503.976 | 12096.748 | 15135.1868 | 19188.0422 | 29044.7829 | 36050.5439 | 36890.5622 | 37665.264 | 38456.2346 |  | 51 ELK ST | D_Station | 884.5131 | 927.1294 | 974.9022 | 1219.7763 | 1546.4044 | 2340.7797 | 2905.3886 | 2973.0874 | 3035.5223 | 3099.2682 | 9 | FN005821 | 9 |  | 98.2792 | 103.0144 | 108.3225 | 135.5307 | 171.8227 | 260.0866 | 322.821 | 330.343 | 337.2803 | 344.3631 | 202.6899 | Burdeck | 17.7764 | 19.9
64 STATION 64 | Individual Project | D_Line | 4.5726 | 212.8138 | 0 | 0 | 0 | 0 | 798 | 0 | 0 | 0 | 0 | 0 | 64 STATION 64 | Individual Project | D_Line | 212.8138 | 212.8138 | 212.8138 | 212.8138 | 1010.8138 | 1010.8138 | 1010.8138 | 1010.8138 | 1010.8138 | 1010.8138 |  | 212.8138 | 217.2829 | 221.8459 | 226.5046 | 1098.4345 | 1121.5016 | 1145.0531 | 1169.0992 | 1193.6503 | 1218.717 |  | 64 STATION 64 | D_Line | 30.069 | 30.7005 | 31.3452 | 32.0034 | 155.2007 | 158.4599 | 161.7876 | 165.1851 | 168.654 | 172.1958 | 4.5726 | Individual Project | 4.5726 | 4.5726 | 6.5759 | 6.714 | 6.855 | 6.9989 | 33.9414 | 34.6541 | 35.3819 | 36.1249 | 36.8835 | 37.6581 | 21.757 | Burgoyne | 43.5068 | 26.4
68 ELMWOOD | FN005822 | D_Line | 9 | 0 | 0 | 0 | 0 | 39 | 150 | 150 | 0 | 0 | 0 | 0 | 68 ELMWOOD | FN005822 | D_Line | 77.7576 | 77.7576 | 77.7576 | 166.7576 | 1072.8509 | 2922.8509 | 3522.8509 | 3522.8509 | 3522.8509 | 3522.8509 |  | 77.7576 | 79.3905 | 81.0577 | 177.4855 | 1165.8491 | 3242.9136 | 3990.6966 | 4074.5013 | 4160.0658 | 4247.4272 |  | 68 ELMWOOD | D_Line | 10.9866 | 11.2173 | 11.4529 | 25.0774 | 164.7259 | 458.1999 | 563.8561 | 575.6971 | 587.7867 | 600.1303 | 9 | FN005822 | 11.2 | 11.2 | 0.98094 | 1.0015 | 1.0226 | 2.2391 | 14.7077 | 40.9107 | 50.3443 | 51.4015 | 52.481 | 53.5831 | 22.7315 | Butler | 27.9981 | 17.6
68 ELMWOOD | FN005822 | D_Line | 9 | 0 | 0 | 0 | 0 | 50 | 50 | 1700 | 600 | 0 | 0 | 0 | 68 ELMWOOD | FN005822 | D_Line | [11 empty] | 0 | 0 | 0 | 0 | 0 | 0 | 0 | 0 | 0 | 0 |  | 68 ELMWOOD | D_Line | 0 | 0 | 0 | 0 | 0 | 0 | 0 | 0 | 0 | 0 |  | FN005822 | [12 empty] | 0 | CHAUTAUQUA | 17.054 | 4
68 ELMWOOD | Individual Project | D_Line | 2.2 | 77.7576 | 0 | 0 | 0 | 0 | 706.0933 | 0 | 0 | 0 | 0 | 0 | 68 ELMWOOD | Individual Project | D_Line | [11 empty] | 0 | 0 | 0 | 0 | 0 | 0 | 0 | 0 | 0 | 0 |  | 68 ELMWOOD | D_Line | 0 | 0 | 0 | 0 | 0 | 0 | 0 | 0 | 0 | 0 | 2.2 | Individual Project | [12 empty] | 0 | Chestertown | 67.1601 | 34.5
68 ELMWOOD | FN005822 | D_Station | 9 | 0 | 0 | 0 | 51 | 250 | 2174 | 1814 | 4274 | 3834 | 63 | 0 | 68 ELMWOOD | FN005822 | D_Station | 0 | 0 | 51 | 301 | 2475 | 4289 | 8563 | 12397 | 12460 | 12460 |  | 0 | 0 | 53.1645 | 320.364 | 2689.541 | 4758.6609 | 9700.1935 | 14338.2714 | 14713.7705 | 15022.7597 |  | 68 ELMWOOD | D_Station | 0 | 0 | 4.2846 | 25.8188 | 216.7557 | 383.5104 | 781.7588 | 1155.5512 | 1185.8135 | 1210.7156 | 9 | FN005822 | 9 |  | 0 | 0 | 0.47607 | 2.8688 | 24.084 | 42.6123 | 86.8621 | 128.3946 | 131.7571 | 134.524 | 45.3097 | Cleveland | 274.0777 | 7
ALTAMONT | FN014243 | D_Station | 26.5 | 0 | 0 | 0 | 0 | 100 | 3900 | 4439.04 | 0 | 0 | 0 | 0 | ALTAMONT | FN014243 | D_Station | 0 | 0 | 0 | 100 | 4000 | 8439.04 | 8439.04 | 8439.04 | 8439.04 | 8439.04 |  | 0 | 0 | 0 | 106.4332 | 4346.7329 | 9363.1451 | 9559.7711 | 9760.5263 | 9965.4974 | 10174.7728 |  | ALTAMONT | D_Station | 0 | 0 | 0 | 8.5777 | 350.3123 | 754.5954 | 770.4419 | 786.6212 | 803.1402 | 820.0062 | 26.5 | FN014243 | 26.5 | 26.5 | 0 | 0 | 0 | 0.32369 | 13.2193 | 28.4753 | 29.0733 | 29.6838 | 30.3072 | 30.9436 | 13.7473 | Clintion Station | 49.0638 | 13.5
Avenue A | FN011042 | D_Line | 6.4 | 0 | 0 | 0 | 35 | 1000 | 1000 | 1000 | 1000 | 1000 | 0 | 0 | Avenue A | FN011042 | D_Line | 0 | 0 | 35 | 1035 | 2035 | 3035 | 4035 | 5035 | 5035 | 5035 |  | 0 | 0 | 36.4854 | 1101.5839 | 2211.4004 | 3367.3434 | 4570.8608 | 5823.4409 | 5945.7331 | 6070.5935 |  | Avenue A | D_Line | 0 | 0 | 5.1551 | 155.6457 | 312.4546 | 475.7809 | 645.8291 | 822.8094 | 840.0884 | 857.7303 | 6.4 | FN011042 | 6.4 | 6.4 | 0 | 0 | 0.80549 | 24.3196 | 48.821 | 74.3408 | 100.9108 | 128.564 | 131.2638 | 134.0204 | 54.3882 | COBLESKILL | 80.5659 | 9.4
Avenue A | FN011042 | D_Station | 6.4 | 21 | 101.5 | 0.1 | 1.4 | 2010 | 6257.3855 | 4986.4805 | 4708.7072 | 52.5408 | 0 | 0 | Avenue A | FN011042 | D_Station | 122.5 | 122.6 | 124 | 2134 | 8723.7025 | 16132.6831 | 20841.3903 | 20893.9311 | 20893.9311 | 20893.9311 |  | 122.5 | 125.1746 | 129.2627 | 2271.285 | 9479.9013 | 17899.2697 | 23609.1928 | 24165.7541 | 24673.235 | 25191.3729 |  | Avenue A | D_Station | 9.8725 | 10.0881 | 10.4175 | 183.0476 | 764.005 | 1442.5395 | 1902.7141 | 1947.5686 | 1988.4675 | 2030.2253 | 6.4 | FN011042 | 6.4 |  | 1.5426 | 1.5763 | 1.6277 | 28.6012 | 119.3758 | 225.3968 | 297.2991 | 304.3076 | 310.6981 | 317.2227 | 136.239 | Coffeen | 42.6648 | 5
Avenue A | FN011042 | D_Station | 6.4 | 0 | 0 | 0 | 0 | 0 | 332.317 | 2422.5 | 0 | 0 | 0 | 0 | Avenue A | FN011042 | D_Station | [11 empty] | 0 | 0 | 0 | 0 | 0 | 0 | 0 | 0 | 0 | 0 |  | Avenue A | D_Station | 0 | 0 | 0 | 0 | 0 | 0 | 0 | 0 | 0 | 0 |  | FN011042 | 0 | [11 empty] | 0 | Commerce | 129.1688 | 4.4
BAKER STREET | Individual Project | D_Line | 5 | 0 | 0 | 0 | 0 | 1890.9 | 1217.7 | 693 | 0 | 0 | 0 | 0 | BAKER STREET | Individual Project | D_Line | 0 | 0 | 0 | 1890.9 | 3108.6 | 4051.6 | 5351.6 | 7961.6 | 8911.6 | 8911.6 |  | 0 | 0 | 0 | 2012.5459 | 3378.0635 | 4495.2647 | 6062.3094 | 9208.3231 | 10523.5343 | 10744.5285 |  | BAKER STREET | D_Line | 0 | 0 | 0 | 284.358 | 477.2956 | 635.1479 | 856.5598 | 1301.0684 | 1486.8981 | 1518.123 | 5 | Individual Project | 10 | 10 | 0 | 0 | 0 | 28.4358 | 47.7296 | 63.5148 | 85.656 | 130.1068 | 148.6898 | 151.8123 | 55.0264 | Corinth | 57.1869 | 9.5
BAKER STREET | Individual Project | D_Line | 5 | 0 | 0 | 0 | 0 | 0 | 0 | 250 | 1300 | 2610 | 950 | 0 | BAKER STREET | Individual Project | D_Line | [11 empty] | 0 | 0 | 0 | 0 | 0 | 0 | 0 | 0 | 0 | 0 |  | BAKER STREET | D_Line | 0 | 0 | 0 | 0 | 0 | 0 | 0 | 0 | 0 | 0 | 5 | Individual Project | [12 empty] | 0 | CURTIS GREENFIELD | 21.1202 | 40
BATAVIA STATION | Individual Project | D_Line | 5 | 0 | 0 | 0 | 0 | 0 | 0 | 0 | 425.7 | 1633.5 | 1900.8 | 0 | BATAVIA STATION | Individual Project | D_Line | 120 | 395 | 1585 | 7285 | 13035 | 13535 | 13960.7 | 15594.2 | 17495 | 17495 |  | 120 | 403.295 | 1652.269 | 7753.6605 | 14164.916 | 15017.131 | 15814.7251 | 18036.1274 | 20659.5037 | 21093.3532 |  | BATAVIA STATION | D_Line | 16.9551 | 56.9826 | 233.4535 | 1095.5353 | 2001.3986 | 2121.8103 | 2234.5045 | 2548.3724 | 2919.0362 | 2980.3359 | 5 | Individual Project | 45 | 45 | 0.37678 | 1.2663 | 5.1879 | 24.3452 | 44.4755 | 47.1513 | 49.6557 | 56.6305 | 64.8675 | 66.2297 | 31.4391 | Delameter | 80.7192 | 82
BATAVIA STATION | Individual Project | D_Line | 40 | 0 | 120 | 275 | 1190 | 5700 | 5750 | 500 | 0 | 0 | 0 | 0 | BATAVIA STATION | Individual Project | D_Line | [11 empty] | 0 | 0 | 0 | 0 | 0 | 0 | 0 | 0 | 0 | 0 |  | BATAVIA STATION | D_Line | 0 | 0 | 0 | 0 | 0 | 0 | 0 | 0 | 0 | 0 | 40 | Individual Project | [12 empty] | 0 | Delanson | 26.7893 | 2.482
BATAVIA STATION | Individual Project | D_Station | 40 | 0 | 2300 | 850 | 5100 | 7670 | 5850 | 1000 | 0 | 0 | 0 | 0 | BATAVIA STATION | Individual Project | D_Station | 2300 | 3150 | 8250 | 15920 | 21770 | 22770 | 22770 | 22770 | 22770 | 22770 |  | 2300 | 3216.15 | 8600.1382 | 16944.1696 | 23657.0941 | 25263.3967 | 25793.928 | 26335.6005 | 26888.6481 | 27453.3097 |  | BATAVIA STATION | D_Station | 185.3618 | 259.1962 | 693.1031 | 1365.566 | 1906.5746 | 2036.0299 | 2078.7865 | 2122.441 | 2167.0123 | 2212.5195 | 40 | Individual Project | 40 | 40 | 4.634 | 6.4799 | 17.3276 | 34.1392 | 47.6644 | 50.9007 | 51.9697 | 53.061 | 54.1753 | 55.313 | 34.0806 | Delmar | 420.2974 | 7.2
Beech | FN014323 | D_Line | 40 | 0 | 0 | 180 | 360 | 720 | 2562 | 3946 | 3946 | 2535 | 0 | 0 | Beech | FN014323 | D_Line | 0 | 180 | 540 | 1260 | 3822 | 7768 | 11714 | 14249 | 14249 | 14249 |  | 0 | 183.78 | 562.9181 | 1341.0586 | 4153.3033 | 8618.6239 | 13269.6562 | 16480.2798 | 16826.3657 | 17179.7194 |  | Beech | D_Line | 0 | 25.9668 | 79.5362 | 189.4817 | 586.8313 | 1217.7483 | 1874.905 | 2328.5425 | 2377.4419 | 2427.3682 | 40 | FN014323 | 40 | 40 | 0 | 0.64917 | 1.9884 | 4.737 | 14.6708 | 30.4437 | 46.8726 | 58.2136 | 59.436 | 60.6842 | 23.2593 | Dorwin | 450.511 | 2
Beech | FN014323 | D_Station | 40 | 0 | 0 | 0 | 0 | 4 | 12 | 52 | 60 | 250 | 0 | 0 | Beech | FN014323 | D_Station | 0 | 1080 | 2520 | 3968 | 11659 | 21487 | 31083 | 37009 | 37009 | 37009 |  | 0 | 1102.68 | 2626.9513 | 4223.2704 | 12669.6399 | 23839.9036 | 35210.9207 | 42804.3144 | 43703.205 | 44620.9723 |  | Beech | D_Station | 0 | 88.8673 | 211.7115 | 340.3622 | 1021.0727 | 1921.3076 | 2837.7216 | 3449.6891 | 3522.1325 | 3596.0973 | 40 | FN014323 | 40 |  | 0 | 2.2217 | 5.2928 | 8.5091 | 25.5268 | 48.0327 | 70.943 | 86.2422 | 88.0533 | 89.9024 | 35.8451 | East Fulton | 13.0892 | 40
Beech | FN014323 | D_Station | 40 | 0 | 0 | 0 | 0 | 4 | 12 | 52 | 60 | 250 | 0 | 0 | Beech | FN014323 | D_Station | [11 empty] | 0 | 0 | 0 | 0 | 0 | 0 | 0 | 0 | 0 | 0 |  | Beech | D_Station | 0 | 0 | 0 | 0 | 0 | 0 | 0 | 0 | 0 | 0 |  | FN014323 | 0 | [11 empty] | 0 | EAST GOLAH | 34.7009 | 10
Beech | FN014323 | D_Station | 40 | 0 | 0 | 180 | 360 | 720 | 6137 | 8540 | 8532 | 4820 | 0 | 0 | Beech | FN014323 | D_Station | [11 empty] | 0 | 0 | 0 | 0 | 0 | 0 | 0 | 0 | 0 | 0 |  | Beech | D_Station | 0 | 0 | 0 | 0 | 0 | 0 | 0 | 0 | 0 | 0 |  | FN014323 | 0 | [11 empty] | 0 | East Molloy | 109.4382 | 47
Beech | FN014323 | D_Station | 40 | 0 | 0 | 900 | 1080 | 720 | 1530 | 1184 | 944 | 606 | 0 | 0 | Beech | FN014323 | D_Station | [11 empty] | 0 | 0 | 0 | 0 | 0 | 0 | 0 | 0 | 0 | 0 |  | Beech | D_Station | 0 | 0 | 0 | 0 | 0 | 0 | 0 | 0 | 0 | 0 |  | FN014323 | 0 | [11 empty] | 0 | East Pulaski | 34.9317 | 15.6
Belmont | FN012619 | D_Line | 10 | 0 | 0 | 0 | 0 | 0 | 0 | 126.72 | 1048.41 | 606.87 | 906 | 0 | Belmont | FN012619 | D_Line | 0 | 0 | 0 | 0 | 0 | 126.72 | 1175.13 | 1782 | 2688 | 2688 |  | 0 | 0 | 0 | 0 | 0 | 140.5963 | 1331.191 | 2061.047 | 3174.2067 | 3240.865 |  | Belmont | D_Line | 0 | 0 | 0 | 0 | 0 | 19.8652 | 188.0875 | 291.2108 | 448.4921 | 457.9104 | 10 | FN012619 | 10 | 10 | 0 | 0 | 0 | 0 | 0 | 1.9865 | 18.8088 | 29.1211 | 44.8492 | 45.791 | 11.1077 | EDEN CENTER | 263.3198 | 11
BETHLEHEM | Individual Project | D_Line | 0.5 | 114.0648 | 397.72 | 0 | 0 | 0 | 0 | 0 | 0 | 0 | 0 | 0 | BETHLEHEM | Individual Project | D_Line | 511.7848 | 511.7848 | 511.7848 | 683.7848 | 1345.7848 | 2114.7848 | 2114.7848 | 2114.7848 | 2114.7848 | 2114.7848 |  | 511.7848 | 522.5322 | 533.5054 | 727.7742 | 1462.4417 | 2346.3613 | 2395.6349 | 2445.9432 | 2497.308 | 2549.7515 |  | BETHLEHEM | D_Line | 72.3114 | 73.83 | 75.3804 | 102.8291 | 206.6323 | 331.5236 | 338.4856 | 345.5938 | 352.8513 | 360.2612 | 0.5 | Individual Project | 1.5 | 1.5 | 48.2076 | 49.22 | 50.2536 | 68.5528 | 137.7549 | 221.0157 | 225.6571 | 230.3959 | 235.2342 | 240.1741 | 135.7451 | Fayette St | 141.6747 | 41.5
BETHLEHEM | Individual Project | D_Line | 1 | 0 | 0 | 0 | 0 | 172 | 662 | 769 | 0 | 0 | 0 | 0 | BETHLEHEM | Individual Project | D_Line | [11 empty] | 0 | 0 | 0 | 0 | 0 | 0 | 0 | 0 | 0 | 0 |  | BETHLEHEM | D_Line | 0 | 0 | 0 | 0 | 0 | 0 | 0 | 0 | 0 | 0 | 1 | Individual Project | [12 empty] | 0 | FIREHOUSE | 21.7211 | 10
Birch Avenue | FN011227 | D_Line | 1.5 | 93 | 0 | 405.54 | 0 | 0 | 0 | 0 | 0 | 0 | 0 | 0 | Birch Avenue | FN011227 | D_Line | 93 | 538.54 | 2007.75 | 2007.75 | 2007.75 | 2007.75 | 2007.75 | 2007.75 | 2007.75 | 2007.75 |  | 93 | 549.8493 | 2092.9609 | 2136.9131 | 2181.7883 | 2227.6058 | 2274.3855 | 2322.1476 | 2370.9127 | 2420.7019 |  | Birch Avenue | D_Line | 13.1402 | 77.6897 | 295.72 | 301.9301 | 308.2707 | 314.7443 | 321.354 | 328.1024 | 334.9926 | 342.0274 | 1.5 | FN011227 | 1.5 | 1.5 | 8.7601 | 51.7931 | 197.1467 | 201.2868 | 205.5138 | 209.8296 | 214.236 | 218.7349 | 223.3284 | 228.0183 | 164.2921 | Florida | 20.826 | 2
Birch Avenue | FN011227 | D_Line | 1.5 | 0 | 0 | 20 | 1055.21 | 0 | 0 | 0 | 0 | 0 | 0 | 0 | Birch Avenue | FN011227 | D_Line | [11 empty] | 0 | 0 | 0 | 0 | 0 | 0 | 0 | 0 | 0 | 0 |  | Birch Avenue | D_Line | 0 | 0 | 0 | 0 | 0 | 0 | 0 | 0 | 0 | 0 |  | FN011227 | 0 | [11 empty] | 0 | FRENCH MOUNTAIN | 9.447 | 5
Birch Avenue | FN011227 | D_Line | 1.5 | 0 | 0 | 20 | 414 | 0 | 0 | 0 | 0 | 0 | 0 | 0 | Birch Avenue | FN011227 | D_Line | [11 empty] | 0 | 0 | 0 | 0 | 0 | 0 | 0 | 0 | 0 | 0 |  | Birch Avenue | D_Line | 0 | 0 | 0 | 0 | 0 | 0 | 0 | 0 | 0 | 0 |  | FN011227 | 0 | [11 empty] | 0 | Gabriels Station | 90.0132 | 4
Birch Avenue | FN012140 | D_Station | 24.6 | 0 | 0 | 0 | 0 | 0 | 0 | 110.25 | 915.075 | 529.2 | 838.131 | 5990.365 | Birch Avenue | FN012140 | D_Station | 0 | 0 | 0 | 320 | 3504 | 5151.25 | 16895.325 | 31448.386 | 39158.28 | 50153.601 |  | 0 | 0 | 0 | 340.5863 | 3807.7381 | 5715.3303 | 19139.0776 | 36372.9525 | 46241.2477 | 60469.141 |  | Birch Avenue | D_Station | 0 | 0 | 0 | 27.4486 | 306.8736 | 460.6104 | 1542.4582 | 2931.3722 | 3726.6787 | 4873.3343 | 24.6 | FN012140 | 24.6 | 24.6 | 0 | 0 | 0 | 1.1158 | 12.4745 | 18.724 | 62.7016 | 119.1615 | 151.491 | 198.103 | 44.8669 | Gilbert Mills | 52.1297 | 15
Birch Avenue | FN012140 | D_Station | 24.6 | 0 | 0 | 0 | 0 | 105 | 872 | 504 | 3699 | 2804 | 291.104 | 0 | Birch Avenue | FN012140 | D_Station | [11 empty] | 0 | 0 | 0 | 0 | 0 | 0 | 0 | 0 | 0 | 0 |  | Birch Avenue | D_Station | 0 | 0 | 0 | 0 | 0 | 0 | 0 | 0 | 0 | 0 |  | FN012140 | 0 | [11 empty] | 0 | Gilmantown | 24.5202 | 10
Birch Avenue | FN012140 | D_Station | 24.6 | 0 | 0 | 0 | 0 | 105 | 1397 | 504 | 3246 | 8274.861 | 6275 | 5004.956 | Birch Avenue | FN012140 | D_Station | [11 empty] | 0 | 0 | 0 | 0 | 0 | 0 | 0 | 0 | 0 | 0 |  | Birch Avenue | D_Station | 0 | 0 | 0 | 0 | 0 | 0 | 0 | 0 | 0 | 0 |  | FN012140 | 0 | [11 empty] | 0 | GLOVERSVILLE | 43.1133 | 15
Birch Avenue | FN012140 | D_Station | 24.6 | 0 | 0 | 0 | 0 | 110 | 915 | 529 | 3884 | 2945 | 305.659 | 0 | Birch Avenue | FN012140 | D_Station | [11 empty] | 0 | 0 | 0 | 0 | 0 | 0 | 0 | 0 | 0 | 0 |  | Birch Avenue | D_Station | 0 | 0 | 0 | 0 | 0 | 0 | 0 | 0 | 0 | 0 |  | FN012140 | 0 | [11 empty] | 0 | GRANBY CENTER | 53.1891 | 32.9
Boyntonville | FN011975 | D_Line | 32.5 | 0 | 0 | 0 | 0 | 495 | 1980 | 1980 | 0 | 0 | 0 | 0 | Boyntonville | FN011975 | D_Line | 0 | 0 | 0 | 495 | 2475 | 4455 | 4455 | 4455 | 4455 | 4455 |  | 0 | 0 | 0 | 526.8445 | 2689.541 | 4942.8385 | 5046.6381 | 5152.6175 | 5260.8225 | 5371.2997 |  | Boyntonville | D_Line | 0 | 0 | 0 | 74.4393 | 380.0124 | 698.3868 | 713.0529 | 728.027 | 743.3156 | 758.9252 | 32.5 | FN011975 | 32.5 | 32.5 | 0 | 0 | 0 | 2.2904 | 11.6927 | 21.4888 | 21.9401 | 22.4008 | 22.8712 | 23.3515 | 10.7707 | Grand Island | 39.4415 | 15
Boyntonville | FN011975 | D_Station | 32.5 | 0 | 0 | 0 | 0 | 121.551 | 1616.623 | 583.443 | 1442.484 | 9579.186 | 9579.186 | 5793.862 | Boyntonville | FN011975 | D_Station | 0 | 0 | 0 | 121.551 | 1738.174 | 2321.617 | 3764.101 | 13343.287 | 22922.473 | 28716.335 |  | 0 | 0 | 0 | 129.3707 | 1888.8446 | 2575.8424 | 4263.9855 | 15432.7394 | 27068.7005 | 34622.6806 |  | Boyntonville | D_Station | 0 | 0 | 0 | 10.4263 | 152.2259 | 207.5925 | 343.6435 | 1243.7567 | 2181.5231 | 2790.3141 | 32.5 | FN011975 | 32.5 |  | 0 | 0 | 0 | 0.32081 | 4.6839 | 6.3875 | 10.5736 | 38.2694 | 67.1238 | 85.8558 | 16.7162 | GREENBUSH | 25.1337 | 14.7
Bridgeport | Individual Project | D_Line | 15 | 0 | 0 | 0 | 0 | 0 | 0 | 126.72 | 1048.41 | 606.8696 | 960.3 | 0 | Bridgeport | Individual Project | D_Line | 120 | 340 | 1410 | 8860 | 10850 | 11476.72 | 12525.13 | 13131.9996 | 14092.2996 | 14092.2996 |  | 120 | 347.14 | 1469.8418 | 9429.9838 | 11790.5131 | 12733.462 | 14188.5069 | 15188.3661 | 16641.3213 | 16990.789 |  | Bridgeport | D_Line | 16.9551 | 49.0483 | 207.6779 | 1332.3875 | 1665.9129 | 1799.1447 | 2004.7318 | 2146.0046 | 2351.2965 | 2400.6737 | 15 | Individual Project | 37 | 37 | 0.45825 | 1.3256 | 5.6129 | 36.0105 | 45.0247 | 48.6255 | 54.1819 | 58.0001 | 63.5486 | 64.8831 | 33.2834 | HAGUE | 122.9138 | 5.5
Bridgeport | Individual Project | D_Line | 22 | 0 | 120 | 220 | 1070 | 7450 | 1990 | 500 | 0 | 0 | 0 | 0 | Bridgeport | Individual Project | D_Line | [11 empty] | 0 | 0 | 0 | 0 | 0 | 0 | 0 | 0 | 0 | 0 |  | Bridgeport | D_Line | 0 | 0 | 0 | 0 | 0 | 0 | 0 | 0 | 0 | 0 | 22 | Individual Project | [12 empty] | 0 | Inman | 77.4684 | 14
Bridgeport | Individual Project | D_Station | 15 | 0 | 0 | 0 | 0 | 0 | 128 | 1059 | 1520 | 3526 | 3409 | 354 | Bridgeport | Individual Project | D_Station | 2300 | 3150 | 8250 | 16750 | 22178 | 24237 | 25757 | 29283 | 32692 | 33046 |  | 2300 | 3216.15 | 8600.1382 | 17827.5654 | 24100.4609 | 26891.0384 | 29177.611 | 33868.4844 | 38605.344 | 39842.8666 |  | Bridgeport | D_Station | 185.3618 | 259.1962 | 693.1031 | 1436.7607 | 1942.3065 | 2167.2049 | 2351.4846 | 2729.5319 | 3111.2853 | 3211.0198 | 15 | Individual Project | 40 | 40 | 4.634 | 6.4799 | 17.3276 | 35.919 | 48.5577 | 54.1801 | 58.7871 | 68.2383 | 77.7821 | 80.2755 | 40.1993 | Karner | 297.1887 | 17.5
Bridgeport | Individual Project | D_Station | 25 | 0 | 2300 | 850 | 5100 | 8500 | 5300 | 1000 | 0 | 0 | 0 | 0 | Bridgeport | Individual Project | D_Station | [11 empty] | 0 | 0 | 0 | 0 | 0 | 0 | 0 | 0 | 0 | 0 |  | Bridgeport | D_Station | 0 | 0 | 0 | 0 | 0 | 0 | 0 | 0 | 0 | 0 | 25 | Individual Project | [12 empty] | 0 | Kenmore Station 22 | 48.3134 | 2
BRUNSWICK | Individual Project | D_Line | 2.2 | 41 | 0 | 270.54 | 0 | 0 | 0 | 0 | 0 | 0 | 0 | 0 | BRUNSWICK | Individual Project | D_Line | 41 | 311.54 | 311.54 | 311.54 | 311.54 | 311.54 | 311.54 | 311.54 | 311.54 | 311.54 |  | 41 | 318.0823 | 324.7621 | 331.5821 | 338.5453 | 345.6547 | 352.9135 | 360.3247 | 367.8915 | 375.6172 |  | BRUNSWICK | D_Line | 5.793 | 44.9427 | 45.8865 | 46.8501 | 47.834 | 48.8385 | 49.8641 | 50.9112 | 51.9804 | 53.072 | 2.2 | Individual Project | 2.2 | 2.2 | 2.6332 | 20.4285 | 20.8575 | 21.2955 | 21.7427 | 22.1993 | 22.6655 | 23.1415 | 23.6274 | 24.1236 | 19.4599 | Lakeville | 440.0262 | 10
Brunswick | Individual Project | D_Station | 12.5 | 0 | 0 | 0 | 0 | 0 | 0 | 120.78 | 1428.059 | 6483.394 | 9483.21 | 8793.862 | Brunswick | Individual Project | D_Station | 0 | 0 | 0 | 0 | 0 | 120.78 | 1548.839 | 8032.233 | 17515.443 | 26309.305 |  | 0 | 0 | 0 | 0 | 0 | 134.0058 | 1754.5297 | 9290.0167 | 20683.6444 | 31720.5752 |  | BRUNSWICK | D_Station | 0 | 0 | 0 | 0 | 0 | 10.7998 | 141.4012 | 748.7018 | 1666.9381 | 2556.4274 | 12.5 | Individual Project | 12.5 | 12.5 | 0 | 0 | 0 | 0 | 0 | 0.86398 | 11.3121 | 59.8961 | 133.355 | 204.5142 | 31.3411 | Liberty Street | 338.563 | 6.25
Buffalo Station 122 | FN005875 | D_Line | 6 | 4437.1118 | 658.8692 | 0 | 0 | 0 | 0 | 0 | 0 | 0 | 0 | 0 | Buffalo Station 122 | FN005875 | D_Line | 5095.9809 | 5095.9809 | 5095.9809 | 5095.9809 | 5095.9809 | 5095.9809 | 5095.9809 | 5095.9809 | 5095.9809 | 5095.9809 |  | 5095.9809 | 5202.9965 | 5312.2594 | 5423.8169 | 5537.717 | 5654.0091 | 5772.7433 | 5893.9709 | 6017.7443 | 6144.1169 |  | Buffalo Station 122 | D_Line | 720.0247 | 735.1452 | 750.5833 | 766.3455 | 782.4388 | 798.87 | 815.6462 | 832.7748 | 850.2631 | 868.1186 | 6 | FN005875 | 6 | 6 | 120.0041 | 122.5242 | 125.0972 | 127.7243 | 130.4065 | 133.145 | 135.941 | 138.7958 | 141.7105 | 144.6864 | 130.5151 | LYNDONVILLE | 11.7105 | 5
Buffalo Station 122 | FN005875 | D_Station | 6 | 16666.2518 | 739.8674 | 0 | 0 | 0 | 0 | 0 | 0 | 0 | 0 | 0 | Buffalo Station 122 | FN005875 | D_Station | 17406.1192 | 17406.1192 | 17406.1192 | 17406.1192 | 17406.1192 | 17406.1192 | 17406.1192 | 17406.1192 | 17406.1192 | 17406.1192 |  | 17406.1192 | 17771.6477 | 18144.8523 | 18525.8942 | 18914.938 | 19312.1517 | 19717.7069 | 20131.7787 | 20554.5461 | 20986.1916 |  | Buffalo Station 122 | D_Station | 1402.7955 | 1432.2542 | 1462.3315 | 1493.0405 | 1524.3943 | 1556.4066 | 1589.0912 | 1622.4621 | 1656.5338 | 1691.321 | 6 | FN005875 | 6 |  | 233.7992 | 238.709 | 243.7219 | 248.8401 | 254.0657 | 259.4011 | 264.8485 | 270.4103 | 276.089 | 281.8868 | 254.2775 | McClellan | 102.5059 | 5.3
Buffalo Station 25 | FN005840 | D_Line | 9 | 0 | 10 | 10 | 40 | 130 | 150 | 0 | 0 | 0 | 0 | 0 | Buffalo Station 25 | FN005840 | D_Line | 30 | 60 | 223 | 399.0159 | 2230.7265 | 2830.7265 | 2830.7265 | 2830.7265 | 2830.7265 | 2830.7265 |  | 30 | 61.26 | 232.4643 | 424.6855 | 2424.0931 | 3140.7012 | 3206.656 | 3273.9957 | 3342.7496 | 3412.9474 |  | Buffalo Station 25 | D_Line | 4.2388 | 8.6556 | 32.8455 | 60.0049 | 342.5066 | 443.758 | 453.0769 | 462.5916 | 472.306 | 482.2244 | 9 | FN005840 | 9 | 9 | 0.47098 | 0.96173 | 3.6495 | 6.6672 | 38.0563 | 49.3064 | 50.3419 | 51.3991 | 52.4784 | 53.5805 | 26.6111 | Mexico | 44.2315 | 20
Buffalo Station 25 | FN005840 | D_Line | 9 | 0 | 20 | 20 | 123 | 46.0159 | 1681.7106 | 600 | 0 | 0 | 0 | 0 | Buffalo Station 25 | FN005840 | D_Line | [11 empty] | 0 | 0 | 0 | 0 | 0 | 0 | 0 | 0 | 0 | 0 |  | Buffalo Station 25 | D_Line | 0 | 0 | 0 | 0 | 0 | 0 | 0 | 0 | 0 | 0 |  | FN005840 | 0 | [11 empty] | 0 | Middleburgh | 23.0398 | 19.4
Buffalo Station 25 | FN005840 | D_Station | 9 | 0 | 120 | 120 | 570 | 600 | 600 | 600 | 2440 | 7950 | 2890 | 0 | Buffalo Station 25 | FN005840 | D_Station | 120 | 240 | 810 | 1410 | 2010 | 2610 | 5050 | 13000 | 15890 | 15890 |  | 120 | 245.04 | 844.3772 | 1500.7085 | 2184.2333 | 2895.8044 | 5720.656 | 15035.6964 | 18764.1905 | 19158.2385 |  | Buffalo Station 25 | D_Station | 9.6711 | 19.7483 | 68.0501 | 120.9452 | 176.0319 | 233.3789 | 461.0396 | 1211.7582 | 1512.2453 | 1544.0024 | 9 | FN005840 | 9 |  | 1.0746 | 2.1943 | 7.5611 | 13.4384 | 19.5591 | 25.931 | 51.2266 | 134.6398 | 168.0273 | 171.5558 | 48.5196 | Middleport | 51.7128 | 7
Buffalo Station 45 | FN010096 | D_Line | 9 | 49.2106 | 6.4291 | 8.3856 | 1006.7907 | 204.8292 | 172.0233 | 0 | 0 | 0 | 0 | 0 | Buffalo Station 45 | FN010096 | D_Line | 90.5631 | 104.7616 | 1115.3225 | 1576.0128 | 1823.9929 | 1832.0879 | 1832.0879 | 1832.0879 | 1832.0879 | 1832.0879 |  | 90.5631 | 106.9616 | 1162.6579 | 1677.4013 | 1982.1025 | 2032.708 | 2075.3949 | 2118.9782 | 2163.4767 | 2208.9098 |  | Buffalo Station 45 | D_Line | 12.7959 | 15.1129 | 164.275 | 237.0045 | 280.0565 | 287.2067 | 293.2381 | 299.3961 | 305.6834 | 312.1027 | 9 | FN010096 | 9 | 9 | 1.4218 | 1.6792 | 18.2528 | 26.3338 | 31.1174 | 31.9119 | 32.582 | 33.2662 | 33.9648 | 34.6781 | 22.3918 | Middleville | 157.8365 | 5.2
Buffalo Station 45 | FN010096 | D_Line | 9 | 29.4354 | 5.4879 | 5.8129 | 3.7702 | 255.8611 | 75.9567 | 8.095 | 0 | 0 | 0 | 0 | Buffalo Station 45 | FN010096 | D_Line | [11 empty] | 0 | 0 | 0 | 0 | 0 | 0 | 0 | 0 | 0 | 0 |  | Buffalo Station 45 | D_Line | 0 | 0 | 0 | 0 | 0 | 0 | 0 | 0 | 0 | 0 |  | FN010096 | 0 | [11 empty] | 0 | Nassau | 45.9956 | 13
Buffalo Station 45 | FN010096 | D_Station | 9 | 10896.473 | 248.3852 | 1668.6618 | 1698.9525 | 8133.9948 | 5717.5948 | 1496.5185 | 0 | 0 | 0 | 0 | Buffalo Station 45 | FN010096 | D_Station | 11144.8582 | 12813.52 | 14512.4725 | 22646.4673 | 28364.0621 | 29860.5805 | 29860.5805 | 29860.5805 | 29860.5805 | 29860.5805 |  | 11144.8582 | 13082.604 | 15128.3963 | 24103.3657 | 30822.7508 | 33130.4212 | 33826.16 | 34536.5094 | 35261.7761 | 36002.2734 |  | Buffalo Station 45 | D_Station | 898.1874 | 1054.3544 | 1219.229 | 1942.5406 | 2484.0698 | 2670.0498 | 2726.1209 | 2783.3694 | 2841.8202 | 2901.4984 | 9 | FN010096 | 9 |  | 99.7986 | 117.1505 | 135.4699 | 215.8378 | 276.0078 | 296.6722 | 302.9023 | 309.2633 | 315.7578 | 322.3887 | 223.7564 | New 3rd Ave Substation | 37.2035 | 40
Burdeck | FN014248 | D_Station | 19.9 | 0 | 0 | 0 | 55.818 | 741.029 | 267.54 | 661.152 | 4389.875 | 4389.875 | 2655.193 | 0 | Burdeck | FN014248 | D_Station | 0 | 0 | 55.818 | 796.847 | 1064.387 | 1725.539 | 6115.414 | 10505.289 | 13160.482 | 13160.482 |  | 0 | 0 | 58.187 | 848.11 | 1156.6515 | 1914.4917 | 6927.5603 | 12150.3335 | 15540.956 | 15867.3161 |  | Burdeck | D_Station | 0 | 0 | 4.6894 | 68.351 | 93.217 | 154.2929 | 558.3065 | 979.2207 | 1252.4781 | 1278.7801 | 19.9 | FN014248 | 19.9 | 19.9 | 0 | 0 | 0.23565 | 3.4347 | 4.6843 | 7.7534 | 28.0556 | 49.2071 | 62.9386 | 64.2603 | 17.7764 | New Buffalo Station 97 | 4.0467 | 15
Burgoyne | Individual Project | D_Line | 8.8 | 41.7002 | 15 | 616 | 0 | 0 | 0 | 0 | 0 | 0 | 0 | 0 | Burgoyne | Individual Project | D_Line | 56.7002 | 672.7002 | 672.7002 | 672.7002 | 672.7002 | 672.7002 | 672.7002 | 672.7002 | 672.7002 | 672.7002 |  | 56.7002 | 686.8269 | 701.2503 | 715.9765 | 731.012 | 746.3633 | 762.0369 | 778.0397 | 794.3785 | 811.0605 |  | Burgoyne | D_Line | 8.0113 | 97.0436 | 99.0815 | 101.1622 | 103.2866 | 105.4557 | 107.6702 | 109.9313 | 112.2399 | 114.5969 | 8.8 | Individual Project | 8.8 | 8.8 | 0.91038 | 11.0277 | 11.2593 | 11.4957 | 11.7371 | 11.9836 | 12.2353 | 12.4922 | 12.7545 | 13.0224 | 10.4371 | New Cicero Substation | 41.944 | 80
Burgoyne | Individual Project | D_Station | 17.6 | 0 | 0 | 0 | 0 | 110.25 | 1466.325 | 529.2 | 1479.263 | 10739.254 | 10739.254 | 6495.517 | Burgoyne | Individual Project | D_Station | 0 | 0 | 0 | 110.25 | 1576.575 | 2105.775 | 3585.038 | 14324.292 | 25063.546 | 31559.063 |  | 0 | 0 | 0 | 117.3426 | 1713.2376 | 2336.3649 | 4061.1424 | 16567.3619 | 29597.0517 | 38050.098 |  | Burgoyne | D_Station | 0 | 0 | 0 | 9.4569 | 138.0734 | 188.2925 | 327.2959 | 1335.1983 | 2385.2882 | 3066.5368 | 17.6 | Individual Project | 17.6 | 17.6 | 0 | 0 | 0 | 0.53732 | 7.8451 | 10.6984 | 18.5964 | 75.8635 | 135.5277 | 174.235 | 33.0697 | New Cuba Station | 9.9398 | 12.5
Butler | Individual Project | D_Station | 17.6 | 0 | 0 | 0 | 0 | 110.25 | 1466.325 | 529.2 | 1308.375 | 8688.604 | 8688.604 | 5255.204 | Butler | Individual Project | D_Station | 0 | 0 | 0 | 110.25 | 1576.575 | 2105.775 | 3414.15 | 12102.754 | 20791.358 | 26046.562 |  | 0 | 0 | 0 | 117.3426 | 1713.2376 | 2336.3649 | 3867.5599 | 13997.9488 | 24552.1084 | 31403.7915 |  | Butler | D_Station | 0 | 0 | 0 | 9.4569 | 138.0734 | 188.2925 | 311.6947 | 1128.1239 | 1978.7057 | 2530.8971 | 17.6 | Individual Project | 17.6 | 17.6 | 0 | 0 | 0 | 0.53732 | 7.8451 | 10.6984 | 17.7099 | 64.0979 | 112.4265 | 143.801 | 27.9981 | NEW KRUMKILL | 75.3968 | 60
CHAUTAUQUA | Individual Project | D_Line | 4 | 0 | 0 | 50 | 525 | 0 | 0 | 0 | 0 | 0 | 0 | 0 | CHAUTAUQUA | Individual Project | D_Line | 0 | 50 | 575 | 575 | 575 | 575 | 575 | 575 | 575 | 575 |  | 0 | 51.05 | 599.4036 | 611.9911 | 624.8429 | 637.9646 | 651.3618 | 665.0404 | 679.0063 | 693.2654 |  | CHAUTAUQUA | D_Line | 0 | 7.213 | 84.6913 | 86.4698 | 88.2857 | 90.1397 | 92.0326 | 93.9653 | 95.9386 | 97.9533 | 4 | Individual Project | 4 | 4 | 0 | 1.8032 | 21.1728 | 21.6175 | 22.0714 | 22.5349 | 23.0082 | 23.4913 | 23.9846 | 24.4883 | 17.054 | New Livingston Substation | 12.0342 | 12.5
Chestertown | FN012138 | D_Line | 34.5 | 0 | 0 | 0 | 0 | 0 | 0 | 71.663 | 275.625 | 320.51 | 0 | 0 | Chestertown | FN012138 | D_Line | 0 | 0 | 0 | 250 | 2165 | 8355.253 | 16702.508 | 25065.641 | 34893.98 | 53299.982 |  | 0 | 0 | 0 | 266.0831 | 2352.6692 | 9270.1832 | 18920.6539 | 28990.7206 | 41205.6192 | 64262.6664 |  | Chestertown | D_Line | 0 | 0 | 0 | 37.5956 | 332.4149 | 1309.8088 | 2673.3495 | 4096.1759 | 5822.0514 | 9079.8429 | 34.5 | FN012138 | 34.5 | 34.5 | 0 | 0 | 0 | 1.0897 | 9.6352 | 37.9655 | 77.4884 | 118.7297 | 168.7551 | 263.1839 | 53.765 | NEWTONVILLE | 72.429 | 38.72
Chestertown | FN012138 | D_Line | 34.5 | 0 | 0 | 0 | 0 | 0 | 0 | 18.59 | 71.63 | 2314 | 179.79 | 0 | Chestertown | FN012138 | D_Line | [11 empty] | 0 | 0 | 0 | 0 | 0 | 0 | 0 | 0 | 0 | 0 |  | Chestertown | D_Line | 0 | 0 | 0 | 0 | 0 | 0 | 0 | 0 | 0 | 0 |  | FN012138 | 0 | [11 empty] | 0 | NORTH COLLINS | 175.0376 | 5.6
Chestertown | FN012138 | D_Line | 34.5 | 0 | 0 | 0 | 0 | 0 | 0 | 0 | 0 | 1728.623 | 6648.549 | 16656.002 | Chestertown | FN012138 | D_Line | [11 empty] | 0 | 0 | 0 | 0 | 0 | 0 | 0 | 0 | 0 | 0 |  | Chestertown | D_Line | 0 | 0 | 0 | 0 | 0 | 0 | 0 | 0 | 0 | 0 |  | FN012138 | 0 | [11 empty] | 0 | North Leroy | 63.2865 | 5
Chestertown | FN012138 | D_Line | 34.5 | 0 | 0 | 0 | 0 | 0 | 50 | 2000 | 2000 | 2000 | 2000 | 1750 | Chestertown | FN012138 | D_Line | [11 empty] | 0 | 0 | 0 | 0 | 0 | 0 | 0 | 0 | 0 | 0 |  | Chestertown | D_Line | 0 | 0 | 0 | 0 | 0 | 0 | 0 | 0 | 0 | 0 |  | FN012138 | 0 | [11 empty] | 0 | Northville Station | 39.4214 | 12.5
Chestertown | FN012138 | D_Line | 34.5 | 0 | 0 | 0 | 0 | 250 | 1865 | 4100 | 6000 | 2000 | 1000 | 0 | Chestertown | FN012138 | D_Line | [11 empty] | 0 | 0 | 0 | 0 | 0 | 0 | 0 | 0 | 0 | 0 |  | Chestertown | D_Line | 0 | 0 | 0 | 0 | 0 | 0 | 0 | 0 | 0 | 0 |  | FN012138 | 0 | [11 empty] | 0 | Partridge | 32.8511 | 15
Chestertown | FN012138 | D_Station | 34.5 | 0 | 0 | 0 | 0 | 0 | 0 | 0 | 200 | 200 | 0 | 0 | Chestertown | FN012138 | D_Station | 0 | 0 | 0 | 0 | 105 | 1502 | 3452 | 11926.861 | 20201.861 | 25201.861 |  | 0 | 0 | 0 | 0 | 114.1017 | 1666.4744 | 3910.4365 | 13794.5124 | 23855.9829 | 30385.3533 |  | Chestertown | D_Station | 0 | 0 | 0 | 0 | 9.1957 | 134.3047 | 315.1502 | 1111.7286 | 1922.6035 | 2448.8191 | 34.5 | FN012138 | 34.5 |  | 0 | 0 | 0 | 0 | 0.26654 | 3.8929 | 9.1348 | 32.224 | 55.7276 | 70.9803 | 13.395 | PINEBUSH | 96.9866 | 0.65
Chestertown | FN012138 | D_Station | 34.5 | 0 | 0 | 0 | 0 | 0 | 105 | 1397 | 1750 | 8274.861 | 8275 | 5000 | Chestertown | FN012138 | D_Station | [11 empty] | 0 | 0 | 0 | 0 | 0 | 0 | 0 | 0 | 0 | 0 |  | Chestertown | D_Station | 0 | 0 | 0 | 0 | 0 | 0 | 0 | 0 | 0 | 0 |  | FN012138 | 0 | [11 empty] | 0 | Port Henry | 54.0032 | 17
Cleveland | FN014417 | D_Line | 7 | 0 | 0 | 433 | 3645 | 4654 | 1425 | 429 | 0 | 0 | 0 | 0 | Cleveland | FN014417 | D_Line | 240 | 1513 | 7318 | 14412 | 17847 | 18336 | 18336 | 18336 | 18336 | 18336 |  | 240 | 1544.773 | 7628.5832 | 15339.1565 | 19394.0357 | 20343.8578 | 20771.0788 | 21207.2714 | 21652.6241 | 22107.3292 |  | Cleveland | D_Line | 33.9102 | 218.2651 | 1077.8628 | 2167.3102 | 2740.2348 | 2874.4377 | 2934.8009 | 2996.4317 | 3059.3568 | 3123.6033 | 7 | FN014417 | 7 | 7 | 4.8443 | 31.1807 | 153.9804 | 309.6157 | 391.4621 | 410.634 | 419.2573 | 428.0617 | 437.051 | 446.229 | 274.0777 | Pottersville | 34.9041 | 13
Cleveland | FN014417 | D_Line | 7 | 0 | 80 | 280 | 720 | 1000 | 960 | 20 | 0 | 0 | 0 | 0 | Cleveland | FN014417 | D_Line | [11 empty] | 0 | 0 | 0 | 0 | 0 | 0 | 0 | 0 | 0 | 0 |  | Cleveland | D_Line | 0 | 0 | 0 | 0 | 0 | 0 | 0 | 0 | 0 | 0 |  | FN014417 | 0 | [11 empty] | 0 | Raquette Lake | 50.7812 | 0.5
Cleveland | FN014417 | D_Line | 7 | 0 | 80 | 280 | 720 | 720 | 520 | 20 | 0 | 0 | 0 | 0 | Cleveland | FN014417 | D_Line | [11 empty] | 0 | 0 | 0 | 0 | 0 | 0 | 0 | 0 | 0 | 0 |  | Cleveland | D_Line | 0 | 0 | 0 | 0 | 0 | 0 | 0 | 0 | 0 | 0 |  | FN014417 | 0 | [11 empty] | 0 | RIVERSIDE | 154.9165 | 5
Cleveland | FN014417 | D_Line | 7 | 0 | 80 | 280 | 720 | 720 | 530 | 20 | 0 | 0 | 0 | 0 | Cleveland | FN014417 | D_Line | [11 empty] | 0 | 0 | 0 | 0 | 0 | 0 | 0 | 0 | 0 | 0 |  | Cleveland | D_Line | 0 | 0 | 0 | 0 | 0 | 0 | 0 | 0 | 0 | 0 |  | FN014417 | 0 | [11 empty] | 0 | Rome Substation | 32.695 | 20
Clintion Station | FN011965 | D_Line | 13.5 | 0 | 0 | 0 | 0 | 68.4663 | 169.7963 | 271.1263 | 997.5275 | 1805.884 | 106.0477 | 0 | Clintion Station | FN011965 | D_Line | 0 | 0 | 0 | 75.5542 | 262.3771 | 582.6962 | 1727.319 | 3557.7002 | 3663.7479 | 3663.7479 |  | 0 | 0 | 0 | 80.4148 | 285.1208 | 646.5035 | 1956.7124 | 4114.8077 | 4326.4483 | 4417.3037 |  | Clintion Station | D_Line | 0 | 0 | 0 | 11.362 | 40.2855 | 91.3462 | 276.4691 | 581.3921 | 611.2954 | 624.1326 | 13.5 | FN011965 | 13.5 | 13.5 | 0 | 0 | 0 | 0.84163 | 2.9841 | 6.7664 | 20.4792 | 43.0661 | 45.2811 | 46.232 | 13.3301 | Rotterdam | 55.1518 | 13
Clintion Station | FN011965 | D_Line | 13.5 | 0 | 0 | 0 | 0 | 7.088 | 17.0265 | 49.1928 | 147.0953 | 24.4972 | 0 | 0 | Clintion Station | FN011965 | D_Line | [11 empty] | 0 | 0 | 0 | 0 | 0 | 0 | 0 | 0 | 0 | 0 |  | Clintion Station | D_Line | 0 | 0 | 0 | 0 | 0 | 0 | 0 | 0 | 0 | 0 |  | FN011965 | 0 | [11 empty] | 0 | RUSSELL RD | 172.8995 | 3
Clintion Station | FN011965 | D_Station | 13.5 | 0 | 0 | 0 | 0 | 0 | 670.9692 | 670.9692 | 670.9692 | 0 | 0 | 0 | Clintion Station | FN011965 | D_Station | 0 | 0 | 0 | 423.6441 | 2376.5458 | 4109.7087 | 8349.9918 | 15786.9128 | 16037.9913 | 16037.9913 |  | 0 | 0 | 0 | 450.8981 | 2582.5524 | 4559.7366 | 9458.8971 | 18259.0175 | 18938.9506 | 19336.6685 |  | Clintion Station | D_Station | 0 | 0 | 0 | 36.3388 | 208.1333 | 367.4787 | 762.3123 | 1471.5323 | 1526.3296 | 1558.3825 | 13.5 | FN011965 | 13.5 |  | 0 | 0 | 0 | 2.6918 | 15.4173 | 27.2206 | 56.4676 | 109.0024 | 113.0614 | 115.4357 | 35.7337 | Sawyer Ave | 27.3657 | 32
Clintion Station | FN011965 | D_Station | 13.5 | 0 | 0 | 0 | 0 | 423.6441 | 1281.9324 | 1062.1937 | 3569.3138 | 7436.921 | 251.0785 | 0 | Clintion Station | FN011965 | D_Station | [11 empty] | 0 | 0 | 0 | 0 | 0 | 0 | 0 | 0 | 0 | 0 |  | Clintion Station | D_Station | 0 | 0 | 0 | 0 | 0 | 0 | 0 | 0 | 0 | 0 |  | FN011965 | 0 | [11 empty] | 0 | Schenevus | 37.1109 | 3
COBLESKILL | FN011920 | D_Line | 9.4 | 737.3791 | 1071.5631 | 875.1403 | 505.8126 | 0 | 0 | 0 | 0 | 0 | 0 | 0 | COBLESKILL | FN011920 | D_Line | 1808.9422 | 2684.0826 | 3189.8951 | 3189.8951 | 3189.8951 | 3189.8951 | 3189.8951 | 3189.8951 | 3189.8951 | 3189.8951 |  | 1808.9422 | 2740.4483 | 3325.2775 | 3395.1083 | 3466.4056 | 3539.2001 | 3613.5233 | 3689.4073 | 3766.8848 | 3845.9894 |  | COBLESKILL | D_Line | 255.5903 | 387.2052 | 469.8373 | 479.7039 | 489.7777 | 500.063 | 510.5643 | 521.2862 | 532.2332 | 543.4101 | 9.4 | FN011920 | 9.4 | 9.4 | 27.1905 | 41.192 | 49.9827 | 51.0323 | 52.104 | 53.1982 | 54.3154 | 55.456 | 56.6205 | 57.8096 | 48.4367 | SCHROON LAKE | 21.0835 | 4.8
COBLESKILL | FN011920 | D_Station | 9.4 | 1183.2639 | 766.7633 | 1246.1693 | 526.5343 | 0 | 0 | 0 | 0 | 0 | 0 | 0 | COBLESKILL | FN011920 | D_Station | 1950.0273 | 3196.1965 | 3722.7309 | 3722.7309 | 3722.7309 | 3722.7309 | 3722.7309 | 3722.7309 | 3722.7309 | 3722.7309 |  | 1950.0273 | 3263.3167 | 3880.7273 | 3962.2226 | 4045.4292 | 4130.3832 | 4217.1213 | 4305.6808 | 4396.1001 | 4488.4182 |  | COBLESKILL | D_Station | 157.1568 | 262.9975 | 312.7559 | 319.3238 | 326.0296 | 332.8762 | 339.8666 | 347.0038 | 354.2909 | 361.731 | 9.4 | FN011920 | 9.4 |  | 16.7188 | 27.9785 | 33.2719 | 33.9706 | 34.684 | 35.4124 | 36.156 | 36.9153 | 37.6905 | 38.482 | 32.1291 | Scofield | 1.1982 | 29.5
Coffeen | Individual Project | D_Line | 5 | 0 | 0 | 0 | 240 | 940 | 1090 | 0 | 0 | 0 | 0 | 0 | Coffeen | Individual Project | D_Line | 0 | 0 | 240 | 1180 | 2270 | 2270 | 2270 | 2270 | 2270 | 2270 |  | 0 | 0 | 250.1858 | 1255.9121 | 2466.771 | 2518.5731 | 2571.4632 | 2625.4639 | 2680.5986 | 2736.8912 |  | Coffeen | D_Line | 0 | 0 | 35.3494 | 177.4512 | 348.5366 | 355.8559 | 363.3289 | 370.9588 | 378.7489 | 386.7026 | 5 | Individual Project | 5 | 5 | 0 | 0 | 7.0699 | 35.4902 | 69.7073 | 71.1712 | 72.6658 | 74.1918 | 75.7498 | 77.3405 | 42.6648 | Scotia | 0.9827 | 9.1
Commerce | Individual Project | D_Station | 4.4 | 519.3388 | 210.8092 | 803.2354 | 913.9548 | 334.696 | 7189.8462 | 493.6482 | 0 | 0 | 0 | 0 | Commerce | Individual Project | D_Station | 730.148 | 1533.3834 | 2447.3382 | 2782.0342 | 9971.8803 | 10465.5285 | 10465.5285 | 10465.5285 | 10465.5285 | 10465.5285 |  | 730.148 | 1565.5845 | 2551.2057 | 2961.0087 | 10836.2752 | 11611.5414 | 11855.3838 | 12104.3468 | 12358.5381 | 12618.0674 |  | Commerce | D_Station | 58.8442 | 126.1737 | 205.607 | 238.6339 | 873.318 | 935.7984 | 955.4501 | 975.5146 | 996.0004 | 1016.9164 | 4.4 | Individual Project | 4.4 | 4.4 | 13.3737 | 28.6758 | 46.7289 | 54.235 | 198.4814 | 212.6814 | 217.1478 | 221.7079 | 226.3637 | 231.1174 | 129.1688 | SELKIRK | 31.3831 | 2.5
Corinth | Individual Project | D_Station | 9.5 | 0 | 0 | 0 | 0 | 121.551 | 1616.623 | 583.443 | 1442.484 | 9579.186 | 9579.186 | 5793.862 | Corinth | Individual Project | D_Station | 0 | 0 | 0 | 121.551 | 1738.174 | 2321.617 | 3764.101 | 13343.287 | 22922.473 | 28716.335 |  | 0 | 0 | 0 | 129.3707 | 1888.8446 | 2575.8424 | 4263.9855 | 15432.7394 | 27068.7005 | 34622.6806 |  | Corinth | D_Station | 0 | 0 | 0 | 10.4263 | 152.2259 | 207.5925 | 343.6435 | 1243.7567 | 2181.5231 | 2790.3141 | 9.5 | Individual Project | 9.5 | 9.5 | 0 | 0 | 0 | 1.0975 | 16.0238 | 21.8518 | 36.173 | 130.9218 | 229.634 | 293.7173 | 57.1869 | Sharon | 62.9979 | 4.027
CURTIS GREENFIELD | FN011976 | D_Line | 40 | 0 | 0 | 0 | 0 | 752.456 | 2894.063 | 3365.359 | 0 | 0 | 0 | 0 | CURTIS GREENFIELD | FN011976 | D_Line | 0 | 0 | 0 | 752.456 | 3646.519 | 7011.878 | 7011.878 | 7011.878 | 7011.878 | 7011.878 |  | 0 | 0 | 0 | 800.8632 | 3962.6111 | 7779.7038 | 7943.0776 | 8109.8822 | 8280.1897 | 8454.0737 |  | CURTIS GREENFIELD | D_Line | 0 | 0 | 0 | 113.1561 | 559.8878 | 1099.215 | 1122.2985 | 1145.8668 | 1169.93 | 1194.4985 | 40 | FN011976 | 40 | 40 | 0 | 0 | 0 | 2.8289 | 13.9972 | 27.4804 | 28.0575 | 28.6467 | 29.2483 | 29.8625 | 13.6659 | Shawnee Rd Station 76 | 30.5612 | 17.6
CURTIS GREENFIELD | FN011976 | D_Station | 40 | 0 | 0 | 0 | 0 | 105 | 1397 | 504 | 1246 | 577.5 | 8275.044 | 5004.956 | CURTIS GREENFIELD | FN011976 | D_Station | 0 | 0 | 0 | 105 | 1502 | 2006 | 3252 | 3829.5 | 12104.544 | 17109.5 |  | 0 | 0 | 0 | 111.7549 | 1632.1982 | 2225.6642 | 3683.8759 | 4429.1692 | 14294.0195 | 20628.564 |  | CURTIS GREENFIELD | D_Station | 0 | 0 | 0 | 9.0066 | 131.5423 | 179.3709 | 296.8912 | 356.956 | 1151.9849 | 1662.499 | 40 | FN011976 | 40 |  | 0 | 0 | 0 | 0.22516 | 3.2886 | 4.4843 | 7.4223 | 8.9239 | 28.7996 | 41.5625 | 7.4543 | Smith Bridge Station | 64.31 | 25
Delameter | Individual Project | D_Line | 40 | 0 | 125 | 250 | 870 | 5120 | 5160 | 500 | 0 | 0 | 0 | 0 | Delameter | Individual Project | D_Line | 6262 | 6845 | 8048 | 13168 | 18328 | 18828 | 18828 | 18828 | 18828 | 18828 |  | 6262 | 6988.745 | 8389.5652 | 14015.1272 | 19916.7304 | 20889.7335 | 21328.4179 | 21776.3147 | 22233.6173 | 22700.5233 |  | Delameter | D_Line | 884.7746 | 987.4584 | 1185.384 | 1980.2346 | 2814.0878 | 2951.566 | 3013.5488 | 3076.8334 | 3141.4469 | 3207.4173 | 40 | Individual Project | 42 | 42 | 21.0661 | 23.5109 | 28.2234 | 47.1484 | 67.0021 | 70.2754 | 71.7512 | 73.2579 | 74.7964 | 76.3671 | 51.4216 | South Street | 62.5736 | 7.5
Delameter | Individual Project | D_Line | 2 | 0 | 6137 | 333 | 333 | 0 | 0 | 0 | 0 | 0 | 0 | 0 | Delameter | Individual Project | D_Line | [11 empty] | 0 | 0 | 0 | 0 | 0 | 0 | 0 | 0 | 0 | 0 |  | Delameter | D_Line | 0 | 0 | 0 | 0 | 0 | 0 | 0 | 0 | 0 | 0 | 2 | Individual Project | [12 empty] | 0 | South Washington | 47.8529 | 5
Delameter | Individual Project | D_Station | 40 | 0 | 1200 | 1100 | 2700 | 7600 | 6900 | 1000 | 0 | 0 | 0 | 0 | Delameter | Individual Project | D_Station | 1200 | 2300 | 5000 | 12600 | 19500 | 20500 | 20500 | 20500 | 20500 | 20500 |  | 1200 | 2348.3 | 5212.205 | 13410.5865 | 21190.3232 | 22744.8235 | 23222.4648 | 23710.1366 | 24208.0494 | 24716.4185 |  | Delameter | D_Station | 96.7105 | 189.2544 | 420.0625 | 1080.7872 | 1707.7724 | 1833.0528 | 1871.5469 | 1910.8494 | 1950.9772 | 1991.9478 | 40 | Individual Project | 40 | 40 | 2.4178 | 4.7314 | 10.5016 | 27.0197 | 42.6943 | 45.8263 | 46.7887 | 47.7712 | 48.7744 | 49.7987 | 29.2976 | STARR RD. | 63.4285 | 2.6
Delanson | Individual Project | D_Line | 1.241 | 23.4828 | 164.3 | 0 | 0 | 0 | 0 | 0 | 0 | 0 | 0 | 0 | Delanson | Individual Project | D_Line | 432.6919 | 432.6919 | 432.6919 | 432.6919 | 432.6919 | 432.6919 | 432.6919 | 432.6919 | 432.6919 | 432.6919 |  | 432.6919 | 441.7784 | 451.0558 | 460.5279 | 470.199 | 480.0732 | 490.1547 | 500.448 | 510.9574 | 521.6875 |  | Delanson | D_Line | 61.1362 | 62.42 | 63.7309 | 65.0692 | 66.4357 | 67.8308 | 69.2553 | 70.7096 | 72.1945 | 73.7106 | 1.241 | Individual Project | 2.482 | 2.482 | 24.6318 | 25.1491 | 25.6772 | 26.2164 | 26.767 | 27.3291 | 27.903 | 28.489 | 29.0872 | 29.6981 | 26.7893 | Station 140 | 197.4187 | 10
Delanson | Individual Project | D_Line | 1.241 | 38.409 | 206.5 | 0 | 0 | 0 | 0 | 0 | 0 | 0 | 0 | 0 | Delanson | Individual Project | D_Line | [11 empty] | 0 | 0 | 0 | 0 | 0 | 0 | 0 | 0 | 0 | 0 |  | Delanson | D_Line | 0 | 0 | 0 | 0 | 0 | 0 | 0 | 0 | 0 | 0 | 1.241 | Individual Project | [12 empty] | 0 | Station 3012 | 567.0738 | 9
Delmar | FN011939 | D_Line | 7.2 | 144.6582 | 411.3883 | 369.2874 | 25.9763 | 12.4199 | 0 | 0 | 0 | 0 | 0 | 0 | Delmar | FN011939 | D_Line | 2816.3815 | 6236.0756 | 8998.8374 | 10463.3508 | 10652.7259 | 10652.7259 | 10652.7259 | 10652.7259 | 10652.7259 | 10652.7259 |  | 2816.3815 | 6367.0332 | 9380.7571 | 11136.4818 | 11576.1386 | 11819.2375 | 12067.4415 | 12320.8578 | 12579.5958 | 12843.7673 |  | Delmar | D_Line | 397.934 | 899.615 | 1325.4321 | 1573.5031 | 1635.6234 | 1669.9715 | 1705.0409 | 1740.8467 | 1777.4045 | 1814.73 | 7.2 | FN011939 | 7.2 | 7.2 | 55.2686 | 124.9465 | 184.0878 | 218.5421 | 227.1699 | 231.9405 | 236.8112 | 241.7843 | 246.8617 | 252.0458 | 191.6775 | Station 61 | 32.2637 | 35
Delmar | FN011939 | D_Line | 7.2 | 241.5712 | 1433.3685 | 2321.0927 | 2716.8456 | 1452.0936 | 189.375 | 0 | 0 | 0 | 0 | 0 | Delmar | FN011939 | D_Line | [11 empty] | 0 | 0 | 0 | 0 | 0 | 0 | 0 | 0 | 0 | 0 |  | Delmar | D_Line | 0 | 0 | 0 | 0 | 0 | 0 | 0 | 0 | 0 | 0 |  | FN011939 | 0 | [11 empty] | 0 | Summit | 175.7263 | 2.38
Delmar | FN011939 | D_Line | 7.2 | 92.6318 | 492.7635 | 729.314 | 19.9399 | 0 | 0 | 0 | 0 | 0 | 0 | 0 | Delmar | FN011939 | D_Line | [11 empty] | 0 | 0 | 0 | 0 | 0 | 0 | 0 | 0 | 0 | 0 |  | Delmar | D_Line | 0 | 0 | 0 | 0 | 0 | 0 | 0 | 0 | 0 | 0 |  | FN011939 | 0 | [11 empty] | 0 | Swaggertown | 85.5921 | 23.4
Delmar | FN011939 | D_Station | 7.2 | 9873.1402 | 6407.1243 | 2741.8984 | 120 | 0 | 0 | 0 | 0 | 0 | 0 | 0 | Delmar | FN011939 | D_Station | 16280.2645 | 19022.1629 | 19142.1629 | 19142.1629 | 19142.1629 | 19142.1629 | 19142.1629 | 19142.1629 | 19142.1629 | 19142.1629 |  | 16280.2645 | 19421.6283 | 19954.5754 | 20373.6215 | 20801.4675 | 21238.2984 | 21684.3026 | 22139.673 | 22604.6061 | 23079.3029 |  | Delmar | D_Station | 1312.0605 | 1565.2296 | 1608.1809 | 1641.9527 | 1676.4337 | 1711.6388 | 1747.5832 | 1784.2825 | 1821.7524 | 1860.0092 | 7.2 | FN011939 | 7.2 |  | 182.2306 | 217.393 | 223.3585 | 228.049 | 232.838 | 237.7276 | 242.7199 | 247.817 | 253.0212 | 258.3346 | 228.62 | Swann Rd | 15.675 | 5
Dorwin | Individual Project | D_Line | 2 | 0 | 0 | 410 | 1575 | 6277 | 401 | 0 | 0 | 0 | 0 | 0 | Dorwin | Individual Project | D_Line | 0 | 410 | 1985 | 8262 | 8663 | 8663 | 8663 | 8663 | 8663 | 8663 |  | 0 | 418.61 | 2069.2454 | 8793.5131 | 9413.9369 | 9611.6296 | 9813.4738 | 10019.5567 | 10229.9674 | 10444.7967 |  | Dorwin | D_Line | 0 | 59.1465 | 292.3692 | 1242.4588 | 1330.1202 | 1358.0527 | 1386.5718 | 1415.6898 | 1445.4193 | 1475.7731 | 2 | Individual Project | 2 | 2 | 0 | 29.5733 | 146.1846 | 621.2294 | 665.0601 | 679.0263 | 693.2859 | 707.8449 | 722.7096 | 737.8865 | 450.511 | THOUSAND ISLANDS | 163.1393 | 0.33
East Fulton | FN011971 | D_Line | 40 | 0 | 0 | 0 | 0 | 0 | 0 | 49.5 | 1642.41 | 6317.19 | 7346.79 | 0 | East Fulton | FN011971 | D_Line | 0 | 0 | 0 | 0 | 0 | 49.5 | 1691.91 | 8009.1 | 15355.89 | 15355.89 |  | 0 | 0 | 0 | 0 | 0 | 54.9204 | 1916.601 | 9263.2612 | 18133.4705 | 18514.2733 |  | East Fulton | D_Line | 0 | 0 | 0 | 0 | 0 | 7.7599 | 270.8016 | 1308.8308 | 2562.1262 | 2615.9309 | 40 | FN011971 | 40 | 40 | 0 | 0 | 0 | 0 | 0 | 0.194 | 6.77 | 32.7208 | 64.0532 | 65.3983 | 13.0892 | TULLER HILL | 8.964 | 6
EAST GOLAH | Individual Project | D_Line | 5 | 0 | 0 | 0 | 0 | 0 | 0 | 250 | 1830 | 1850 | 1020 | 0 | EAST GOLAH | Individual Project | D_Line | 0 | 0 | 0 | 0 | 0 | 250 | 2505.7 | 5989.2 | 8910 | 8910 |  | 0 | 0 | 0 | 0 | 0 | 277.3759 | 2838.4649 | 6927.061 | 10521.6449 | 10742.5994 |  | EAST GOLAH | D_Line | 0 | 0 | 0 | 0 | 0 | 39.1912 | 401.0542 | 978.7429 | 1486.6312 | 1517.8504 | 5 | Individual Project | 10 | 10 | 0 | 0 | 0 | 0 | 0 | 3.9191 | 40.1054 | 97.8743 | 148.6631 | 151.785 | 34.7009 | UNIONVILLE | 363.2123 | 2
EAST GOLAH | Individual Project | D_Line | 5 | 0 | 0 | 0 | 0 | 0 | 0 | 0 | 425.7 | 1633.5 | 1900.8 | 0 | EAST GOLAH | Individual Project | D_Line | [11 empty] | 0 | 0 | 0 | 0 | 0 | 0 | 0 | 0 | 0 | 0 |  | EAST GOLAH | D_Line | 0 | 0 | 0 | 0 | 0 | 0 | 0 | 0 | 0 | 0 | 5 | Individual Project |  | 0 | [10 empty] | 0 | Vail Mills | 17.0317 | 22.5
East Molloy | Individual Project | D_Line | 22 | 0 | 120 | 220 | 1580 | 7150 | 3040 | 500 | 0 | 0 | 0 | 0 | East Molloy | Individual Project | D_Line | 120 | 340 | 1920 | 9070 | 12110 | 12610 | 12610 | 12610 | 12610 | 12610 |  | 120 | 347.14 | 2001.4867 | 9653.4936 | 13159.734 | 13990.8402 | 14284.6479 | 14584.6255 | 14890.9026 | 15203.6116 |  | East Molloy | D_Line | 16.9551 | 49.0483 | 282.7954 | 1363.9678 | 1859.3738 | 1976.803 | 2018.3159 | 2060.7005 | 2103.9752 | 2148.1587 | 22 | Individual Project | 22 | 22 | 0.77069 | 2.2295 | 12.8543 | 61.9985 | 84.517 | 89.8547 | 91.7416 | 93.6682 | 95.6352 | 97.6436 | 56.2097 | Valkin | 11.386 | 57.6
East Molloy | Individual Project | D_Station | 25 | 0 | 2300 | 850 | 5100 | 7100 | 5850 | 1000 | 0 | 0 | 0 | 0 | East Molloy | Individual Project | D_Station | 2300 | 3150 | 8250 | 15350 | 21200 | 22200 | 22200 | 22200 | 22200 | 22200 |  | 2300 | 3216.15 | 8600.1382 | 16337.5002 | 23037.6847 | 24630.9796 | 25148.2302 | 25676.343 | 26215.5462 | 26766.0727 |  | East Molloy | D_Station | 185.3618 | 259.1962 | 693.1031 | 1316.6733 | 1856.6551 | 1985.0621 | 2026.7484 | 2069.3101 | 2112.7656 | 2157.1337 | 25 | Individual Project | 25 | 25 | 7.4145 | 10.3678 | 27.7241 | 52.6669 | 74.2662 | 79.4025 | 81.0699 | 82.7724 | 84.5106 | 86.2853 | 53.2284 | Van Hoesen | 38.713 | 48.2
East Pulaski | Individual Project | D_Station | 15.6 | 5.5567 | 69.9996 | 179.9998 | 479.9995 | 2320 | 7250 | 360 | 0 | 0 | 0 | 0 | East Pulaski | Individual Project | D_Station | 75.5563 | 255.5561 | 735.5556 | 3055.5556 | 10305.5556 | 10665.5556 | 10665.5556 | 10665.5556 | 10665.5556 | 10665.5556 |  | 75.5563 | 260.9227 | 766.7733 | 3252.1264 | 11198.8745 | 11833.4722 | 12081.9751 | 12335.6966 | 12594.7462 | 12859.2359 |  | East Pulaski | D_Station | 6.0892 | 21.0283 | 61.7959 | 262.0957 | 902.5407 | 953.6842 | 973.7116 | 994.1595 | 1015.0369 | 1036.3527 | 15.6 | Individual Project | 15.6 | 15.6 | 0.39034 | 1.348 | 3.9613 | 16.801 | 57.8552 | 61.1336 | 62.4174 | 63.7282 | 65.0665 | 66.4329 | 34.9317 | Voorheesville | 38.8017 | 15
EDEN CENTER | FN005814 | D_Line | 11 | 153.1656 | 1916.9321 | 0 | 0.78051 | 0 | 0 | 0 | 0 | 0 | 0 | 0 | EDEN CENTER | FN005814 | D_Line | 4331.2904 | 5186.6541 | 5188.4343 | 5188.4343 | 5188.4343 | 5188.4343 | 5188.4343 | 5188.4343 | 5188.4343 | 5188.4343 |  | 4331.2904 | 5295.5738 | 5408.6367 | 5522.2181 | 5638.1846 | 5756.5865 | 5877.4748 | 6000.9018 | 6126.9207 | 6255.5861 |  | EDEN CENTER | D_Line | 611.9795 | 748.2257 | 764.2006 | 780.2489 | 796.6341 | 813.3634 | 830.444 | 847.8834 | 865.6889 | 883.8684 | 11 | FN005814 | 11 | 11 | 55.6345 | 68.0205 | 69.4728 | 70.9317 | 72.4213 | 73.9421 | 75.4949 | 77.0803 | 78.699 | 80.3517 | 71.0208 | Walesville | 30.4857 | 14
EDEN CENTER | FN005814 | D_Line | 11 | 87.9545 | 994.5641 | 497.525 | 0 | 0 | 0 | 0 | 0 | 0 | 0 | 0 | EDEN CENTER | FN005814 | D_Line | [11 empty] | 0 | 0 | 0 | 0 | 0 | 0 | 0 | 0 | 0 | 0 |  | EDEN CENTER | D_Line | 0 | 0 | 0 | 0 | 0 | 0 | 0 | 0 | 0 | 0 |  | FN005814 | 0 | [11 empty] | 0 | Warrensburg | 324.3126 | 0.5
EDEN CENTER | FN005814 | D_Line | 11 | 161.7478 | 1016.9262 | 357.8387 | 0.99972 | 0 | 0 | 0 | 0 | 0 | 0 | 0 | EDEN CENTER | FN005814 | D_Line | [11 empty] | 0 | 0 | 0 | 0 | 0 | 0 | 0 | 0 | 0 | 0 |  | EDEN CENTER | D_Line | 0 | 0 | 0 | 0 | 0 | 0 | 0 | 0 | 0 | 0 |  | FN005814 | 0 | [11 empty] | 0 | WEAVER ST | 131.8896 | 4.1
EDEN CENTER | FN005814 | D_Station | 11 | 12241.9847 | 1427 | 8813.2442 | 3569.9339 | 6.0949 | 0 | 0 | 0 | 0 | 0 | 0 | EDEN CENTER | FN005814 | D_Station | 13668.9847 | 22482.2289 | 26052.1628 | 26058.2577 | 26058.2577 | 26058.2577 | 26058.2577 | 26058.2577 | 26058.2577 | 26058.2577 |  | 13668.9847 | 22954.3557 | 27157.8427 | 27734.6443 | 28317.0719 | 28911.7304 | 29518.8767 | 30138.7731 | 30771.6874 | 31417.8928 |  | EDEN CENTER | D_Station | 1101.612 | 1849.9395 | 2188.7072 | 2235.1929 | 2282.1319 | 2330.0567 | 2378.9879 | 2428.9467 | 2479.9545 | 2532.0336 | 11 | FN005814 | 11 |  | 100.1465 | 168.1763 | 198.9734 | 203.1994 | 207.4665 | 211.8233 | 216.2716 | 220.8133 | 225.4504 | 230.1849 | 192.299 | Wells | 136.425 | 3.44
Everett | [66 empty] | Whitesboro | 36.8183 | 12
Everett | [66 empty] | WOLF RD. | 177.0337 | 3
Fayette St | FN005770 | D_Line | 41.5 | 245.3083 | 78.5114 | 2903.5377 | 2792.8311 | 2968.6191 | 956.1269 | 222.7166 | 0 | 0 | 0 | 0 | Fayette St | FN005770 | D_Line | 2834.0669 | 9576.3198 | 14428.245 | 20389.8527 | 23188.1438 | 23410.8604 | 23410.8604 | 23410.8604 | 23410.8604 | 23410.8604 |  | 2834.0669 | 9777.4226 | 15040.5941 | 21701.578 | 25198.1672 | 25974.4335 | 26519.8966 | 27076.8145 | 27645.4276 | 28225.9815 |  | Fayette St | D_Line | 400.4328 | 1381.478 | 2125.1255 | 3066.2736 | 3560.316 | 3669.9967 | 3747.0667 | 3825.7551 | 3906.0959 | 3988.1239 | 41.5 | FN005770 | 41.5 | 41.5 | 9.649 | 33.2886 | 51.2078 | 73.8861 | 85.7907 | 88.4337 | 90.2908 | 92.1869 | 94.1228 | 96.0994 | 66.4828
Fayette St | FN005770 | D_Line | 41.5 | 96.6163 | 2175.8181 | 3632.9025 | 1176.0376 | 0 | 0 | 0 | 0 | 0 | 0 | 0 | Fayette St | FN005770 | D_Line | [11 empty] | 0 | 0 | 0 | 0 | 0 | 0 | 0 | 0 | 0 | 0 |  | Fayette St | D_Line | 0 | 0 | 0 | 0 | 0 | 0 | 0 | 0 | 0 | 0 |  | FN005770 | 0 | [11 empty] | 0
Fayette St | FN005770 | D_Line | 41.5 | 181.5568 | 56.256 | 205.8127 | 883.0565 | 2992.9887 | 1842.1642 | 0 | 0 | 0 | 0 | 0 | Fayette St | FN005770 | D_Line | [11 empty] | 0 | 0 | 0 | 0 | 0 | 0 | 0 | 0 | 0 | 0 |  | Fayette St | D_Line | 0 | 0 | 0 | 0 | 0 | 0 | 0 | 0 | 0 | 0 |  | FN005770 | 0 | [11 empty] | 0
Fayette St | FN005770 | D_Station | 41.5 | 6299.0105 | 5431.9237 | 6446.3458 | 6862.6135 | 3802.4158 | 2441.1691 | 0 | 0 | 0 | 0 | 0 | Fayette St | FN005770 | D_Station | 17179.4898 | 26352.1839 | 34964.3181 | 38766.7339 | 41207.903 | 41207.903 | 41207.903 | 41207.903 | 41207.903 | 41207.903 |  | 17179.4898 | 26905.5798 | 36448.2387 | 41260.6855 | 44779.9374 | 45720.3161 | 46680.4428 | 47660.7321 | 48661.6074 | 49683.5012 |  | Fayette St | D_Station | 1384.5309 | 2168.3768 | 2937.4397 | 3325.2848 | 3608.9087 | 3684.6957 | 3762.0743 | 3841.0779 | 3921.7405 | 4004.0971 | 41.5 | FN005770 | 41.5 |  | 33.3622 | 52.25 | 70.7817 | 80.1273 | 86.9617 | 88.7878 | 90.6524 | 92.5561 | 94.4998 | 96.4843 | 75.192
Fayette St | FN005770 | D_Station | 41.5 | 4074.5121 | 1374.0435 | 2726.3483 | 1749.5207 | 0 | 0 | 0 | 0 | 0 | 0 | 0 | Fayette St | FN005770 | D_Station | [11 empty] | 0 | 0 | 0 | 0 | 0 | 0 | 0 | 0 | 0 | 0 |  | Fayette St | D_Station | 0 | 0 | 0 | 0 | 0 | 0 | 0 | 0 | 0 | 0 |  | FN005770 | 0 | [11 empty] | 0
FIREHOUSE | Individual Project | D_Line | 10 | 158.7416 | 0 | 0 | 24 | 1900 | 0 | 0 | 0 | 0 | 0 | 0 | FIREHOUSE | Individual Project | D_Line | 158.7416 | 158.7416 | 182.7416 | 2082.7416 | 2082.7416 | 2082.7416 | 2082.7416 | 2082.7416 | 2082.7416 | 2082.7416 |  | 158.7416 | 162.0752 | 190.4973 | 2216.7291 | 2263.2804 | 2310.8093 | 2359.3363 | 2408.8823 | 2459.4689 | 2511.1177 |  | FIREHOUSE | D_Line | 22.429 | 22.9 | 26.9159 | 313.2075 | 319.7849 | 326.5004 | 333.3569 | 340.3574 | 347.5049 | 354.8025 | 10 | Individual Project | 10 | 10 | 2.2429 | 2.29 | 2.6916 | 31.3208 | 31.9785 | 32.65 | 33.3357 | 34.0357 | 34.7505 | 35.4802 | 21.7211
Florida | Individual Project | D_Line | 2 | 0 | 0 | 15 | 338.4615 | 0 | 0 | 0 | 0 | 0 | 0 | 0 | Florida | Individual Project | D_Line | 0 | 15 | 353.4615 | 353.4615 | 353.4615 | 353.4615 | 353.4615 | 353.4615 | 353.4615 | 353.4615 |  | 0 | 15.315 | 368.4628 | 376.2005 | 384.1007 | 392.1668 | 400.4023 | 408.8108 | 417.3958 | 426.1611 |  | Florida | D_Line | 0 | 2.1639 | 52.0611 | 53.1544 | 54.2706 | 55.4103 | 56.5739 | 57.762 | 58.975 | 60.2134 | 2 | Individual Project | 2 | 2 | 0 | 1.0819 | 26.0305 | 26.5772 | 27.1353 | 27.7051 | 28.287 | 28.881 | 29.4875 | 30.1067 | 20.826
FRENCH MOUNTAIN | Individual Project | D_Line | 5 | 0 | 0 | 350 | 0 | 0 | 0 | 0 | 0 | 0 | 0 | 0 | FRENCH MOUNTAIN | Individual Project | D_Line | 0 | 350 | 350 | 350 | 350 | 350 | 350 | 350 | 350 | 350 |  | 0 | 357.35 | 364.8543 | 372.5163 | 380.3391 | 388.3263 | 396.4811 | 404.8072 | 413.3082 | 421.9876 |  | FRENCH MOUNTAIN | D_Line | 0 | 50.4909 | 51.5512 | 52.6338 | 53.7391 | 54.8676 | 56.0199 | 57.1963 | 58.3974 | 59.6238 | 5 | Individual Project | 5 | 5 | 0 | 10.0982 | 10.3102 | 10.5268 | 10.7478 | 10.9735 | 11.204 | 11.4393 | 11.6795 | 11.9248 | 9.447
Gabriels Station | FN011964 | D_Line | 4 | 0 | 0 | 0 | 184 | 735 | 735 | 734.6939 | 0 | 0 | 612.245 | 0 | Gabriels Station | FN011964 | D_Line | 0 | 0 | 184 | 919 | 1654 | 2388.6939 | 2388.6939 | 2388.6939 | 3000.9389 | 3000.9389 |  | 0 | 0 | 191.8091 | 978.1213 | 1797.3741 | 2650.2644 | 2705.92 | 2762.7443 | 3543.7501 | 3618.1688 |  | Gabriels Station | D_Line | 0 | 0 | 27.1012 | 138.2014 | 253.9558 | 374.4629 | 382.3266 | 390.3555 | 500.7059 | 511.2207 | 4 | FN011964 | 4 | 4 | 0 | 0 | 6.7753 | 34.5503 | 63.4889 | 93.6157 | 95.5817 | 97.5889 | 125.1765 | 127.8052 | 55.5341
Gabriels Station | FN011964 | D_Station | 4 | 0 | 0 | 0 | 191 | 766 | 766 | 765.8 | 0 | 0 | 765.8 | 574.35 | Gabriels Station | FN011964 | D_Station | 0 | 0 | 191 | 957 | 1723 | 2488.8 | 2488.8 | 2488.8 | 3254.6 | 3828.95 |  | 0 | 0 | 199.1062 | 1018.566 | 1872.3552 | 2761.3325 | 2819.3205 | 2878.5262 | 3843.2935 | 4616.4844 |  | Gabriels Station | D_Station | 0 | 0 | 16.0464 | 82.0884 | 150.897 | 222.5416 | 227.2149 | 231.9864 | 309.7391 | 372.0521 | 4 | FN011964 | 4 |  | 0 | 0 | 4.0116 | 20.5221 | 37.7243 | 55.6354 | 56.8037 | 57.9966 | 77.4348 | 93.013 | 34.4791
Gilbert Mills | Individual Project | D_Station | 15 | 905.8209 | 238.0123 | 661.8037 | 774.3607 | 5342.7645 | 5745.6472 | 0 | 0 | 0 | 0 | 0 | Gilbert Mills | Individual Project | D_Station | 1143.8332 | 1805.6369 | 2579.9976 | 7922.7621 | 13668.4093 | 13668.4093 | 13668.4093 | 13668.4093 | 13668.4093 | 13668.4093 |  | 1143.8332 | 1843.5553 | 2689.4953 | 8432.4513 | 14853.2313 | 15165.1492 | 15483.6173 | 15808.7732 | 16140.7575 | 16479.7134 |  | Gilbert Mills | D_Station | 92.1839 | 148.576 | 216.752 | 679.5889 | 1197.0529 | 1222.191 | 1247.857 | 1274.062 | 1300.8173 | 1328.1345 | 15 | Individual Project | 15 | 15 | 6.1456 | 9.9051 | 14.4501 | 45.3059 | 79.8035 | 81.4794 | 83.1905 | 84.9375 | 86.7212 | 88.5423 | 52.1297
Gilmantown | Individual Project | D_Station | 10 | 0 | 0 | 0 | 136.5 | 525 | 2382.608 | 2378.861 | 0 | 0 | 0 | 0 | Gilmantown | Individual Project | D_Station | 0 | 0 | 136.5 | 661.5 | 3044.108 | 5422.969 | 5422.969 | 5422.969 | 5422.969 | 5422.969 |  | 0 | 0 | 142.2932 | 704.0558 | 3307.9811 | 6016.8036 | 6143.1564 | 6272.1627 | 6403.8781 | 6538.3596 |  | Gilmantown | D_Station | 0 | 0 | 11.4677 | 56.7413 | 266.5971 | 484.9068 | 495.0898 | 505.4867 | 516.1019 | 526.94 | 10 | Individual Project | 10 | 10 | 0 | 0 | 1.1468 | 5.6741 | 26.6597 | 48.4907 | 49.509 | 50.5487 | 51.6102 | 52.694 | 24.5202
GLOVERSVILLE | Individual Project | D_Station | 15 | 0 | 0 | 0 | 0 | 105 | 1396.5 | 504 | 4408.822 | 11227.861 | 11227.861 | 1186.206 | GLOVERSVILLE | Individual Project | D_Station | 0 | 0 | 0 | 105 | 1501.5 | 2005.5 | 6414.322 | 17642.183 | 28870.044 | 30056.25 |  | 0 | 0 | 0 | 111.7549 | 1631.6549 | 2225.1094 | 7266.1642 | 20404.8082 | 34092.0709 | 36238.188 |  | GLOVERSVILLE | D_Station | 0 | 0 | 0 | 9.0066 | 131.4985 | 179.3262 | 585.5953 | 1644.4661 | 2747.5512 | 2920.5112 | 15 | Individual Project | 15 | 15 | 0 | 0 | 0 | 0.60044 | 8.7666 | 11.9551 | 39.0397 | 109.6311 | 183.1701 | 194.7007 | 43.1133
GRANBY CENTER | FN011970 | D_Line | 32.9 | 0 | 0 | 0 | 128 | 1059 | 1583 | 2834 | 3971 | 100 | 0 | 0 | GRANBY CENTER | FN011970 | D_Line | 0 | 0 | 128 | 1187 | 2770 | 5653.5 | 21379.76 | 31587.66 | 34165.62 | 34165.62 |  | 0 | 0 | 133.4324 | 1263.3624 | 3010.1126 | 6272.5785 | 24219.0597 | 36534.0357 | 40345.5131 | 41192.7689 |  | GRANBY CENTER | D_Line | 0 | 0 | 18.853 | 178.5038 | 425.3068 | 886.2693 | 3421.9753 | 5161.991 | 5700.5247 | 5820.2358 | 32.9 | FN011970 | 32.9 | 32.9 | 0 | 0 | 0.57304 | 5.4256 | 12.9273 | 26.9383 | 104.0114 | 156.8994 | 173.2682 | 176.9069 | 53.1891
GRANBY CENTER | FN011970 | D_Line | 32.9 | 0 | 0 | 0 | 0 | 0 | 0 | 49.5 | 11755.26 | 10107.9 | 2577.96 | 0 | GRANBY CENTER | FN011970 | D_Line | [11 empty] | 0 | 0 | 0 | 0 | 0 | 0 | 0 | 0 | 0 | 0 |  | GRANBY CENTER | D_Line | 0 | 0 | 0 | 0 | 0 | 0 | 0 | 0 | 0 | 0 |  | FN011970 | 0 | [11 empty] | 0
Grand Island | Individual Project | D_Station | 15 | 3862.6606 | 1060.0964 | 0 | 0 | 0 | 0 | 288.5923 | 3519.613 | 1893.6633 | 0 | 0 | Grand Island | Individual Project | D_Station | 4922.757 | 4922.757 | 4922.757 | 4922.757 | 4922.757 | 5211.3493 | 8730.9623 | 10624.6255 | 10624.6255 | 10624.6255 |  | 4922.757 | 5026.1349 | 5131.6838 | 5239.4491 | 5349.4776 | 5782.0108 | 9890.4617 | 12288.3572 | 12546.4127 | 12809.8874 |  | Grand Island | D_Station | 396.7353 | 405.0667 | 413.5731 | 422.2581 | 431.1256 | 465.9843 | 797.093 | 990.3444 | 1011.1416 | 1032.3756 | 15 | Individual Project | 15 | 15 | 26.449 | 27.0044 | 27.5715 | 28.1505 | 28.7417 | 31.0656 | 53.1395 | 66.023 | 67.4094 | 68.825 | 39.4415
GREENBUSH | Individual Project | D_Line | 2.2 | 121.2358 | 0 | 700 | 0 | 0 | 0 | 0 | 0 | 0 | 0 | 0 | GREENBUSH | Individual Project | D_Line | 136.2358 | 836.2358 | 3006.1639 | 3006.1639 | 3006.1639 | 3006.1639 | 3006.1639 | 3006.1639 | 3006.1639 | 3006.1639 |  | 136.2358 | 853.7968 | 3133.7485 | 3199.5572 | 3266.7479 | 3335.3496 | 3405.3919 | 3476.9052 | 3549.9202 | 3624.4685 |  | GREENBUSH | D_Line | 19.2491 | 120.6352 | 442.7756 | 452.0739 | 461.5675 | 471.2604 | 481.1569 | 491.2612 | 501.5777 | 512.1108 | 2.2 | Individual Project | 14.7 | 14.7 | 1.3095 | 8.2065 | 30.1208 | 30.7533 | 31.3991 | 32.0585 | 32.7318 | 33.4191 | 34.1209 | 34.8375 | 25.1337
GREENBUSH | Individual Project | D_Line | 12.5 | 0 | 15 | 0 | 2169.9281 | 0 | 0 | 0 | 0 | 0 | 0 | 0 | GREENBUSH | Individual Project | D_Line | [11 empty] | 0 | 0 | 0 | 0 | 0 | 0 | 0 | 0 | 0 | 0 |  | GREENBUSH | D_Line | 0 | 0 | 0 | 0 | 0 | 0 | 0 | 0 | 0 | 0 | 12.5 | Individual Project |  | 0 | [10 empty] | 0
HAGUE | Individual Project | D_Line | 1.5 | 110.4596 | 750.96 | 2167.15 | 0 | 0 | 0 | 0 | 0 | 0 | 0 | 0 | HAGUE | Individual Project | D_Line | 1787.3438 | 4761.3738 | 4761.3738 | 4761.3738 | 4761.3738 | 4761.3738 | 4761.3738 | 4761.3738 | 4761.3738 | 4761.3738 |  | 1787.3438 | 4861.3626 | 4963.4512 | 5067.6837 | 5174.1051 | 5282.7613 | 5393.6992 | 5506.9669 | 5622.6132 | 5740.6881 |  | HAGUE | D_Line | 252.5385 | 686.8748 | 701.2992 | 716.0265 | 731.0631 | 746.4154 | 762.0901 | 778.094 | 794.434 | 811.1171 | 1.5 | Individual Project | 5.5 | 5.5 | 45.9161 | 124.8863 | 127.5089 | 130.1866 | 132.9206 | 135.7119 | 138.5618 | 141.4716 | 144.4425 | 147.4758 | 122.9138
HAGUE | Individual Project | D_Line | 4 | 191.959 | 733.9651 | 806.88 | 0 | 0 | 0 | 0 | 0 | 0 | 0 | 0 | HAGUE | Individual Project | D_Line | [11 empty] | 0 | 0 | 0 | 0 | 0 | 0 | 0 | 0 | 0 | 0 |  | HAGUE | D_Line | 0 | 0 | 0 | 0 | 0 | 0 | 0 | 0 | 0 | 0 | 4 | Individual Project |  | 0 | [10 empty] | 0
Inman | Individual Project | D_Line | 14 | 0 | 0 | 0 | 0 | 0 | 1660 | 6381 | 9605 | 0 | 0 | 0 | Inman | Individual Project | D_Line | 0 | 0 | 0 | 0 | 1660 | 8041 | 17646 | 17646 | 17646 | 17646 |  | 0 | 0 | 0 | 0 | 1803.8942 | 8921.5183 | 19989.4446 | 20409.2229 | 20837.8166 | 21275.4108 |  | Inman | D_Line | 0 | 0 | 0 | 0 | 254.877 | 1260.545 | 2824.3617 | 2883.6733 | 2944.2305 | 3006.0593 | 14 | Individual Project | 14 | 14 | 0 | 0 | 0 | 0 | 18.2055 | 90.0389 | 201.7401 | 205.9767 | 210.3022 | 214.7185 | 77.4684
Karner | FN011010 | D_Line | 17.5 | 44.9102 | 126.2168 | 0 | 3310.6712 | 1621.105 | 842.0796 | 0 | 0 | 0 | 0 | 0 | Karner | FN011010 | D_Line | 2122.0288 | 6452.3656 | 15973.5537 | 19128.4089 | 19970.4885 | 19970.4885 | 19970.4885 | 19970.4885 | 19970.4885 | 19970.4885 |  | 2122.0288 | 6587.8653 | 16651.4873 | 20358.9827 | 21701.5951 | 22157.3286 | 22622.6325 | 23097.7078 | 23582.7597 | 24077.9976 |  | Karner | D_Line | 299.8271 | 930.817 | 2352.7329 | 2876.5748 | 3066.276 | 3130.6678 | 3196.4119 | 3263.5365 | 3332.0708 | 3402.0443 | 17.5 | FN011010 | 17.5 | 17.5 | 17.133 | 53.1895 | 134.4419 | 164.3757 | 175.2158 | 178.8953 | 182.6521 | 186.4878 | 190.404 | 194.4025 | 137.7846
Karner | FN011010 | D_Line | 17.5 | 417.031 | 0 | 1919.5164 | 5529.7249 | 1533.7501 | 0 | 0 | 0 | 0 | 0 | 0 | Karner | FN011010 | D_Line | [11 empty] | 0 | 0 | 0 | 0 | 0 | 0 | 0 | 0 | 0 | 0 |  | Karner | D_Line | 0 | 0 | 0 | 0 | 0 | 0 | 0 | 0 | 0 | 0 |  | FN011010 | 0 | [11 empty] | 0
Karner | FN011010 | D_Line | 17.5 | 1483.8703 | 50.0005 | 2410.8204 | 680.792 | 0 | 0 | 0 | 0 | 0 | 0 | 0 | Karner | FN011010 | D_Line | [11 empty] | 0 | 0 | 0 | 0 | 0 | 0 | 0 | 0 | 0 | 0 |  | Karner | D_Line | 0 | 0 | 0 | 0 | 0 | 0 | 0 | 0 | 0 | 0 |  | FN011010 | 0 | [11 empty] | 0
Karner | FN011010 | D_Station | 17.5 | 11.579 | 0 | 0 | 0 | 0 | 0 | 439.127 | 0 | 0 | 0 | 0 | Karner | FN011010 | D_Station | 17242.8993 | 25412.1938 | 34299.0142 | 34979.4129 | 34979.4129 | 35418.5399 | 35418.5399 | 35418.5399 | 35418.5399 | 35418.5399 |  | 17242.8993 | 25945.8498 | 35754.6987 | 37229.7177 | 38011.5417 | 39296.9971 | 40122.234 | 40964.8009 | 41825.0618 | 42703.3881 |  | Karner | D_Station | 1389.6413 | 2091.0302 | 2881.5458 | 3000.4207 | 3063.4295 | 3167.027 | 3233.5346 | 3301.4388 | 3370.7691 | 3441.5552 | 17.5 | FN011010 | 17.5 |  | 79.4081 | 119.4874 | 164.6598 | 171.4526 | 175.0531 | 180.973 | 184.7734 | 188.6536 | 192.6154 | 196.6603 | 159.4041
Karner | FN011010 | D_Station | 17.5 | 15411.1231 | 1820.1971 | 8169.2945 | 8886.8204 | 680.3987 | 0 | 0 | 0 | 0 | 0 | 0 | Karner | FN011010 | D_Station | [11 empty] | 0 | 0 | 0 | 0 | 0 | 0 | 0 | 0 | 0 | 0 |  | Karner | D_Station | 0 | 0 | 0 | 0 | 0 | 0 | 0 | 0 | 0 | 0 |  | FN011010 | 0 | [11 empty] | 0
Kenmore Station 22 | Individual Project | D_Station | 2 | 0 | 0 | 0 | 0 | 0 | 10 | 40 | 1050 | 2300 | 800 | 0 | Kenmore Station 22 | Individual Project | D_Station | 0 | 0 | 0 | 0 | 10 | 50 | 1100 | 3400 | 4200 | 4200 |  | 0 | 0 | 0 | 0 | 10.8668 | 55.4752 | 1246.0835 | 3932.4129 | 4959.6979 | 5063.8516 |  | Kenmore Station 22 | D_Station | 0 | 0 | 0 | 0 | 0.87578 | 4.4709 | 100.4245 | 316.9214 | 399.7124 | 408.1064 | 2 | Individual Project | 2 | 2 | 0 | 0 | 0 | 0 | 0.43789 | 2.2354 | 50.2122 | 158.4607 | 199.8562 | 204.0532 | 48.3134
Lakeville | FN005761 | D_Line | 10 | 15083.873 | 1225.1935 | 0 | 0 | 0 | 0 | 0 | 0 | 0 | 0 | 0 | Lakeville | FN005761 | D_Line | 16309.0664 | 16309.0664 | 16309.0664 | 16309.0664 | 16309.0664 | 16309.0664 | 16309.0664 | 16309.0664 | 16309.0664 | 16309.0664 |  | 16309.0664 | 16651.5568 | 17001.2395 | 17358.2655 | 17722.7891 | 18094.9677 | 18474.962 | 18862.9362 | 19259.0579 | 19663.4981 |  | Lakeville | D_Line | 2304.3513 | 2352.7427 | 2402.1503 | 2452.5955 | 2504.1 | 2556.6861 | 2610.3765 | 2665.1944 | 2721.1635 | 2778.3079 | 10 | FN005761 | 10 | 10 | 230.4351 | 235.2743 | 240.215 | 245.2595 | 250.41 | 255.6686 | 261.0376 | 266.5194 | 272.1163 | 277.8308 | 250.6187
Lakeville | FN005761 | D_Station | 10 | 104.3934 | 0 | 292.5484 | 0 | 0 | 0 | 0 | 0 | 0 | 0 | 0 | Lakeville | FN005761 | D_Station | 21352.3415 | 21644.8898 | 21644.8898 | 21644.8898 | 21644.8898 | 21644.8898 | 21644.8898 | 21644.8898 | 21644.8898 | 21644.8898 |  | 21352.3415 | 22099.4325 | 22563.5206 | 23037.3545 | 23521.139 | 24015.0829 | 24519.3996 | 25034.307 | 25560.0275 | 26096.788 |  | Lakeville | D_Station | 1720.8298 | 1781.0394 | 1818.4412 | 1856.6285 | 1895.6177 | 1935.4257 | 1976.0696 | 2017.5671 | 2059.936 | 2103.1946 | 10 | FN005761 | 10 |  | 172.083 | 178.1039 | 181.8441 | 185.6628 | 189.5618 | 193.5426 | 197.607 | 201.7567 | 205.9936 | 210.3195 | 189.4075
Lakeville | FN005761 | D_Station | 10 | 19895.6775 | 1352.2706 | 0 | 0 | 0 | 0 | 0 | 0 | 0 | 0 | 0 | Lakeville | FN005761 | D_Station | [11 empty] | 0 | 0 | 0 | 0 | 0 | 0 | 0 | 0 | 0 | 0 |  | Lakeville | D_Station | 0 | 0 | 0 | 0 | 0 | 0 | 0 | 0 | 0 | 0 |  | FN005761 | 0 | [11 empty] | 0
Liberty Street | FN011974 | D_Line | 6.25 | 614.8095 | 103.5584 | 664.7898 | 2153.5356 | 2656.2359 | 1769.8251 | 2361.5212 | 0 | 0 | 0 | 0 | Liberty Street | FN011974 | D_Line | 718.3678 | 1383.1577 | 3536.6932 | 6192.9292 | 7962.7543 | 10324.2755 | 10324.2755 | 10324.2755 | 10324.2755 | 10324.2755 |  | 718.3678 | 1412.204 | 3686.794 | 6591.3343 | 8652.9916 | 11454.8208 | 11695.372 | 11940.9748 | 12191.7353 | 12447.7617 |  | Liberty Street | D_Line | 101.5001 | 199.5341 | 520.9169 | 931.3071 | 1222.6042 | 1618.4821 | 1652.4702 | 1687.1721 | 1722.6027 | 1758.7773 | 6.25 | FN011974 | 6.25 | 6.25 | 16.24 | 31.9254 | 83.3467 | 149.0091 | 195.6167 | 258.9571 | 264.3952 | 269.9475 | 275.6164 | 281.4044 | 164.2913
Liberty Street | FN011974 | D_Station | 6.25 | 2726.8176 | 407.9105 | 1494.3892 | 6423.6646 | 4314.6576 | 509 | 0 | 0 | 0 | 0 | 0 | Liberty Street | FN011974 | D_Station | 3134.7281 | 4629.1173 | 11052.782 | 15367.4395 | 15876.4395 | 15876.4395 | 15876.4395 | 15876.4395 | 15876.4395 | 15876.4395 |  | 3134.7281 | 4726.3288 | 11521.8731 | 16356.0616 | 17252.6607 | 17614.9666 | 17984.8809 | 18362.5634 | 18748.1772 | 19141.8889 |  | Liberty Street | D_Station | 252.6343 | 380.9047 | 928.5718 | 1318.1692 | 1390.4279 | 1419.6269 | 1449.4391 | 1479.8773 | 1510.9547 | 1542.6848 | 6.25 | FN011974 | 6.25 |  | 40.4215 | 60.9448 | 148.5715 | 210.9071 | 222.4685 | 227.1403 | 231.9103 | 236.7804 | 241.7528 | 246.8296 | 174.2717
LYNDONVILLE | Individual Project | D_Station | 5 | 0 | 0 | 0 | 0 | 0 | 0 | 34.6596 | 346.5 | 1039.5 | 1386 | 495 | LYNDONVILLE | Individual Project | D_Station | 0 | 0 | 0 | 0 | 0 | 34.6596 | 381.1596 | 1420.6596 | 2806.6596 | 3301.6596 |  | 0 | 0 | 0 | 0 | 0 | 38.455 | 431.7788 | 1643.1235 | 3314.3295 | 3980.7415 |  | LYNDONVILLE | D_Station | 0 | 0 | 0 | 0 | 0 | 3.0992 | 34.798 | 132.4228 | 267.1087 | 320.8163 | 5 | Individual Project | 5 | 5 | 0 | 0 | 0 | 0 | 0 | 0.61983 | 6.9596 | 26.4846 | 53.4217 | 64.1633 | 11.7105
McClellan | FN011534 | D_Station | 5.3 | 0 | 0 | 0 | 0 | 122 | 1617 | 583 | 1442 | 9579 | 9579 | 5794 | McClellan | FN011534 | D_Station | 0 | 0 | 0 | 122 | 1739 | 2322 | 3764 | 13343 | 22922 | 28716 |  | 0 | 0 | 0 | 129.8485 | 1889.7422 | 2576.2673 | 4263.8711 | 15432.4074 | 27068.1419 | 34622.2767 |  | McClellan | D_Station | 0 | 0 | 0 | 10.4648 | 152.2983 | 207.6268 | 343.6343 | 1243.7299 | 2181.4781 | 2790.2816 | 5.3 | FN011534 | 5.3 | 5.3 | 0 | 0 | 0 | 1.9745 | 28.7355 | 39.1749 | 64.8367 | 234.666 | 411.5996 | 526.4682 | 102.5059
Mexico | FN011344 | D_Line | 20 | 0 | 0 | 0 | 0 | 149 | 4224 | 3963.96 | 3875.85 | 0 | 0 | 0 | Mexico | FN011344 | D_Line | 0 | 0 | 0 | 149 | 4373 | 8336.96 | 12212.81 | 12404.81 | 13143.81 | 14255.81 |  | 0 | 0 | 0 | 158.5855 | 4752.0658 | 9249.887 | 13834.7098 | 14347.3044 | 15521.2684 | 17187.93 |  | Mexico | D_Line | 0 | 0 | 0 | 22.407 | 671.432 | 1306.9411 | 1954.7429 | 2027.1688 | 2193.0413 | 2428.5283 | 20 | FN011344 | 20 | 20 | 0 | 0 | 0 | 1.1203 | 33.5716 | 65.3471 | 97.7371 | 101.3584 | 109.6521 | 121.4264 | 44.2315
Mexico | FN011344 | D_Line | 20 | 0 | 0 | 0 | 0 | 0 | 0 | 0 | 0 | 192 | 739 | 1112 | Mexico | FN011344 | D_Line | [11 empty] | 0 | 0 | 0 | 0 | 0 | 0 | 0 | 0 | 0 | 0 |  | Mexico | D_Line | 0 | 0 | 0 | 0 | 0 | 0 | 0 | 0 | 0 | 0 |  | FN011344 | 0 | [11 empty] | 0
Middleburgh | Individual Project | D_Station | 19.4 | 0 | 0 | 0 | 0 | 100 | 1330 | 480 | 1187 | 7881 | 7881 | 4767 | Middleburgh | Individual Project | D_Station | 0 | 0 | 0 | 100 | 1430 | 1910 | 3097 | 10978 | 18859 | 23626 |  | 0 | 0 | 0 | 106.4332 | 1553.957 | 2119.1519 | 3508.2914 | 12697.0673 | 22270.2246 | 28485.3709 |  | Middleburgh | D_Station | 0 | 0 | 0 | 8.5777 | 125.2366 | 170.7869 | 282.7405 | 1023.2832 | 1794.8039 | 2295.6955 | 19.4 | Individual Project | 19.4 | 19.4 | 0 | 0 | 0 | 0.44215 | 6.4555 | 8.8034 | 14.5743 | 52.7466 | 92.5157 | 118.3348 | 23.0398
Middleport | Individual Project | D_Station | 7 | 0 | 0 | 0 | 0 | 30 | 644 | 2540 | 4950 | 3465 | 248 | 0 | Middleport | Individual Project | D_Station | 0 | 0 | 0 | 30 | 674 | 3214 | 8164 | 11629 | 11877 | 11877 |  | 0 | 0 | 0 | 31.93 | 732.4245 | 3565.9445 | 9248.205 | 13450.0087 | 14025.3172 | 14319.8489 |  | Middleport | D_Station | 0 | 0 | 0 | 2.5733 | 59.0276 | 287.3869 | 745.3322 | 1083.9643 | 1130.3296 | 1154.0665 | 7 | Individual Project | 7 | 7 | 0 | 0 | 0 | 0.36761 | 8.4325 | 41.0553 | 106.476 | 154.852 | 161.4757 | 164.8666 | 51.7128
Middleville | Individual Project | D_Line | 5.2 | 0 | 0 | 0 | 0 | 0 | 1292.243 | 3952.106 | 5946.123 | 2596.492 | 1018.059 | 0 | Middleville | Individual Project | D_Line | 0 | 0 | 0 | 0 | 1292.243 | 5244.349 | 11190.472 | 13786.964 | 14805.023 | 14805.023 |  | 0 | 0 | 0 | 0 | 1404.2588 | 5818.624 | 12676.6021 | 15945.8927 | 17482.9624 | 17850.1046 |  | Middleville | D_Line | 0 | 0 | 0 | 0 | 198.4115 | 822.1288 | 1791.1108 | 2253.0375 | 2470.2142 | 2522.0887 | 5.2 | Individual Project | 5.2 | 5.2 | 0 | 0 | 0 | 0 | 38.156 | 158.1017 | 344.4444 | 433.2765 | 475.0412 | 485.0171 | 157.8365
Nassau | Individual Project | D_Station | 13 | 0 | 0 | 0 | 0 | 0 | 109.1475 | 1295.291 | 8601.718 | 8601.718 | 5255.204 | 1975.57 | Nassau | Individual Project | D_Station | 0 | 0 | 0 | 0 | 109.1475 | 1404.4385 | 10006.1565 | 18607.8745 | 23863.0785 | 25838.6485 |  | 0 | 0 | 0 | 0 | 118.6088 | 1558.2296 | 11335.0057 | 21521.7193 | 28179.4431 | 31153.1146 |  | Nassau | D_Station | 0 | 0 | 0 | 0 | 9.5589 | 125.581 | 913.5118 | 1734.4803 | 2271.0402 | 2510.6945 | 13 | Individual Project | 13 | 13 | 0 | 0 | 0 | 0 | 0.7353 | 9.6601 | 70.2701 | 133.4216 | 174.6954 | 193.1303 | 45.9956
New 3rd Ave Substation | FN014043 | D_Line | 40 | 0 | 80 | 240 | 680 | 690 | 5301.7736 | 8660.1833 | 4912.0932 | 0 | 0 | 0 | New 3rd Ave Substation | FN014043 | D_Line | 80 | 320 | 1000 | 1690 | 6991.7736 | 15651.9568 | 20564.05 | 20564.05 | 20564.05 | 20564.05 |  | 80 | 326.72 | 1042.441 | 1798.7215 | 7597.8431 | 17365.9022 | 23295.0209 | 23784.2163 | 24283.6848 | 24793.6422 |  | New 3rd Ave Substation | D_Line | 11.3034 | 46.1631 | 147.2893 | 254.1461 | 1073.5194 | 2453.6745 | 3291.4154 | 3360.5351 | 3431.1064 | 3503.1596 | 40 | FN014043 | 40 | 40 | 0.28259 | 1.1541 | 3.6822 | 6.3537 | 26.838 | 61.3419 | 82.2854 | 84.0134 | 85.7777 | 87.579 | 37.2035
New Buffalo Station 97 | FN011290 | D_Station | 15 | 0 | 0 | 0 | 0 | 0 | 0 | 0 | 2000 | 0 | 0 | 0 | New Buffalo Station 97 | FN011290 | D_Station | 0 | 0 | 0 | 0 | 0 | 0 | 2000 | 2000 | 2000 | 2000 |  | 0 | 0 | 0 | 0 | 0 | 0 | 2265.6063 | 2313.1841 | 2361.7609 | 2411.3579 |  | New Buffalo Station 97 | D_Station | 0 | 0 | 0 | 0 | 0 | 0 | 182.5899 | 186.4243 | 190.3392 | 194.3364 | 15 | FN011290 | 15 | 15 | 0 | 0 | 0 | 0 | 0 | 0 | 12.1727 | 12.4283 | 12.6893 | 12.9558 | 4.0467
New Cicero Substation | FN011946 | D_Line | 80 | 55.9953 | 0 | 42.9536 | 103.6457 | 2560.4735 | 8950.7709 | 2389.6524 | 3 | 0 | 0 | 0 | New Cicero Substation | FN011946 | D_Line | 55.9953 | 98.9489 | 202.5946 | 2763.0681 | 11713.8391 | 14103.4914 | 14106.4914 | 14106.4914 | 14106.4914 | 14106.4914 |  | 55.9953 | 101.0269 | 211.193 | 2940.8226 | 12729.2326 | 15647.8743 | 15979.8781 | 16315.4556 | 16658.0801 | 17007.8998 |  | New Cicero Substation | D_Line | 7.9117 | 14.2744 | 29.84 | 415.5166 | 1798.5471 | 2210.9297 | 2257.8394 | 2305.2541 | 2353.6644 | 2403.0914 | 80 | FN011946 | 80 | 80 | 0.098897 | 0.17843 | 0.373 | 5.194 | 22.4818 | 27.6366 | 28.223 | 28.8157 | 29.4208 | 30.0386 | 14.9321
New Cicero Substation | FN011946 | D_Station | 80 | 0 | 0 | 910.2089 | 920.2089 | 1319.4651 | 0 | 0 | 0 | 0 | 0 | 0 | New Cicero Substation | FN011946 | D_Station | 3984.7518 | 6734.6713 | 10556.9152 | 28711.0838 | 35188.3504 | 35188.3504 | 35188.3504 | 35188.3504 | 35188.3504 | 35188.3504 |  | 3984.7518 | 6876.0994 | 11004.9613 | 30558.1328 | 38238.5906 | 39041.601 | 39861.4746 | 40698.5656 | 41553.2355 | 42425.8534 |  | New Cicero Substation | D_Station | 321.1395 | 554.1592 | 886.9128 | 2462.7437 | 3081.7279 | 3146.4441 | 3212.5195 | 3279.9824 | 3348.862 | 3419.1881 | 80 | FN011946 | 80 |  | 4.0142 | 6.927 | 11.0864 | 30.7843 | 38.5216 | 39.3306 | 40.1565 | 40.9998 | 41.8608 | 42.7399 | 27.0118
New Cicero Substation | FN011946 | D_Station | 80 | 2960.5588 | 1024.193 | 1839.7107 | 2902.035 | 16834.7035 | 6477.2666 | 0 | 0 | 0 | 0 | 0 | New Cicero Substation | FN011946 | D_Station | [11 empty] | 0 | 0 | 0 | 0 | 0 | 0 | 0 | 0 | 0 | 0 |  | New Cicero Substation | D_Station | 0 | 0 | 0 | 0 | 0 | 0 | 0 | 0 | 0 | 0 |  | FN011946 | 0 | [11 empty] | 0
New Cuba Station | FN011296 | D_Line | 12.5 | 0 | 0 | 0 | 0 | 0 | 0 | 0 | 143 | 551 | 1381 | 0 | New Cuba Station | FN011296 | D_Line | 0 | 0 | 0 | 0 | 0 | 0 | 143 | 694 | 2075 | 2075 |  | 0 | 0 | 0 | 0 | 0 | 0 | 161.9909 | 802.6749 | 2450.327 | 2501.7838 |  | New Cuba Station | D_Line | 0 | 0 | 0 | 0 | 0 | 0 | 22.8881 | 113.4121 | 346.2132 | 353.4837 | 12.5 | FN011296 | 12.5 | 12.5 | 0 | 0 | 0 | 0 | 0 | 0 | 1.831 | 9.073 | 27.6971 | 28.2787 | 5.1323
New Cuba Station | FN011296 | D_Station | 12.5 | 0 | 0 | 0 | 0 | 0 | 0 | 0 | 1980 | 0 | 0 | 0 | New Cuba Station | FN011296 | D_Station | 0 | 0 | 0 | 0 | 0 | 0 | 1980 | 1980 | 1980 | 1980 |  | 0 | 0 | 0 | 0 | 0 | 0 | 2242.9503 | 2290.0522 | 2338.1433 | 2387.2443 |  | New Cuba Station | D_Station | 0 | 0 | 0 | 0 | 0 | 0 | 180.764 | 184.5601 | 188.4359 | 192.393 | 12.5 | FN011296 | 12.5 |  | 0 | 0 | 0 | 0 | 0 | 0 | 14.4611 | 14.7648 | 15.0749 | 15.3914 | 4.8075
NEW KRUMKILL | FN012315 | D_Line | 60 | 11.5217 | 61.167 | 142.892 | 1500 | 2555 | 3725 | 50 | 0 | 0 | 0 | 0 | NEW KRUMKILL | FN012315 | D_Line | 933.118 | 3676.01 | 8276.01 | 14931.01 | 23156.01 | 29606.01 | 33806.01 | 34406.01 | 34456.01 | 34456.01 |  | 933.118 | 3753.2062 | 8627.2521 | 15891.5556 | 25163.2479 | 32847.9742 | 38295.555 | 39793.7168 | 40688.4289 | 41542.8859 |  | NEW KRUMKILL | D_Line | 131.8427 | 530.3005 | 1218.9674 | 2245.3601 | 3555.3822 | 4641.1776 | 5410.8807 | 5622.56 | 5748.9762 | 5869.7047 | 60 | FN012315 | 60 | 60 | 2.1974 | 8.8383 | 20.3161 | 37.4227 | 59.2564 | 77.353 | 90.1813 | 93.7093 | 95.8163 | 97.8284 | 51.5567
NEW KRUMKILL | FN012315 | D_Line | 60 | 15.0422 | 845.387 | 2600 | 3100 | 4100 | 4500 | 6400 | 4200 | 600 | 50 | 0 | NEW KRUMKILL | FN012315 | D_Line | [11 empty] | 0 | 0 | 0 | 0 | 0 | 0 | 0 | 0 | 0 | 0 |  | NEW KRUMKILL | D_Line | 0 | 0 | 0 | 0 | 0 | 0 | 0 | 0 | 0 | 0 |  | FN012315 | 0 | [11 empty] | 0
NEW KRUMKILL | FN012315 | D_Station | 60 | 2153.3806 | 850 | 1690 | 4515 | 4554.567 | 4933.3472 | 6067.6095 | 150 | 0 | 0 | 0 | NEW KRUMKILL | FN012315 | D_Station | 3003.3806 | 4693.3806 | 9208.3806 | 13762.9476 | 18696.2948 | 24763.9044 | 24913.9044 | 24913.9044 | 24913.9044 | 24913.9044 |  | 3003.3806 | 4791.9416 | 9599.1935 | 14648.3491 | 20316.9502 | 27475.6407 | 28222.5496 | 28815.2232 | 29420.3429 | 30038.1701 |  | NEW KRUMKILL | D_Station | 242.0487 | 386.1926 | 773.619 | 1180.541 | 1637.3854 | 2214.3192 | 2274.5142 | 2322.279 | 2371.0469 | 2420.8388 | 60 | FN012315 | 60 |  | 4.0341 | 6.4365 | 12.8937 | 19.6757 | 27.2898 | 36.9053 | 37.9086 | 38.7046 | 39.5174 | 40.3473 | 23.8401
New Livingston Substation | FN011311 | D_Line | 12.5 | 0 | 0 | 0 | 0 | 0 | 0 | 0 | 202 | 776 | 1943 | 0 | New Livingston Substation | FN011311 | D_Line | 0 | 0 | 0 | 0 | 0 | 0 | 202 | 978 | 2921 | 2921 |  | 0 | 0 | 0 | 0 | 0 | 0 | 228.8262 | 1131.147 | 3449.3518 | 3521.7882 |  | New Livingston Substation | D_Line | 0 | 0 | 0 | 0 | 0 | 0 | 32.3315 | 159.8228 | 487.3681 | 497.6028 | 12.5 | FN011311 | 12.5 | 12.5 | 0 | 0 | 0 | 0 | 0 | 0 | 2.5865 | 12.7858 | 38.9894 | 39.8082 | 7.2267
New Livingston Substation | FN011311 | D_Station | 12.5 | 0 | 0 | 0 | 0 | 0 | 0 | 0 | 1980 | 0 | 0 | 0 | New Livingston Substation | FN011311 | D_Station | 0 | 0 | 0 | 0 | 0 | 0 | 1980 | 1980 | 1980 | 1980 |  | 0 | 0 | 0 | 0 | 0 | 0 | 2242.9503 | 2290.0522 | 2338.1433 | 2387.2443 |  | New Livingston Substation | D_Station | 0 | 0 | 0 | 0 | 0 | 0 | 180.764 | 184.5601 | 188.4359 | 192.393 | 12.5 | FN011311 | 12.5 |  | 0 | 0 | 0 | 0 | 0 | 0 | 14.4611 | 14.7648 | 15.0749 | 15.3914 | 4.8075
NEWTONVILLE | FN011103 | D_Line | 38.72 | 751.6762 | 197.9998 | 180 | 3639.352 | 1958 | 5168 | 3210 | 0 | 0 | 0 | 0 | NEWTONVILLE | FN011103 | D_Line | 949.676 | 1129.676 | 4769.028 | 6727.028 | 11895.028 | 15105.028 | 15105.028 | 15105.028 | 15105.028 | 15105.028 |  | 949.676 | 1153.3992 | 4971.4303 | 7159.7929 | 12926.1275 | 16759.0827 | 17111.0235 | 17470.355 | 17837.2324 | 18211.8143 |  | NEWTONVILLE | D_Line | 134.1822 | 162.9668 | 702.4266 | 1011.6262 | 1826.3669 | 2367.9353 | 2417.662 | 2468.4329 | 2520.27 | 2573.1956 | 38.72 | FN011103 | 38.72 | 38.72 | 3.4655 | 4.2089 | 18.1412 | 26.1267 | 47.1686 | 61.1554 | 62.4396 | 63.7508 | 65.0896 | 66.4565 | 37.2739
NEWTONVILLE | FN011103 | D_Station | 38.72 | 720.5786 | 656.0205 | 2218.3066 | 2505 | 3669.245 | 3516.246 | 545 | 2218 | 0 | 0 | 0 | NEWTONVILLE | FN011103 | D_Station | 1502.6322 | 3725.9388 | 6235.9388 | 9910.1838 | 13539.5858 | 14197.7418 | 16420.7418 | 16420.7418 | 16420.7418 | 16420.7418 |  | 1502.6322 | 3804.1835 | 6500.5983 | 10547.7283 | 14713.2409 | 15752.4454 | 18601.4682 | 18992.0991 | 19390.9331 | 19798.1427 |  | NEWTONVILLE | D_Station | 121.1003 | 306.5871 | 523.8968 | 850.0634 | 1185.7708 | 1269.5225 | 1499.1312 | 1530.6129 | 1562.7558 | 1595.5737 | 38.72 | FN011103 | 38.72 |  | 3.1276 | 7.9181 | 13.5304 | 21.9541 | 30.6242 | 32.7873 | 38.7172 | 39.5303 | 40.3604 | 41.208 | 24.4408
NEWTONVILLE | FN011103 | D_Station | 38.72 | 121.0332 | 5 | 5 | 5 | 5 | 113.156 | 113.156 | 5 | 0 | 0 | 0 | NEWTONVILLE | FN011103 | D_Station | [11 empty] | 0 | 0 | 0 | 0 | 0 | 0 | 0 | 0 | 0 | 0 |  | NEWTONVILLE | D_Station | 0 | 0 | 0 | 0 | 0 | 0 | 0 | 0 | 0 | 0 |  | FN011103 | 0 | [11 empty] | 0
NEWTONVILLE | FN011103 | T_Station | 38.72 | 896.0851 | 457.8582 | 1794 | 1428.8321 | 969 | 0 | 0 | 0 | 0 | 0 | 0 | NEWTONVILLE | FN011103 | T_Station | 1353.9433 | 3147.9433 | 4576.7754 | 5545.7754 | 5545.7754 | 5545.7754 | 5545.7754 | 5545.7754 | 5545.7754 | 5545.7754 |  | 1353.9433 | 3214.0501 | 4771.0183 | 5902.5476 | 6026.5011 | 6153.0577 | 6282.2719 | 6414.1996 | 6548.8978 | 6686.4246 |  | NEWTONVILLE | T_Station | 111.0957 | 263.7239 | 391.4786 | 484.3245 | 494.4953 | 504.8797 | 515.4822 | 526.3073 | 537.3598 | 548.6443 | 38.72 | FN011103 | 38.72 |  | 2.8692 | 6.8111 | 10.1105 | 12.5084 | 12.7711 | 13.0392 | 13.3131 | 13.5926 | 13.8781 | 14.1695 | 10.7143
NORTH COLLINS | Individual Project | D_Line | 5.6 | 5713.743 | 665 | 0 | 0 | 0 | 0 | 0 | 0 | 0 | 0 | 0 | NORTH COLLINS | Individual Project | D_Line | 6378.743 | 6378.743 | 6378.743 | 6378.743 | 6378.743 | 6378.743 | 6378.743 | 6378.743 | 6378.743 | 6378.743 |  | 6378.743 | 6512.6966 | 6649.4632 | 6789.102 | 6931.6731 | 7077.2382 | 7225.8602 | 7377.6033 | 7532.533 | 7690.7162 |  | NORTH COLLINS | D_Line | 901.2695 | 920.1962 | 939.5203 | 959.2503 | 979.3945 | 999.9618 | 1020.961 | 1042.4012 | 1064.2916 | 1086.6417 | 5.6 | Individual Project | 5.6 | 5.6 | 160.941 | 164.3208 | 167.7715 | 171.2947 | 174.8919 | 178.5646 | 182.3145 | 186.1431 | 190.0521 | 194.0432 | 175.0376
North Leroy | FN011560 | D_Line | 5 | 0 | 0 | 0 | 0 | 0 | 0 | 0 | 0 | 1485 | 1890.9 | 1217.7 | North Leroy | FN011560 | D_Line | 0 | 0 | 0 | 0 | 0 | 0 | 1500 | 5625 | 8015.9 | 9233.6 |  | 0 | 0 | 0 | 0 | 0 | 0 | 1699.2047 | 6505.8302 | 9465.8197 | 11132.7572 |  | North Leroy | D_Line | 0 | 0 | 0 | 0 | 0 | 0 | 240.0852 | 919.226 | 1337.4508 | 1572.9768 | 5 | FN011560 | 5 | 5 | 0 | 0 | 0 | 0 | 0 | 0 | 48.017 | 183.8452 | 267.4902 | 314.5954 | 63.2865
North Leroy | FN011560 | D_Line | 5 | 0 | 0 | 0 | 0 | 0 | 0 | 0 | 1500 | 2640 | 500 | 0 | North Leroy | FN011560 | D_Line | [11 empty] | 0 | 0 | 0 | 0 | 0 | 0 | 0 | 0 | 0 | 0 |  | North Leroy | D_Line | 0 | 0 | 0 | 0 | 0 | 0 | 0 | 0 | 0 | 0 |  | FN011560 | 0 | [11 empty] | 0
Northville Station | Individual Project | D_Station | 12.5 | 0 | 0 | 0 | 0 | 110.25 | 1466.325 | 529.2 | 1308.375 | 8688.604 | 8688.604 | 5255.204 | Northville Station | Individual Project | D_Station | 0 | 0 | 0 | 110.25 | 1576.575 | 2105.775 | 3414.15 | 12102.754 | 20791.358 | 26046.562 |  | 0 | 0 | 0 | 117.3426 | 1713.2376 | 2336.3649 | 3867.5599 | 13997.9488 | 24552.1084 | 31403.7915 |  | Northville Station | D_Station | 0 | 0 | 0 | 9.4569 | 138.0734 | 188.2925 | 311.6947 | 1128.1239 | 1978.7057 | 2530.8971 | 12.5 | Individual Project | 12.5 | 12.5 | 0 | 0 | 0 | 0.75655 | 11.0459 | 15.0634 | 24.9356 | 90.2499 | 158.2965 | 202.4718 | 39.4214
Partridge | Individual Project | D_Station | 15 | 0 | 0 | 0 | 0 | 110.25 | 1466.325 | 529.2 | 1308.375 | 8688.604 | 8688.604 | 5255.204 | Partridge | Individual Project | D_Station | 0 | 0 | 0 | 110.25 | 1576.575 | 2105.775 | 3414.15 | 12102.754 | 20791.358 | 26046.562 |  | 0 | 0 | 0 | 117.3426 | 1713.2376 | 2336.3649 | 3867.5599 | 13997.9488 | 24552.1084 | 31403.7915 |  | Partridge | D_Station | 0 | 0 | 0 | 9.4569 | 138.0734 | 188.2925 | 311.6947 | 1128.1239 | 1978.7057 | 2530.8971 | 15 | Individual Project | 15 | 15 | 0 | 0 | 0 | 0.63046 | 9.2049 | 12.5528 | 20.7796 | 75.2083 | 131.9137 | 168.7265 | 32.8511
PINEBUSH | Individual Project | D_Line | 0.65 | 0 | 0 | 0 | 0 | 0 | 0 | 0 | 0 | 328 | 1262 | 1468 | PINEBUSH | Individual Project | D_Line | 0 | 0 | 0 | 0 | 0 | 0 | 0 | 328 | 1590 | 3058 |  | 0 | 0 | 0 | 0 | 0 | 0 | 0 | 379.3622 | 1877.5999 | 3686.9662 |  | PINEBUSH | D_Line | 0 | 0 | 0 | 0 | 0 | 0 | 0 | 53.6011 | 265.2911 | 520.9413 | 0.65 | Individual Project | 0.65 | 0.65 | 0 | 0 | 0 | 0 | 0 | 0 | 0 | 82.4632 | 408.1401 | 801.4481 | 96.9866
Port Henry | Individual Project | D_Line | 2.5 | 53.3054 | 0 | 686 | 0 | 0 | 0 | 0 | 0 | 0 | 0 | 0 | Port Henry | Individual Project | D_Line | 53.3054 | 739.3054 | 739.3054 | 739.3054 | 739.3054 | 739.3054 | 739.3054 | 739.3054 | 739.3054 | 739.3054 |  | 53.3054 | 754.8308 | 770.6822 | 786.8665 | 803.3907 | 820.2619 | 837.4874 | 855.0747 | 873.0313 | 891.3649 |  | Port Henry | D_Line | 7.5317 | 106.652 | 108.8917 | 111.1785 | 113.5132 | 115.897 | 118.3308 | 120.8158 | 123.3529 | 125.9433 | 2.5 | Individual Project | 2.5 | 2.5 | 3.0127 | 42.6608 | 43.5567 | 44.4714 | 45.4053 | 46.3588 | 47.3323 | 48.3263 | 49.3412 | 50.3773 | 40.3089
Port Henry | Individual Project | D_Station | 14.5 | 0 | 0 | 0 | 0 | 105 | 871.5 | 504 | 798.22 | 2900.639 | 2804.471 | 291.104 | Port Henry | Individual Project | D_Station | 0 | 0 | 0 | 105 | 976.5 | 1480.5 | 2278.72 | 5179.359 | 7983.83 | 8274.934 |  | 0 | 0 | 0 | 111.7549 | 1061.1462 | 1642.6201 | 2581.3412 | 5990.4053 | 9427.9488 | 9976.9137 |  | Port Henry | D_Station | 0 | 0 | 0 | 9.0066 | 85.52 | 132.3822 | 208.0357 | 482.7793 | 759.8181 | 804.0603 | 14.5 | Individual Project | 14.5 | 14.5 | 0 | 0 | 0 | 0.62114 | 5.8979 | 9.1298 | 14.3473 | 33.2951 | 52.4012 | 55.4524 | 13.6943
Pottersville | FN013957 | D_Line | 13 | 0 | 0 | 0 | 0 | 220 | 630 | 1527 | 115 | 0 | 0 | 0 | Pottersville | FN013957 | D_Line | 0 | 0 | 0 | 220 | 876.03 | 2502.78 | 6058.49 | 6312.9 | 6312.9 | 6312.9 |  | 0 | 0 | 0 | 234.1531 | 951.9671 | 2776.8434 | 6863.0766 | 7301.4498 | 7454.7803 | 7611.3306 |  | Pottersville | D_Line | 0 | 0 | 0 | 33.0841 | 134.506 | 392.3476 | 969.7023 | 1031.6412 | 1053.3057 | 1075.4251 | 13 | FN013957 | 13 | 13 | 0 | 0 | 0 | 2.5449 | 10.3466 | 30.1806 | 74.5925 | 79.357 | 81.0235 | 82.725 | 29.7541
Pottersville | FN013957 | D_Line | 13 | 0 | 0 | 0 | 0 | 0 | 26.03 | 99.75 | 3440.71 | 254.41 | 0 | 0 | Pottersville | FN013957 | D_Line | [11 empty] | 0 | 0 | 0 | 0 | 0 | 0 | 0 | 0 | 0 | 0 |  | Pottersville | D_Line | 0 | 0 | 0 | 0 | 0 | 0 | 0 | 0 | 0 | 0 |  | FN013957 | 0 | [11 empty] | 0
Pottersville | FN013957 | D_Station | 13 | 0 | 0 | 0 | 20 | 1150.298 | 0 | 0 | 0 | 0 | 0 | 0 | Pottersville | FN013957 | D_Station | 0 | 0 | 20 | 1170.298 | 1170.298 | 1170.298 | 1170.298 | 1170.298 | 1170.298 | 1170.298 |  | 0 | 0 | 20.8488 | 1245.5859 | 1271.7432 | 1298.4498 | 1325.7173 | 1353.5573 | 1381.982 | 1411.0037 |  | Pottersville | D_Station | 0 | 0 | 1.6802 | 100.3844 | 102.4924 | 104.6448 | 106.8423 | 109.086 | 111.3768 | 113.7157 | 13 | FN013957 | 13 |  | 0 | 0 | 0.12925 | 7.7219 | 7.884 | 8.0496 | 8.2186 | 8.3912 | 8.5674 | 8.7474 | 5.15
Raquette Lake | FN011942 | D_Station | 0.5 | 109.7544 | 179.9239 | 0 | 0 | 0 | 0 | 0 | 0 | 0 | 0 | 0 | Raquette Lake | FN011942 | D_Station | 289.6783 | 289.6783 | 289.6783 | 289.6783 | 289.6783 | 289.6783 | 289.6783 | 289.6783 | 289.6783 | 289.6783 |  | 289.6783 | 295.7616 | 301.9726 | 308.314 | 314.7886 | 321.3991 | 328.1485 | 335.0396 | 342.0755 | 349.2591 |  | Raquette Lake | D_Station | 23.3458 | 23.836 | 24.3366 | 24.8477 | 25.3695 | 25.9022 | 26.4462 | 27.0015 | 27.5686 | 28.1475 | 0.5 | FN011942 | 0.5 | 0.5 | 46.6916 | 47.6721 | 48.6732 | 49.6953 | 50.7389 | 51.8045 | 52.8924 | 54.0031 | 55.1372 | 56.295 | 50.7812
RIVERSIDE | Individual Project | D_Line | 5 | 517.5602 | 0 | 0 | 0 | 15 | 15 | 5635 | 3600.4101 | 3000.46 | 0 | 0 | RIVERSIDE | Individual Project | D_Line | 517.5602 | 517.5602 | 517.5602 | 532.5602 | 547.5602 | 6182.5602 | 9782.9702 | 12783.4302 | 12783.4302 | 12783.4302 |  | 517.5602 | 528.4289 | 539.5259 | 566.821 | 595.0244 | 6859.5727 | 11082.1796 | 14785.2135 | 15095.7029 | 15412.7127 |  | RIVERSIDE | D_Line | 73.1275 | 74.6631 | 76.2311 | 80.0876 | 84.0726 | 969.2072 | 1565.8306 | 2089.0421 | 2132.912 | 2177.7031 | 5 | Individual Project | 5 | 5 | 14.6255 | 14.9326 | 15.2462 | 16.0175 | 16.8145 | 193.8414 | 313.1661 | 417.8084 | 426.5824 | 435.5406 | 154.9165
Rome Substation | Individual Project | D_Line | 5 | 0 | 0 | 0 | 0 | 0 | 0 | 0 | 69.3 | 267.3 | 306.9 | 0 | Rome Substation | Individual Project | D_Line | 0 | 0 | 0 | 1380 | 6003.5 | 7253.995 | 7392.595 | 7927.195 | 8540.995 | 8540.995 |  | 0 | 0 | 0 | 1468.7785 | 6523.9028 | 8048.3335 | 8374.355 | 9168.5305 | 10085.8941 | 10297.6979 |  | Rome Substation | D_Line | 0 | 0 | 0 | 207.5276 | 921.7796 | 1137.1704 | 1183.2349 | 1295.446 | 1425.0628 | 1454.9891 | 5 | Individual Project | 20 | 20 | 0 | 0 | 0 | 10.3764 | 46.089 | 56.8585 | 59.1617 | 64.7723 | 71.2531 | 72.7495 | 32.695
Rome Substation | Individual Project | D_Line | 5 | 0 | 0 | 0 | 0 | 990 | 2623.5 | 0.495 | 0 | 0 | 0 | 0 | Rome Substation | Individual Project | D_Line | [11 empty] | 0 | 0 | 0 | 0 | 0 | 0 | 0 | 0 | 0 | 0 |  | Rome Substation | D_Line | 0 | 0 | 0 | 0 | 0 | 0 | 0 | 0 | 0 | 0 | 5 | Individual Project |  | 0 | [10 empty] | 0
Rome Substation | Individual Project | D_Line | 5 | 0 | 0 | 0 | 0 | 390 | 2000 | 1250 | 0 | 0 | 0 | 0 | Rome Substation | Individual Project | D_Line | [11 empty] | 0 | 0 | 0 | 0 | 0 | 0 | 0 | 0 | 0 | 0 |  | Rome Substation | D_Line | 0 | 0 | 0 | 0 | 0 | 0 | 0 | 0 | 0 | 0 | 5 | Individual Project |  | 0 | [10 empty] | 0
Rome Substation | Individual Project | D_Line | 5 | 0 | 0 | 0 | 0 | 0 | 0 | 0 | 69.3 | 267.3 | 306.9 | 0 | Rome Substation | Individual Project | D_Line | [11 empty] | 0 | 0 | 0 | 0 | 0 | 0 | 0 | 0 | 0 | 0 |  | Rome Substation | D_Line | 0 | 0 | 0 | 0 | 0 | 0 | 0 | 0 | 0 | 0 | 5 | Individual Project |  | 0 | [10 empty] | 0
Rotterdam | Individual Project | D_Line | 13 | 2979.8176 | 1238 | 510 | 0 | 0 | 0 | 0 | 0 | 0 | 0 | 0 | Rotterdam | Individual Project | D_Line | 4217.8176 | 4727.8176 | 4727.8176 | 4727.8176 | 4727.8176 | 4727.8176 | 4727.8176 | 4727.8176 | 4727.8176 | 4727.8176 |  | 4217.8176 | 4827.1017 | 4928.4709 | 5031.9688 | 5137.6401 | 5245.5305 | 5355.6867 | 5468.1561 | 5582.9874 | 5700.2301 |  | Rotterdam | D_Line | 595.9467 | 682.034 | 696.3567 | 710.9802 | 725.9108 | 741.1549 | 756.7192 | 772.6103 | 788.8351 | 805.4007 | 13 | Individual Project | 13 | 13 | 45.8421 | 52.4642 | 53.5659 | 54.6908 | 55.8393 | 57.0119 | 58.2092 | 59.4316 | 60.6796 | 61.9539 | 55.1518
RUSSELL RD | Individual Project | D_Line | 1 | 192.3385 | 190.7192 | 190.7192 | 143.7917 | 3338.6908 | 493.8207 | 85.389 | 0 | 0 | 0 | 0 | RUSSELL RD | Individual Project | D_Line | 618.8577 | 809.5769 | 953.3686 | 4292.0594 | 4785.88 | 4871.2691 | 4871.2691 | 4871.2691 | 4871.2691 | 4871.2691 |  | 618.8577 | 826.578 | 993.8305 | 4568.1773 | 5200.7356 | 5404.6905 | 5518.189 | 5634.071 | 5752.3865 | 5873.1866 |  | RUSSELL RD | D_Line | 87.4401 | 116.7894 | 140.421 | 645.4499 | 734.8258 | 763.6431 | 779.6796 | 796.0529 | 812.77 | 829.8381 | 1 | Individual Project | 3 | 3 | 29.1467 | 38.9298 | 46.807 | 215.15 | 244.9419 | 254.5477 | 259.8932 | 265.351 | 270.9233 | 276.6127 | 172.8995
RUSSELL RD | Individual Project | D_Line | 2 | 0 | 235.8 | 0 | 0 | 0 | 0 | 0 | 0 | 0 | 0 | 0 | RUSSELL RD | Individual Project | D_Line | [11 empty] | 0 | 0 | 0 | 0 | 0 | 0 | 0 | 0 | 0 | 0 |  | RUSSELL RD | D_Line | 0 | 0 | 0 | 0 | 0 | 0 | 0 | 0 | 0 | 0 | 2 | Individual Project |  | 0 | [10 empty] | 0
Sawyer Ave | FN010097 | D_Line | 12 | 0 | 0 | 0 | 2922 | 50 | 0 | 0 | 0 | 0 | 0 | 0 | Sawyer Ave | FN010097 | D_Line | 0 | 0 | 2922 | 2972 | 3072 | 3572 | 8572 | 10572 | 10672 | 10672 |  | 0 | 0 | 3046.0126 | 3163.1955 | 3338.2909 | 3963.1468 | 9710.3887 | 12227.4909 | 12602.3563 | 12867.0058 |  | Sawyer Ave | D_Line | 0 | 0 | 430.3792 | 446.9363 | 471.676 | 559.9635 | 1372.0066 | 1727.6547 | 1780.6204 | 1818.0134 | 12 | FN010097 | 32 | 32 | 0 | 0 | 13.4494 | 13.9668 | 14.7399 | 17.4989 | 42.8752 | 53.9892 | 55.6444 | 56.8129 | 23.0027
Sawyer Ave | Individual Project | D_Line | 20 | 0 | 0 | 0 | 0 | 0 | 100 | 500 | 5000 | 2000 | 100 | 0 | Sawyer Ave | Individual Project | D_Line | [11 empty] | 0 | 0 | 0 | 0 | 0 | 0 | 0 | 0 | 0 | 0 |  | Sawyer Ave | D_Line | 0 | 0 | 0 | 0 | 0 | 0 | 0 | 0 | 0 | 0 | 20 | Individual Project |  | 0 | [10 empty] | 0
Sawyer Ave | FN010097 | T_Station | 12 | 0 | 130 | 520 | 0 | 0 | 0 | 0 | 0 | 0 | 0 | 0 | Sawyer Ave | FN010097 | T_Station | 130 | 650 | 650 | 650 | 650 | 650 | 650 | 650 | 650 | 650 |  | 130 | 663.65 | 677.5866 | 691.816 | 706.3441 | 721.1773 | 736.3221 | 751.7848 | 767.5723 | 783.6913 |  | Sawyer Ave | T_Station | 10.667 | 54.4548 | 55.5983 | 56.7659 | 57.958 | 59.1751 | 60.4178 | 61.6865 | 62.982 | 64.3046 | 12 | FN010097 | 12 |  | 0.88891 | 4.5379 | 4.6332 | 4.7305 | 4.8298 | 4.9313 | 5.0348 | 5.1405 | 5.2485 | 5.3587 | 4.363
Schenevus | Individual Project | D_Station | 3 | 0 | 0 | 0 | 0 | 84 | 1506 | 828 | 82 | 0 | 0 | 0 | Schenevus | Individual Project | D_Station | 0 | 0 | 0 | 84 | 1590 | 2418 | 2500 | 2500 | 2500 | 2500 |  | 0 | 0 | 0 | 89.4039 | 1727.8263 | 2682.7797 | 2832.0079 | 2891.4801 | 2952.2012 | 3014.1974 |  | Schenevus | D_Station | 0 | 0 | 0 | 7.2052 | 139.2491 | 216.2108 | 228.2374 | 233.0304 | 237.9241 | 242.9205 | 3 | Individual Project | 3 | 3 | 0 | 0 | 0 | 2.4017 | 46.4164 | 72.0703 | 76.0791 | 77.6768 | 79.308 | 80.9735 | 37.1109
SCHROON LAKE | Individual Project | D_Line | 4.8 | 233.895 | 293.65 | 149.1875 | 0 | 0 | 0 | 0 | 0 | 0 | 0 | 0 | SCHROON LAKE | Individual Project | D_Line | 527.545 | 676.7325 | 676.7325 | 676.7325 | 676.7325 | 676.7325 | 676.7325 | 676.7325 | 676.7325 | 676.7325 |  | 527.545 | 690.9439 | 705.4537 | 720.2682 | 735.3939 | 750.8371 | 766.6047 | 782.7034 | 799.1402 | 815.9221 |  | SCHROON LAKE | D_Line | 74.5382 | 97.6253 | 99.6754 | 101.7686 | 103.9058 | 106.0878 | 108.3156 | 110.5902 | 112.9126 | 115.2838 | 4.8 | Individual Project | 4.8 | 4.8 | 15.5288 | 20.3386 | 20.7657 | 21.2018 | 21.647 | 22.1016 | 22.5658 | 23.0396 | 23.5235 | 24.0175 | 21.0835
Scofield | Individual Project | D_Station | 29.5 | 0 | 0 | 50 | 471.64 | 0 | 0 | 0 | 0 | 0 | 0 | 0 | Scofield | Individual Project | D_Station | 0 | 50 | 521.64 | 521.64 | 521.64 | 521.64 | 521.64 | 521.64 | 521.64 | 521.64 |  | 0 | 51.05 | 543.7789 | 555.1983 | 566.8574 | 578.7615 | 590.9154 | 603.3247 | 615.9945 | 628.9304 |  | Scofield | D_Station | 0 | 4.1142 | 43.8243 | 44.7446 | 45.6842 | 46.6436 | 47.6231 | 48.6232 | 49.6443 | 50.6868 | 29.5 | Individual Project | 29.5 | 29.5 | 0 | 0.13947 | 1.4856 | 1.5168 | 1.5486 | 1.5811 | 1.6143 | 1.6482 | 1.6829 | 1.7182 | 1.1982
Scotia | Individual Project | D_Station | 9.1 | 2.1872 | 0 | 10.1475 | 0 | 0 | 0 | 0 | 15.25 | 188.1304 | 225.0181 | 9.1667 | Scotia | Individual Project | D_Station | 2.1872 | 12.3347 | 12.3347 | 12.3347 | 12.3347 | 12.3347 | 27.5847 | 215.7151 | 440.7332 | 449.8999 |  | 2.1872 | 12.5937 | 12.8582 | 13.1282 | 13.4039 | 13.6854 | 31.248 | 249.4944 | 520.4532 | 542.4348 |  | Scotia | D_Station | 0.17627 | 1.015 | 1.0363 | 1.058 | 1.0802 | 1.1029 | 2.5183 | 20.1073 | 41.9444 | 43.716 | 9.1 | Individual Project | 9.1 | 9.1 | 0.01937 | 0.11153 | 0.11388 | 0.11627 | 0.11871 | 0.1212 | 0.27674 | 2.2096 | 4.6093 | 4.804 | 0.9827
SELKIRK | Individual Project | D_Line | 2.5 | 72.8061 | 437.76 | 0 | 0 | 0 | 0 | 0 | 0 | 0 | 0 | 0 | SELKIRK | Individual Project | D_Line | 510.5661 | 510.5661 | 510.5661 | 510.5661 | 510.5661 | 510.5661 | 510.5661 | 510.5661 | 510.5661 | 510.5661 |  | 510.5661 | 521.288 | 532.235 | 543.412 | 554.8236 | 566.4749 | 578.3709 | 590.5167 | 602.9175 | 615.5788 |  | SELKIRK | D_Line | 72.1392 | 73.6542 | 75.2009 | 76.7801 | 78.3925 | 80.0387 | 81.7196 | 83.4357 | 85.1878 | 86.9768 | 2.5 | Individual Project | 2.5 | 2.5 | 28.8557 | 29.4617 | 30.0804 | 30.712 | 31.357 | 32.0155 | 32.6878 | 33.3743 | 34.0751 | 34.7907 | 31.3831
Sharon | Individual Project | D_Line | 2.061 | 7.4306 | 0 | 0 | 0 | 1390.6099 | 0 | 0 | 0 | 0 | 0 | 0 | Sharon | Individual Project | D_Line | 120.7413 | 176.7413 | 932.7413 | 2323.3512 | 2323.3512 | 2323.3512 | 2323.3512 | 2323.3512 | 2323.3512 | 2323.3512 |  | 120.7413 | 180.4528 | 972.3278 | 2472.8176 | 2524.7468 | 2577.7665 | 2631.8996 | 2687.1694 | 2743.6 | 2801.2156 |  | Sharon | D_Line | 17.0599 | 25.4967 | 137.3828 | 349.391 | 356.7282 | 364.2195 | 371.8681 | 379.6773 | 387.6505 | 395.7912 | 2.061 | Individual Project | 4.027 | 4.027 | 4.2364 | 6.3314 | 34.1154 | 86.7621 | 88.5841 | 90.4444 | 92.3437 | 94.2829 | 96.2629 | 98.2844 | 62.9979
Sharon | Individual Project | D_Line | 1.966 | 113.3107 | 0 | 56 | 756 | 0 | 0 | 0 | 0 | 0 | 0 | 0 | Sharon | Individual Project | D_Line | [11 empty] | 0 | 0 | 0 | 0 | 0 | 0 | 0 | 0 | 0 | 0 |  | Sharon | D_Line | 0 | 0 | 0 | 0 | 0 | 0 | 0 | 0 | 0 | 0 | 1.966 | Individual Project |  | 0 | [10 empty] | 0
Shawnee Rd Station 76 | Individual Project | D_Station | 17.6 | 0 | 159.816 | 877.4871 | 1813.8322 | 3068.4891 | 3355.1104 | 0 | 0 | 0 | 0 | 0 | Shawnee Rd Station 76 | Individual Project | D_Station | 159.816 | 1037.303 | 2851.1352 | 5919.6244 | 9274.7348 | 9274.7348 | 9274.7348 | 9274.7348 | 9274.7348 | 9274.7348 |  | 159.816 | 1059.0864 | 2972.1402 | 6300.4472 | 10078.6988 | 10290.3515 | 10506.4489 | 10727.0843 | 10952.3531 | 11182.3525 |  | Shawnee Rd Station 76 | D_Station | 12.8799 | 85.354 | 239.531 | 507.7662 | 812.2634 | 829.3209 | 846.7367 | 864.5181 | 882.673 | 901.2091 | 17.6 | Individual Project | 17.6 | 17.6 | 0.73181 | 4.8497 | 13.6097 | 28.8504 | 46.1513 | 47.1205 | 48.11 | 49.1203 | 50.1519 | 51.2051 | 30.5612
Smith Bridge Station | FN011715 | D_Line | 25 | 218.5003 | 107.0998 | 99.9608 | 2437.856 | 0 | 0 | 0 | 0 | 0 | 0 | 0 | Smith Bridge Station | FN011715 | D_Line | 898.1543 | 1535.4544 | 6832.3103 | 7032.1102 | 7032.1102 | 7032.1102 | 7032.1102 | 7032.1102 | 7032.1102 | 7032.1102 |  | 898.1543 | 1567.6989 | 7122.2804 | 7484.5017 | 7641.6763 | 7802.1515 | 7965.9967 | 8133.2826 | 8304.0815 | 8478.4672 |  | Smith Bridge Station | D_Line | 126.9026 | 221.5043 | 1006.3259 | 1057.5051 | 1079.7127 | 1102.3867 | 1125.5368 | 1149.1731 | 1173.3057 | 1197.9452 | 25 | FN011715 | 25 | 25 | 5.0761 | 8.8602 | 40.253 | 42.3002 | 43.1885 | 44.0955 | 45.0215 | 45.9669 | 46.9322 | 47.9178 | 34.5669
Smith Bridge Station | FN011715 | D_Line | 25 | 347.2267 | 225.3275 | 537.3393 | 2859 | 199.7999 | 0 | 0 | 0 | 0 | 0 | 0 | Smith Bridge Station | FN011715 | D_Line | [11 empty] | 0 | 0 | 0 | 0 | 0 | 0 | 0 | 0 | 0 | 0 |  | Smith Bridge Station | D_Line | 0 | 0 | 0 | 0 | 0 | 0 | 0 | 0 | 0 | 0 |  | FN011715 | 0 | [11 empty] | 0
Smith Bridge Station | FN011715 | D_Station | 25 | 1463.3817 | 1643.19 | 4093.1517 | 2144.4158 | 227.6949 | 0 | 0 | 0 | 0 | 0 | 0 | Smith Bridge Station | FN011715 | D_Station | 3106.5717 | 7199.7235 | 9344.1393 | 9571.8341 | 9571.8341 | 9571.8341 | 9571.8341 | 9571.8341 | 9571.8341 | 9571.8341 |  | 3106.5717 | 7350.9177 | 9740.7139 | 10187.6119 | 10401.5517 | 10619.9843 | 10843.004 | 11070.7071 | 11303.1919 | 11540.559 |  | Smith Bridge Station | D_Station | 250.3651 | 592.4258 | 785.0245 | 821.0409 | 838.2828 | 855.8867 | 873.8603 | 892.2114 | 910.9478 | 930.0777 | 25 | FN011715 | 25 |  | 10.0146 | 23.697 | 31.401 | 32.8416 | 33.5313 | 34.2355 | 34.9544 | 35.6885 | 36.4379 | 37.2031 | 29.7431
South Street | Individual Project | D_Station | 7.5 | 0 | 0 | 0 | 0 | 105 | 1396.5 | 504 | 1246.072 | 8274.861 | 8274.861 | 5004.956 | South Street | Individual Project | D_Station | 0 | 0 | 0 | 105 | 1501.5 | 2005.5 | 3251.572 | 11526.433 | 19801.294 | 24806.25 |  | 0 | 0 | 0 | 111.7549 | 1631.6549 | 2225.1094 | 3683.391 | 13331.3805 | 23382.9612 | 29908.3735 |  | South Street | D_Station | 0 | 0 | 0 | 9.0066 | 131.4985 | 179.3262 | 296.8522 | 1074.4038 | 1884.4817 | 2410.3783 | 7.5 | Individual Project | 7.5 | 7.5 | 0 | 0 | 0 | 1.2009 | 17.5331 | 23.9102 | 39.5803 | 143.2538 | 251.2642 | 321.3838 | 62.5736
South Washington | Individual Project | D_Line | 5 | 0 | 0 | 0 | 0 | 0 | 0 | 0 | 396 | 1523 | 6066 | 387 | South Washington | Individual Project | D_Line | 0 | 0 | 0 | 0 | 0 | 0 | 396 | 1919 | 7985 | 8372 |  | 0 | 0 | 0 | 0 | 0 | 0 | 448.5901 | 2219.5001 | 9429.3305 | 10093.9442 |  | South Washington | D_Line | 0 | 0 | 0 | 0 | 0 | 0 | 63.3825 | 313.5991 | 1332.2952 | 1426.2002 | 5 | Individual Project | 5 | 5 | 0 | 0 | 0 | 0 | 0 | 0 | 12.6765 | 62.7198 | 266.459 | 285.24 | 47.8529
STARR RD. | Individual Project | D_Line | 2.6 | 132.588 | 0 | 1071 | 0 | 0 | 0 | 0 | 0 | 0 | 0 | 0 | STARR RD. | Individual Project | D_Line | 132.588 | 1203.588 | 1203.588 | 1203.588 | 1203.588 | 1203.588 | 1203.588 | 1203.588 | 1203.588 | 1203.588 |  | 132.588 | 1228.8634 | 1254.6695 | 1281.0176 | 1307.9189 | 1335.3852 | 1363.4283 | 1392.0603 | 1421.2936 | 1451.1408 |  | STARR RD. | D_Line | 18.7337 | 173.6294 | 177.2756 | 180.9984 | 184.7993 | 188.6801 | 192.6424 | 196.6879 | 200.8183 | 205.0355 | 2.6 | Individual Project | 2.6 | 2.6 | 7.2053 | 66.7805 | 68.1829 | 69.6148 | 71.0767 | 72.5693 | 74.0932 | 75.6492 | 77.2378 | 78.8598 | 63.4285
Station 140 | FN010876 | D_Station | 10 | 1444.0274 | 1795.8647 | 5913.5639 | 11598.5539 | 8064.6552 | 8.1399 | 0 | 0 | 0 | 0 | 0 | Station 140 | FN010876 | D_Station | 3239.8921 | 9153.4561 | 20752.01 | 28816.6652 | 28824.8051 | 28824.8051 | 28824.8051 | 28824.8051 | 28824.8051 | 28824.8051 |  | 3239.8921 | 9345.6787 | 21632.7461 | 30670.5064 | 31323.4326 | 31981.2247 | 32652.8304 | 33338.5398 | 34038.6492 | 34753.4608 |  | Station 140 | D_Station | 261.1097 | 753.1878 | 1743.4282 | 2471.8001 | 2524.4208 | 2577.4337 | 2631.5598 | 2686.8225 | 2743.2458 | 2800.854 | 10 | FN010876 | 10 | 10 | 26.111 | 75.3188 | 174.3428 | 247.18 | 252.4421 | 257.7434 | 263.156 | 268.6823 | 274.3246 | 280.0854 | 197.4187
Station 3012 | FN006255 | D_Line | 9 | 16656.6943 | 1298.246 | 0 | 0 | 0 | 0 | 0 | 0 | 0 | 0 | 0 | Station 3012 | FN006255 | D_Line | 17954.9403 | 17954.9403 | 17954.9403 | 17954.9403 | 17954.9403 | 17954.9403 | 17954.9403 | 17954.9403 | 17954.9403 | 17954.9403 |  | 17954.9403 | 18331.9941 | 18716.9659 | 19110.0222 | 19511.3327 | 19921.0707 | 20339.4132 | 20766.5408 | 21202.6382 | 21647.8936 |  | Station 3012 | D_Line | 2536.9012 | 2590.1762 | 2644.5699 | 2700.1058 | 2756.808 | 2814.701 | 2873.8097 | 2934.1597 | 2995.7771 | 3058.6884 | 9 | FN006255 | 9 | 9 | 281.8779 | 287.7974 | 293.8411 | 300.0118 | 306.312 | 312.7446 | 319.3122 | 326.0177 | 332.8641 | 339.8543 | 306.5673
Station 3012 | FN006255 | D_Station | 9 | 14537.2662 | 9576.79 | 3000 | 0 | 0 | 0 | 0 | 0 | 0 | 0 | 0 | Station 3012 | FN006255 | D_Station | 24114.0562 | 27114.0562 | 27114.0562 | 27114.0562 | 27114.0562 | 27114.0562 | 27114.0562 | 27114.0562 | 27114.0562 | 27114.0562 |  | 24114.0562 | 27683.4514 | 28264.8039 | 28858.3648 | 29464.3904 | 30083.1426 | 30714.8886 | 31359.9013 | 32018.4592 | 32690.8469 |  | Station 3012 | D_Station | 1943.4021 | 2231.0671 | 2277.9196 | 2325.7559 | 2374.5967 | 2424.4633 | 2475.377 | 2527.3599 | 2580.4345 | 2634.6236 | 9 | FN006255 | 9 |  | 215.9336 | 247.8963 | 253.1022 | 258.4173 | 263.8441 | 269.3848 | 275.0419 | 280.8178 | 286.7149 | 292.736 | 260.5065
Station 61 | FN005886 | D_Station | 35 | 1063.3457 | 200 | 200 | 1500 | 3522.8326 | 6187.6641 | 10217.6038 | 320 | 0 | 0 | 0 | Station 61 | FN005886 | D_Station | 1263.3457 | 1463.3457 | 2963.3457 | 6486.1783 | 12673.8424 | 22891.4462 | 23211.4462 | 23211.4462 | 23211.4462 | 23211.4462 |  | 1263.3457 | 1494.076 | 3089.1131 | 6903.4488 | 13772.4521 | 25398.1416 | 26293.9996 | 26846.1736 | 27409.9432 | 27985.552 |  | Station 61 | D_Station | 101.8157 | 120.4107 | 248.9581 | 556.3634 | 1109.9507 | 2046.8893 | 2119.0883 | 2163.5892 | 2209.0246 | 2255.4141 | 35 | FN005886 | 35 | 35 | 2.909 | 3.4403 | 7.1131 | 15.8961 | 31.7129 | 58.4826 | 60.5454 | 61.8168 | 63.115 | 64.4404 | 32.2637
Summit | Individual Project | D_Station | 2.38 | 0 | 0 | 0 | 0 | 95 | 1258 | 366 | 1096 | 7390 | 7390 | 4795 | Summit | Individual Project | D_Station | 0 | 0 | 0 | 95 | 1353 | 1719 | 2815 | 10205 | 17595 | 22390 |  | 0 | 0 | 0 | 101.1116 | 1470.2824 | 1907.2367 | 3188.8409 | 11803.0216 | 20777.5917 | 26995.1517 |  | Summit | D_Station | 0 | 0 | 0 | 8.1488 | 118.4931 | 153.7082 | 256.9953 | 951.2302 | 1674.5095 | 2175.5956 | 2.38 | Individual Project | 2.38 | 2.38 | 0 | 0 | 0 | 3.4239 | 49.787 | 64.5833 | 107.9812 | 399.6765 | 703.5754 | 914.1158 | 175.7263
Swaggertown | FN011069 | D_Line | 23.4 | 77.5803 | 25 | 286.3012 | 784.8483 | 2002.9312 | 2211.9312 | 6392.416 | 6314.4698 | 2947.6195 | 0 | 0 | Swaggertown | FN011069 | D_Line | 102.5803 | 388.8815 | 1173.7298 | 3176.661 | 5388.5922 | 11781.0082 | 18095.478 | 21043.0975 | 21043.0975 | 21043.0975 |  | 102.5803 | 397.048 | 1223.544 | 3381.0228 | 5855.6928 | 13071.0708 | 20498.6147 | 24338.2788 | 24849.3827 | 25371.2197 |  | Swaggertown | D_Line | 14.4938 | 56.1 | 172.8778 | 477.7137 | 827.3664 | 1846.8463 | 2896.3037 | 3438.8201 | 3511.0353 | 3584.767 | 23.4 | FN011069 | 23.4 | 23.4 | 0.61939 | 2.3974 | 7.3879 | 20.4151 | 35.3575 | 78.9251 | 123.7737 | 146.9581 | 150.0442 | 153.1952 | 60.5957
Swaggertown | FN011069 | D_Station | 23.4 | 398.7684 | 150 | 250.1009 | 1167.0644 | 2180.8937 | 4321.7195 | 2746.3738 | 73.9435 | 0 | 0 | 0 | Swaggertown | FN011069 | D_Station | 548.7684 | 798.8693 | 1965.9337 | 4146.8274 | 8468.5469 | 11214.9207 | 11288.8642 | 11288.8642 | 11288.8642 | 11288.8642 |  | 548.7684 | 815.6455 | 2049.3699 | 4413.6022 | 9202.628 | 12442.9947 | 12788.0611 | 13056.6104 | 13330.7992 | 13610.746 |  | Swaggertown | D_Station | 44.2264 | 65.7346 | 165.163 | 355.7014 | 741.659 | 1002.8069 | 1030.6165 | 1052.2595 | 1074.3569 | 1096.9184 | 23.4 | FN011069 | 23.4 |  | 1.89 | 2.8092 | 7.0582 | 15.2009 | 31.6948 | 42.855 | 44.0434 | 44.9684 | 45.9127 | 46.8769 | 24.9965
Swann Rd | Individual Project | D_Line | 5 | 0 | 0 | 0 | 0 | 0 | 0 | 0 | 0 | 742.5 | 1584 | 742.5 | Swann Rd | Individual Project | D_Line | 0 | 0 | 0 | 0 | 0 | 0 | 0 | 742.5 | 2326.5 | 3069 |  | 0 | 0 | 0 | 0 | 0 | 0 | 0 | 858.7696 | 2747.3184 | 3700.2287 |  | Swann Rd | D_Line | 0 | 0 | 0 | 0 | 0 | 0 | 0 | 121.3378 | 388.1759 | 522.8151 | 5 | Individual Project | 5 | 5 | 0 | 0 | 0 | 0 | 0 | 0 | 0 | 24.2676 | 77.6352 | 104.563 | 15.675
THOUSAND ISLANDS | Individual Project | D_Line | 0.33 | 44.7541 | 305.5847 | 0 | 0 | 0 | 0 | 0 | 0 | 0 | 0 | 0 | THOUSAND ISLANDS | Individual Project | D_Line | 350.3388 | 350.3388 | 350.3388 | 350.3388 | 350.3388 | 350.3388 | 350.3388 | 350.3388 | 350.3388 | 350.3388 |  | 350.3388 | 357.696 | 365.2076 | 372.8769 | 380.7073 | 388.7022 | 396.8649 | 405.1991 | 413.7083 | 422.3962 |  | THOUSAND ISLANDS | D_Line | 49.5003 | 50.5398 | 51.6011 | 52.6848 | 53.7912 | 54.9208 | 56.0741 | 57.2517 | 58.4539 | 59.6815 | 0.33 | Individual Project | 0.33 | 0.33 | 150.0009 | 153.1509 | 156.3671 | 159.6508 | 163.0035 | 166.4266 | 169.9215 | 173.4899 | 177.1332 | 180.853 | 163.1393
TULLER HILL | FN005852 | D_Line | 6 | 31.5546 | 169.6021 | 169.4781 | 0 | 0 | 0 | 0 | 0 | 0 | 0 | 0 | TULLER HILL | FN005852 | D_Line | 201.1567 | 370.6348 | 370.6348 | 370.6348 | 370.6348 | 370.6348 | 370.6348 | 370.6348 | 370.6348 | 370.6348 |  | 201.1567 | 378.4181 | 386.3649 | 394.4786 | 402.7626 | 411.2206 | 419.8563 | 428.6733 | 437.6754 | 446.8666 |  | TULLER HILL | D_Line | 28.422 | 53.4677 | 54.5905 | 55.7369 | 56.9074 | 58.1025 | 59.3226 | 60.5684 | 61.8403 | 63.139 | 6 | FN005852 | 6 | 6 | 4.737 | 8.9113 | 9.0984 | 9.2895 | 9.4846 | 9.6837 | 9.8871 | 10.0947 | 10.3067 | 10.5232 | 8.964
UNIONVILLE | Individual Project | D_Line | 2 | 0 | 0 | 135 | 487 | 520 | 500 | 7420 | 621 | 487 | 0 | 0 | UNIONVILLE | Individual Project | D_Line | 0 | 135 | 622 | 1142 | 1642 | 9062 | 9683 | 10170 | 10170 | 10170 |  | 0 | 137.835 | 648.3983 | 1215.4674 | 1784.3339 | 10054.3215 | 10968.933 | 11762.5409 | 12009.5543 | 12261.7549 |  | UNIONVILLE | D_Line | 0 | 19.4751 | 91.6139 | 171.7366 | 252.1133 | 1420.6018 | 1549.8297 | 1661.9607 | 1696.8618 | 1732.4959 | 2 | Individual Project | 2 | 2 | 0 | 9.7375 | 45.807 | 85.8683 | 126.0566 | 710.3009 | 774.9148 | 830.9803 | 848.4309 | 866.248 | 363.2123
Vail Mills | Individual Project | D_Line | 2.5 | 13.8084 | 0 | 191.75 | 0 | 0 | 0 | 0 | 0 | 0 | 0 | 0 | Vail Mills | Individual Project | D_Line | 2112.9283 | 2329.6783 | 2579.6783 | 2579.6783 | 2579.6783 | 2579.6783 | 2579.6783 | 2579.6783 | 2579.6783 | 2579.6783 |  | 2112.9283 | 2378.6015 | 2689.1624 | 2745.6348 | 2803.2931 | 2862.1623 | 2922.2677 | 2983.6353 | 3046.2917 | 3110.2638 |  | Vail Mills | D_Line | 298.5413 | 336.0789 | 379.9589 | 387.938 | 396.0847 | 404.4025 | 412.895 | 421.5658 | 430.4186 | 439.4574 | 2.5 | Individual Project | 22.5 | 22.5 | 13.2685 | 14.9368 | 16.8871 | 17.2417 | 17.6038 | 17.9734 | 18.3509 | 18.7363 | 19.1297 | 19.5314 | 17.0317
VAIL MILLS | Individual Project | D_Line | 4 | 1603.3198 | 495.8 | 0 | 0 | 0 | 0 | 0 | 0 | 0 | 0 | 0 | VAIL MILLS | Individual Project | D_Line | [11 empty] | 0 | 0 | 0 | 0 | 0 | 0 | 0 | 0 | 0 | 0 |  | VAIL MILLS | D_Line | 0 | 0 | 0 | 0 | 0 | 0 | 0 | 0 | 0 | 0 | 4 | Individual Project |  | 0 | [10 empty] | 0
VAIL MILLS | Individual Project | D_Line | 16 | 0 | 0 | 25 | 250 | 0 | 0 | 0 | 0 | 0 | 0 | 0 | VAIL MILLS | Individual Project | D_Line | [11 empty] | 0 | 0 | 0 | 0 | 0 | 0 | 0 | 0 | 0 | 0 |  | VAIL MILLS | D_Line | 0 | 0 | 0 | 0 | 0 | 0 | 0 | 0 | 0 | 0 | 16 | Individual Project |  | 0 | [10 empty] | 0
Valkin | FN011996 | D_Line | 57.6 | 0 | 120 | 240 | 1500 | 950 | 0 | 0 | 0 | 0 | 0 | 0 | Valkin | FN011996 | D_Line | 120 | 360 | 1860 | 2810 | 2810 | 2810 | 2810 | 2810 | 2810 | 2810 |  | 120 | 367.56 | 1938.9403 | 2990.7737 | 3053.5799 | 3117.7051 | 3183.1769 | 3250.0236 | 3318.2741 | 3387.9579 |  | Valkin | D_Line | 16.9551 | 51.9335 | 273.958 | 422.5744 | 431.4484 | 440.5088 | 449.7595 | 459.2045 | 468.8478 | 478.6936 | 57.6 | FN011996 | 57.6 | 57.6 | 0.29436 | 0.90162 | 4.7562 | 7.3364 | 7.4904 | 7.6477 | 7.8083 | 7.9723 | 8.1397 | 8.3107 | 5.5808
Valkin | FN011996 | D_Station | 57.6 | 0 | 390 | 950 | 3400 | 0 | 0 | 0 | 0 | 0 | 0 | 0 | Valkin | FN011996 | D_Station | 390 | 1340 | 4740 | 4740 | 4740 | 4740 | 4740 | 4740 | 4740 | 4740 |  | 390 | 1368.14 | 4941.1703 | 5044.9349 | 5150.8786 | 5259.047 | 5369.487 | 5482.2462 | 5597.3734 | 5714.9182 |  | Valkin | D_Station | 31.4309 | 110.2613 | 398.2192 | 406.5818 | 415.1201 | 423.8376 | 432.7382 | 441.8257 | 451.104 | 460.5772 | 57.6 | FN011996 | 57.6 |  | 0.54568 | 1.9143 | 6.9135 | 7.0587 | 7.2069 | 7.3583 | 7.5128 | 7.6706 | 7.8317 | 7.9961 | 5.8051
Van Hoesen | FN013976 | D_Line | 48.2 | 0 | 0 | 0 | 0 | 500 | 3647 | 6093 | 6093 | 6093 | 6093 | 2730 | Van Hoesen | FN013976 | D_Line | 0 | 0 | 0 | 500 | 4147 | 10240 | 16333 | 22426 | 28519 | 31249 |  | 0 | 0 | 0 | 532.1661 | 4506.4754 | 11361.3167 | 18502.074 | 25937.7328 | 33677.5299 | 37676.2615 |  | Van Hoesen | D_Line | 0 | 0 | 0 | 75.1912 | 636.7319 | 1605.2706 | 2614.2072 | 3664.8112 | 4758.3877 | 5323.3791 | 48.2 | FN013976 | 48.2 | 48.2 | 0 | 0 | 0 | 1.56 | 13.2102 | 33.3044 | 54.2367 | 76.0334 | 98.7217 | 110.4435 | 31.5448
Van Hoesen | FN013976 | D_Station | 48.2 | 0 | 0 | 0 | 0 | 120 | 1220 | 580 | 1047 | 5580 | 5580 | 3000 | Van Hoesen | FN013976 | D_Station | 0 | 0 | 0 | 120 | 1340 | 1920 | 2967 | 8547 | 14127 | 17127 |  | 0 | 0 | 0 | 127.7199 | 1456.1555 | 2130.2469 | 3361.027 | 9885.3921 | 16682.2983 | 20649.6634 |  | Van Hoesen | D_Station | 0 | 0 | 0 | 10.2932 | 117.3546 | 171.681 | 270.8722 | 796.6844 | 1344.4612 | 1664.1995 | 48.2 | FN013976 | 48.2 |  | 0 | 0 | 0 | 0.21355 | 2.4347 | 3.5618 | 5.6198 | 16.5287 | 27.8934 | 34.527 | 7.1681
Voorheesville | Individual Project | D_Station | 15 | 0 | 0 | 0 | 0 | 110.25 | 1466.325 | 529.2 | 1479.263 | 10739.254 | 10739.254 | 6495.517 | Voorheesville | Individual Project | D_Station | 0 | 0 | 0 | 110.25 | 1576.575 | 2105.775 | 3585.038 | 14324.292 | 25063.546 | 31559.063 |  | 0 | 0 | 0 | 117.3426 | 1713.2376 | 2336.3649 | 4061.1424 | 16567.3619 | 29597.0517 | 38050.098 |  | Voorheesville | D_Station | 0 | 0 | 0 | 9.4569 | 138.0734 | 188.2925 | 327.2959 | 1335.1983 | 2385.2882 | 3066.5368 | 15 | Individual Project | 15 | 15 | 0 | 0 | 0 | 0.63046 | 9.2049 | 12.5528 | 21.8197 | 89.0132 | 159.0192 | 204.4358 | 38.8017
Walesville | FN012599 | D_Line | 14 | 0 | 0 | 0 | 0 | 0 | 0 | 0 | 4803 | 821.7 | 3159.09 | 4754.97 | Walesville | FN012599 | D_Line | 0 | 0 | 0 | 0 | 0 | 0 | 4803 | 5624.7 | 8783.79 | 13538.76 |  | 0 | 0 | 0 | 0 | 0 | 0 | 5440.8536 | 6505.4832 | 10372.606 | 16323.3979 |  | Walesville | D_Line | 0 | 0 | 0 | 0 | 0 | 0 | 768.7527 | 919.177 | 1465.5731 | 2306.3763 | 14 | FN012599 | 14 | 14 | 0 | 0 | 0 | 0 | 0 | 0 | 54.9109 | 65.6555 | 104.6838 | 164.7412 | 30.4857
Warrensburg | Individual Project | D_Line | 0.5 | 0 | 15 | 1184.456 | 0 | 0 | 0 | 0 | 0 | 0 | 0 | 0 | Warrensburg | Individual Project | D_Line | 15 | 1199.456 | 1199.456 | 1199.456 | 1199.456 | 1199.456 | 1199.456 | 1199.456 | 1199.456 | 1199.456 |  | 15 | 1224.6446 | 1250.3621 | 1276.6197 | 1303.4287 | 1330.8007 | 1358.7475 | 1387.2812 | 1416.4142 | 1446.1589 |  | Warrensburg | D_Line | 2.1194 | 173.0333 | 176.667 | 180.377 | 184.1649 | 188.0324 | 191.9811 | 196.0127 | 200.1289 | 204.3316 | 0.5 | Individual Project | 0.5 | 0.5 | 4.2388 | 346.0666 | 353.334 | 360.754 | 368.3298 | 376.0647 | 383.9621 | 392.0253 | 400.2578 | 408.6633 | 324.3126
WEAVER ST | FN011539 | D_Line | 4.1 | 0 | 0 | 0 | 0 | 20 | 2000 | 2000 | 2000 | 2000 | 2000 | 0 | WEAVER ST | FN011539 | D_Line | 0 | 0 | 0 | 20 | 2020 | 4020 | 6020 | 8020 | 10020 | 10020 |  | 0 | 0 | 0 | 21.2866 | 2195.1001 | 4460.2044 | 6819.475 | 9275.8681 | 11832.4222 | 12080.9031 |  | WEAVER ST | D_Line | 0 | 0 | 0 | 3.0076 | 310.1515 | 630.1941 | 963.5417 | 1310.612 | 1671.8344 | 1706.9429 | 4.1 | FN011539 | 4.1 | 4.1 | 0 | 0 | 0 | 0.73357 | 75.6467 | 153.7059 | 235.0102 | 319.6615 | 407.7645 | 416.3275 | 131.8896
Wells | Individual Project | D_Station | 3.44 | 0 | 0 | 0 | 0 | 105 | 1396.5 | 504 | 1246.072 | 8274.861 | 8274.861 | 5004.956 | Wells | Individual Project | D_Station | 0 | 0 | 0 | 105 | 1501.5 | 2005.5 | 3251.572 | 11526.433 | 19801.294 | 24806.25 |  | 0 | 0 | 0 | 111.7549 | 1631.6549 | 2225.1094 | 3683.391 | 13331.3805 | 23382.9612 | 29908.3735 |  | Wells | D_Station | 0 | 0 | 0 | 9.0066 | 131.4985 | 179.3262 | 296.8522 | 1074.4038 | 1884.4817 | 2410.3783 | 3.44 | Individual Project | 3.44 | 3.44 | 0 | 0 | 0 | 2.6182 | 38.2263 | 52.1297 | 86.2942 | 312.3267 | 547.8144 | 700.6914 | 136.425
Whitesboro | FN012598 | D_Line | 12 | 0 | 0 | 0 | 0 | 0 | 0 | 0 | 0 | 2299.77 | 8844.66 | 10285.11 | Whitesboro | FN012598 | D_Line | 0 | 0 | 0 | 0 | 0 | 0 | 0 | 2299.77 | 11144.43 | 21429.54 |  | 0 | 0 | 0 | 0 | 0 | 0 | 0 | 2659.8956 | 13160.2396 | 25837.1453 |  | Whitesboro | D_Line | 0 | 0 | 0 | 0 | 0 | 0 | 0 | 375.8237 | 1859.4452 | 3650.5989 | 12 | FN012598 | 12 | 12 | 0 | 0 | 0 | 0 | 0 | 0 | 0 | 31.3186 | 154.9538 | 304.2166 | 36.8183
WOLF RD. | Individual Project | D_Line | 3 | 0 | 0 | 0 | 136.5 | 525 | 4100 | 1754.645 | 0 | 0 | 0 | 0 | WOLF RD. | Individual Project | D_Line | 0 | 0 | 136.5 | 661.5 | 4761.5 | 6516.145 | 6516.145 | 6516.145 | 6516.145 | 6516.145 |  | 0 | 0 | 142.2932 | 704.0558 | 5174.2422 | 7229.6862 | 7381.5097 | 7536.5214 | 7694.7883 | 7856.3789 |  | WOLF RD. | D_Line | 0 | 0 | 20.105 | 99.4779 | 731.0824 | 1021.5016 | 1042.9531 | 1064.8551 | 1087.2171 | 1110.0486 | 3 | Individual Project | 3 | 3 | 0 | 0 | 6.7017 | 33.1593 | 243.6941 | 340.5005 | 347.651 | 354.9517 | 362.4057 | 370.0162 | 177.0337
| FN010080 | D_Line | 20 | 464.3083 | 10.548 | 2114.3998 | 0 | 0 | 0 | 0 | 0 | 0 | 0 | 0 |  | FN010080 | D_Line | [48 empty] | 0
| FN010080 | D_Line | 20 | 8458.0806 | 1569.1671 | 1811.2233 | 0 | 0 | 0 | 0 | 0 | 0 | 0 | 0 |  | FN010080 | D_Line | [48 empty] | 0
| FN010094 | D_Line | 130 | 1418.4274 | 750 | 749.43 | 749.7473 | 14994.6374 | 28990.2268 | 21991.3338 | 25000 | 30000 | 30000 | 10000 |  | FN010094 | D_Line | [48 empty] | 0
| FN010080 | T_Line | 20 | 2672.9128 | 7613.8627 | 3446.419 | 0 | 0 | 0 | 0 | 0 | 0 | 0 | 0 |  | FN010080 | T_Line | [48 empty] | 0
| FN010094 | T_Line | 130 | 86.122 | 528.9545 | 250 | 250 | 3801 | 5340 | 5059 | 5497 | 1924 | 1924 | 0 |  | FN010094 | T_Line | [48 empty] | 0
| FN010080 | T_Station | 20 | 11251.651 | 1775.8586 | 0 | 0 | 0 | 0 | 0 | 0 | 0 | 0 | 0 |  | FN010080 | T_Station | [48 empty] | 0
| FN010080 | T_Station | 20 | 105355.4454 | 25531.5856 | 5911.5309 | 0 | 0 | 0 | 0 | 0 | 0 | 0 | 0 |  | FN010080 | T_Station | [48 empty] | 0
| FN010094 | T_Station | 130 | 638.5133 | 1255.5734 | 3350.1012 | 3500 | 5430.0049 | 5131.1112 | 14615.5098 | 22889 | 21837 | 17132 | 17946 |  | FN010094 | T_Station | [48 empty] | 0
| FN010094 | T_Station | 130 | 8830.9836 | 3149.9999 | 0 | 0 | 0 | 0 | 0 | 0 | 0 | 0 | 0 |  | FN010094 | T_Station | [48 empty] | 0
| FN011215 | T_Station | 10 | 7470.9739 | 0 | 0 | 0 | 0 | 250 | 3506 | 5634 | 4899.702 | 0 | 0 |  | FN011215 | T_Station | [48 empty] | 0
Note on B41: [Threaded comment] Your version of Excel allows you to read this threaded comment; however, any edits to it will get removed if the file is opened in a newer version of Excel. Learn more: https://go.microsoft.com/fwlink/?linkid=870924 Comment: FN011558
Note on R41: [Threaded comment] Your version of Excel allows you to read this threaded comment; however, any edits to it will get removed if the file is opened in a newer version of Excel. Learn more: https://go.microsoft.com/fwlink/?linkid=870924 Comment: FN011558
Note on B42: [Threaded comment] Your version of Excel allows you to read this threaded comment; however, any edits to it will get removed if the file is opened in a newer version of Excel. Learn more: https://go.microsoft.com/fwlink/?linkid=870924 Comment: FN011559
Note on R42: [Threaded comment] Your version of Excel allows you to read this threaded comment; however, any edits to it will get removed if the file is opened in a newer version of Excel. Learn more: https://go.microsoft.com/fwlink/?linkid=870924 Comment: FN011559
Note on B43: [Threaded comment] Your version of Excel allows you to read this threaded comment; however, any edits to it will get removed if the file is opened in a newer version of Excel. Learn more: https://go.microsoft.com/fwlink/?linkid=870924 Comment: FN011545
Note on R43: [Threaded comment] Your version of Excel allows you to read this threaded comment; however, any edits to it will get removed if the file is opened in a newer version of Excel. Learn more: https://go.microsoft.com/fwlink/?linkid=870924 Comment: FN011545
Note on B52: [Threaded comment] Your version of Excel allows you to read this threaded comment; however, any edits to it will get removed if the file is opened in a newer version of Excel. Learn more: https://go.microsoft.com/fwlink/?linkid=870924 Comment: FN002393
Note on R52: [Threaded comment] Your version of Excel allows you to read this threaded comment; however, any edits to it will get removed if the file is opened in a newer version of Excel. Learn more: https://go.microsoft.com/fwlink/?linkid=870924 Comment: FN002393
Note on B53: [Threaded comment] Your version of Excel allows you to read this threaded comment; however, any edits to it will get removed if the file is opened in a newer version of Excel. Learn more: https://go.microsoft.com/fwlink/?linkid=870924 Comment: FN012008
Note on R53: [Threaded comment] Your version of Excel allows you to read this threaded comment; however, any edits to it will get removed if the file is opened in a newer version of Excel. Learn more: https://go.microsoft.com/fwlink/?linkid=870924 Comment: FN012008
Note on B63: [Threaded comment] Your version of Excel allows you to read this threaded comment; however, any edits to it will get removed if the file is opened in a newer version of Excel. Learn more: https://go.microsoft.com/fwlink/?linkid=870924 Comment: FN012610
Note on R63: [Threaded comment] Your version of Excel allows you to read this threaded comment; however, any edits to it will get removed if the file is opened in a newer version of Excel. Learn more: https://go.microsoft.com/fwlink/?linkid=870924 Comment: FN012610
Note on B65: [Threaded comment] Your version of Excel allows you to read this threaded comment; however, any edits to it will get removed if the file is opened in a newer version of Excel. Learn more: https://go.microsoft.com/fwlink/?linkid=870924 Comment: FN011363
Note on R65: [Threaded comment] Your version of Excel allows you to read this threaded comment; however, any edits to it will get removed if the file is opened in a newer version of Excel. Learn more: https://go.microsoft.com/fwlink/?linkid=870924 Comment: FN011363
Note on B67: [Threaded comment] Your version of Excel allows you to read this threaded comment; however, any edits to it will get removed if the file is opened in a newer version of Excel. Learn more: https://go.microsoft.com/fwlink/?linkid=870924 Comment: FN000138
Note on R67: [Threaded comment] Your version of Excel allows you to read this threaded comment; however, any edits to it will get removed if the file is opened in a newer version of Excel. Learn more: https://go.microsoft.com/fwlink/?linkid=870924 Comment: FN000138
Note on B68: [Threaded comment] Your version of Excel allows you to read this threaded comment; however, any edits to it will get removed if the file is opened in a newer version of Excel. Learn more: https://go.microsoft.com/fwlink/?linkid=870924 Comment: FN011352
Note on R68: [Threaded comment] Your version of Excel allows you to read this threaded comment; however, any edits to it will get removed if the file is opened in a newer version of Excel. Learn more: https://go.microsoft.com/fwlink/?linkid=870924 Comment: FN011352
Note on B78: [Threaded comment] Your version of Excel allows you to read this threaded comment; however, any edits to it will get removed if the file is opened in a newer version of Excel. Learn more: https://go.microsoft.com/fwlink/?linkid=870924 Comment: FN014222
Note on R78: [Threaded comment] Your version of Excel allows you to read this threaded comment; however, any edits to it will get removed if the file is opened in a newer version of Excel. Learn more: https://go.microsoft.com/fwlink/?linkid=870924 Comment: FN014222
Note on B79: [Threaded comment] Your version of Excel allows you to read this threaded comment; however, any edits to it will get removed if the file is opened in a newer version of Excel. Learn more: https://go.microsoft.com/fwlink/?linkid=870924 Comment: FN011414
Note on R79: [Threaded comment] Your version of Excel allows you to read this threaded comment; however, any edits to it will get removed if the file is opened in a newer version of Excel. Learn more: https://go.microsoft.com/fwlink/?linkid=870924 Comment: FN011414
Note on B80: [Threaded comment] Your version of Excel allows you to read this threaded comment; however, any edits to it will get removed if the file is opened in a newer version of Excel. Learn more: https://go.microsoft.com/fwlink/?linkid=870924 Comment: FN011413
Note on R80: [Threaded comment] Your version of Excel allows you to read this threaded comment; however, any edits to it will get removed if the file is opened in a newer version of Excel. Learn more: https://go.microsoft.com/fwlink/?linkid=870924 Comment: FN011413
Note on B99: [Threaded comment] Your version of Excel allows you to read this threaded comment; however, any edits to it will get removed if the file is opened in a newer version of Excel. Learn more: https://go.microsoft.com/fwlink/?linkid=870924 Comment: FN011848
Note on R99: [Threaded comment] Your version of Excel allows you to read this threaded comment; however, any edits to it will get removed if the file is opened in a newer version of Excel. Learn more: https://go.microsoft.com/fwlink/?linkid=870924 Comment: FN011848
Note on B100: [Threaded comment] Your version of Excel allows you to read this threaded comment; however, any edits to it will get removed if the file is opened in a newer version of Excel. Learn more: https://go.microsoft.com/fwlink/?linkid=870924 Comment: FN006637
Note on R100: [Threaded comment] Your version of Excel allows you to read this threaded comment; however, any edits to it will get removed if the file is opened in a newer version of Excel. Learn more: https://go.microsoft.com/fwlink/?linkid=870924 Comment: FN006637
Note on B101: [Threaded comment] Your version of Excel allows you to read this threaded comment; however, any edits to it will get removed if the file is opened in a newer version of Excel. Learn more: https://go.microsoft.com/fwlink/?linkid=870924 Comment: FN011440
Note on R101: [Threaded comment] Your version of Excel allows you to read this threaded comment; however, any edits to it will get removed if the file is opened in a newer version of Excel. Learn more: https://go.microsoft.com/fwlink/?linkid=870924 Comment: FN011440
Note on B107: [Threaded comment] Your version of Excel allows you to read this threaded comment; however, any edits to it will get removed if the file is opened in a newer version of Excel. Learn more: https://go.microsoft.com/fwlink/?linkid=870924 Comment: FN004729
Note on R107: [Threaded comment] Your version of Excel allows you to read this threaded comment; however, any edits to it will get removed if the file is opened in a newer version of Excel. Learn more: https://go.microsoft.com/fwlink/?linkid=870924 Comment: FN004729
Note on B108: [Threaded comment] Your version of Excel allows you to read this threaded comment; however, any edits to it will get removed if the file is opened in a newer version of Excel. Learn more: https://go.microsoft.com/fwlink/?linkid=870924 Comment: FN004723
Note on R108: [Threaded comment] Your version of Excel allows you to read this threaded comment; however, any edits to it will get removed if the file is opened in a newer version of Excel. Learn more: https://go.microsoft.com/fwlink/?linkid=870924 Comment: FN004723
Note on B113: [Threaded comment] Your version of Excel allows you to read this threaded comment; however, any edits to it will get removed if the file is opened in a newer version of Excel. Learn more: https://go.microsoft.com/fwlink/?linkid=870924 Comment: FN011387A
Note on R113: [Threaded comment] Your version of Excel allows you to read this threaded comment; however, any edits to it will get removed if the file is opened in a newer version of Excel. Learn more: https://go.microsoft.com/fwlink/?linkid=870924 Comment: FN011387A
Note on B115: [Threaded comment] Your version of Excel allows you to read this threaded comment; however, any edits to it will get removed if the file is opened in a newer version of Excel. Learn more: https://go.microsoft.com/fwlink/?linkid=870924 Comment: FN011544
Note on R115: [Threaded comment] Your version of Excel allows you to read this threaded comment; however, any edits to it will get removed if the file is opened in a newer version of Excel. Learn more: https://go.microsoft.com/fwlink/?linkid=870924 Comment: FN011544
Note on B116: [Threaded comment] Your version of Excel allows you to read this threaded comment; however, any edits to it will get removed if the file is opened in a newer version of Excel. Learn more: https://go.microsoft.com/fwlink/?linkid=870924 Comment: FN011543
Note on R116: [Threaded comment] Your version of Excel allows you to read this threaded comment; however, any edits to it will get removed if the file is opened in a newer version of Excel. Learn more: https://go.microsoft.com/fwlink/?linkid=870924 Comment: FN011543
Note on B119: [Threaded comment] Your version of Excel allows you to read this threaded comment; however, any edits to it will get removed if the file is opened in a newer version of Excel. Learn more: https://go.microsoft.com/fwlink/?linkid=870924 Comment: FN000216A
Note on R119: [Threaded comment] Your version of Excel allows you to read this threaded comment; however, any edits to it will get removed if the file is opened in a newer version of Excel. Learn more: https://go.microsoft.com/fwlink/?linkid=870924 Comment: FN000216A
Note on B142: [Threaded comment] Your version of Excel allows you to read this threaded comment; however, any edits to it will get removed if the file is opened in a newer version of Excel. Learn more: https://go.microsoft.com/fwlink/?linkid=870924 Comment: FN010416
Note on R142: [Threaded comment] Your version of Excel allows you to read this threaded comment; however, any edits to it will get removed if the file is opened in a newer version of Excel. Learn more: https://go.microsoft.com/fwlink/?linkid=870924 Comment: FN010416
Note on B144: [Threaded comment] Your version of Excel allows you to read this threaded comment; however, any edits to it will get removed if the file is opened in a newer version of Excel. Learn more: https://go.microsoft.com/fwlink/?linkid=870924 Comment: FN000507
Note on R144: [Threaded comment] Your version of Excel allows you to read this threaded comment; however, any edits to it will get removed if the file is opened in a newer version of Excel. Learn more: https://go.microsoft.com/fwlink/?linkid=870924 Comment: FN000507
Note on B200: [Threaded comment] Your version of Excel allows you to read this threaded comment; however, any edits to it will get removed if the file is opened in a newer version of Excel. Learn more: https://go.microsoft.com/fwlink/?linkid=870924 Comment: FN006634
Note on R200: [Threaded comment] Your version of Excel allows you to read this threaded comment; however, any edits to it will get removed if the file is opened in a newer version of Excel. Learn more: https://go.microsoft.com/fwlink/?linkid=870924 Comment: FN006634
Note on B203: [Threaded comment] Your version of Excel allows you to read this threaded comment; however, any edits to it will get removed if the file is opened in a newer version of Excel. Learn more: https://go.microsoft.com/fwlink/?linkid=870924 Comment: FN010022
Note on R203: [Threaded comment] Your version of Excel allows you to read this threaded comment; however, any edits to it will get removed if the file is opened in a newer version of Excel. Learn more: https://go.microsoft.com/fwlink/?linkid=870924 Comment: FN010022
Note on B218: [Threaded comment] Your version of Excel allows you to read this threaded comment; however, any edits to it will get removed if the file is opened in a newer version of Excel. Learn more: https://go.microsoft.com/fwlink/?linkid=870924 Comment: FN002420
Note on R218: [Threaded comment] Your version of Excel allows you to read this threaded comment; however, any edits to it will get removed if the file is opened in a newer version of Excel. Learn more: https://go.microsoft.com/fwlink/?linkid=870924 Comment: FN002420
Note on B227: [Threaded comment] Your version of Excel allows you to read this threaded comment; however, any edits to it will get removed if the file is opened in a newer version of Excel. Learn more: https://go.microsoft.com/fwlink/?linkid=870924 Comment: FN000570
Note on R227: [Threaded comment] Your version of Excel allows you to read this threaded comment; however, any edits to it will get removed if the file is opened in a newer version of Excel. Learn more: https://go.microsoft.com/fwlink/?linkid=870924 Comment: FN000570
Note on B230: [Threaded comment] Your version of Excel allows you to read this threaded comment; however, any edits to it will get removed if the file is opened in a newer version of Excel. Learn more: https://go.microsoft.com/fwlink/?linkid=870924 Comment: FN010312
Note on R230: [Threaded comment] Your version of Excel allows you to read this threaded comment; however, any edits to it will get removed if the file is opened in a newer version of Excel. Learn more: https://go.microsoft.com/fwlink/?linkid=870924 Comment: FN010312

## Nat Grid Transmnet
[43 empty] | ECCR => | T_Line | 0.084418
[27 empty] | Inflation | 102.1% | [15 empty] | T_Station | 0.082053 | [9 empty] | WACC | 0.0687
[17 empty] | Cumulative Costs | [10 empty] | Escalated Costs | [16 empty] | MC after ECCR | [12 empty] | MCOS | MW
Project # | Substation | Type | FINAL Project System Capacity (MW) | Prior to FY26 Capex Spend | FY26 Capex Forecast | FY27 Capex Forecast | FY28 Capex Forecast | FY29 Capex Forecast | FY30 Capex Forecast | FY31 Capex Forecast | FY32 Capex Forecast | FY33 Capex Forecast | FY34 Capex Forecast | FY35 Capex Forecast |  |  | 2026 | 2027 | 2028 | 2029 | 2030 | 2031 | 2032 | 2033 | 2034 | 2035 |  | 2026 | 2027 | 2028 | 2029 | 2030 | 2031 | 2032 | 2033 | 2034 | 2035 |  | MW | Total MW | MW for Weighting |  | Check |  | 2026 | 2027 | 2028 | 2029 | 2030 | 2031 | 2032 | 2033 | 2034 | 2035 |  | NPV | Transmnet | 65.8179 | 4053
FN008276 | Transm Net | T_Line | [12 empty] | FN008276 | T_Line | 1396946.5694 | 1539727.3442 | 1659444.6905 | 1766743.7129 | 1892957.1069 | 1966605.7846 | 2032501.7846 | 2099056.7846 | 2146939.7846 | 2181079.7846 |  | 1396946.5694 | 1572061.6185 | 1729873.1826 | 1880402.3306 | 2057044.7592 | 2181956.1712 | 2302424.4479 | 2427752.3438 | 2535279.2421 | 2629681.9856 | FN008347 | 380 | 380 | 380 | 14 | 14 |  | 31.599 | 35.5601 | 39.1298 | 42.5348 | 46.5305 | 49.356 | 52.081 | 54.9159 | 57.3482 | 59.4836 |  | 45.1466
FN008276 | Transm Net | T_Line | [12 empty] | FN008276 | T_Line | [21 empty] | FN008359 | 800 | 800 | 800 | 105 | 105
FN008276 | Transm Net | T_Line | [12 empty] | FN008276 | T_Line | [21 empty] | FN008359 | 800 |  |  | 100 | 100
FN008276 | Transm Net | T_Line | [12 empty] | FN008276 | T_Line | [21 empty] | FN008359 | 800 |  |  | 20 | 20
FN008276 | Transm Net | T_Line | [12 empty] | FN008276 | T_Line | [21 empty] | FN010064 | 75 | 75 | 75 | 28 | 28
FN008276 | Transm Net | T_Line | [12 empty] | FN008276 | T_Line | [21 empty] | FN010073 | 14 | 14 | 14 | 800 | 800
FN008276 | Transm Net | T_Line | [12 empty] | FN008276 | T_Line | [21 empty] | FN010080 | 20 | 20 | 20 | 380 | 380
FN008276 | Transm Net | T_Line | [12 empty] | FN008276 | T_Line | [21 empty] | FN010083 | 100 | 100 | 100 | 20 | 20
FN008276 | Transm Net | T_Line | [12 empty] | FN008276 | T_Line | [21 empty] | FN010084 | 5 | 5 | 5 | 34 | 34
FN008276 | Transm Net | T_Line | [12 empty] | FN008276 | T_Line | [21 empty] | FN010094 | 130 | 130 | 130 | 16 | 16
FN008276 | Transm Net | T_Line | [12 empty] | FN008276 | T_Line | [21 empty] | FN010101 | 100 | 100 | 100 | 40 | 40
FN008276 | Transm Net | T_Line | [12 empty] | FN008276 | T_Line | [21 empty] | FN011214 | 105 | 105 | 105 | 40 | 40
FN008276 | Transm Net | T_Line | [12 empty] | FN008276 | T_Line | [21 empty] | FN011396 |  |  |  | 40 | 40
FN008276 | Transm Net | T_Line | [12 empty] | FN008276 | T_Line | [21 empty] | FN011642 |  |  |  | 40 | 40
FN008276 | Transm Net | T_Line | [12 empty] | FN008276 | T_Line | [21 empty] | FN011642 |  |  |  | 40 | 40
FN008276 | Transm Net | T_Line | [12 empty] | FN008276 | T_Line | [21 empty] | FN011642 |  |  |  | 18 | 18
FN008347 | Transm Net | T_Line | 380 | 33388.3028 | 19183.4153 | 14899.1955 | 4170.281 | 0 | 0 | 0 | 0 | 0 | 0 | 0 | FN008347 | T_Line | [21 empty] | FN011642 |  |  |  | 75 | 75
FN008359 | Transm Net | T_Line | 800 | 21736.8205 | 8569 | 17197.5164 | 12683.0731 | 14812.7939 | 131.7213 | 0 | 0 | 0 | 0 | 0 | FN008359 | T_Line | [21 empty] | FN011642 |  |  |  | 160 | 160
FN008359 | Transm Net | T_Line | 800 | 21630.8426 | 8644 | 17065.7532 | 35434.487 | 3840.7618 | 33.833 | 0 | 0 | 0 | 0 | 0 | FN008359 | T_Line | [21 empty] | FN013572 | 200 | 200 | 200 | 20 | 20
FN008359 | Transm Net | T_Line | 800 | 34560.413 | 12308 | 29724.7191 | 20911.1789 | 25513.8233 | 12291.9255 | 0 | 0 | 0 | 0 | 0 | FN008359 | T_Line | [21 empty] | Individual Project | 28 | 28 | 28 | 10 | 10
FN010064 | Transm Net | T_Line | 75 | 1558.1163 | 954.5832 | 1239.4452 | 146.656 | 0 | 0 | 0 | 0 | 0 | 0 | 0 | FN010064 | T_Line | [21 empty] | Individual Project | 34 | 34 | 34 | 25 | 25
FN010073 | Transm Net | T_Line | 14 | 5386.953 | 12005.4485 | 13140.8858 | 21714.226 | 11048.4584 | 487.1607 | 0 | 0 | 0 | 0 | 0 | FN010073 | T_Line | [21 empty] | Individual Project | 40 | 40 | 40 | 130 | 130
FN010080 | Transm Net | T_Line | 20 | 2672.9128 | 7613.8627 | 3446.419 | 0 | 0 | 0 | 0 | 0 | 0 | 0 | 0 | FN010080 | T_Line | [21 empty] | Individual Project | 40 | 40 | 40 | 5 | 5
FN010083 | Transm Net | T_Line | 100 | 10264.5864 | 1198.7278 | 1090.6095 | 1090.6095 | 11369.0812 | 56118.7534 | 28144.6777 | 0 | 0 | 0 | 0 | FN010083 | T_Line | [21 empty] | Individual Project | 40 | 40 | 40 | 312 | 312
FN010084 | Transm Net | T_Line | 5 | 1352.2913 | 249.6553 | 250 | 150 | 150 | 2322 | 6820 | 13711 | 16496 | 150 | 0 | FN010084 | T_Line | [21 empty] | Individual Project | 40 | 40 | 40 | 200 | 200
FN010094 | Transm Net | T_Line | 130 | 86.122 | 528.9545 | 250 | 250 | 3801 | 5340 | 5059 | 5497 | 1924 | 1924 | 0 | FN010094 | T_Line | [21 empty] | Individual Project | 40 | 40 | 40 | 40 | 40
FN010101 | Transm Net | T_Line | 100 | 235496.0369 | 3306.3641 | 0 | 0 | 0 | 0 | 0 | 0 | 0 | 0 | 0 | FN010101 | T_Line | [21 empty] | Individual Project | 18 | 18 | 18 | 10 | 10
FN011214 | Transm Net | T_Line | 105 | 20664.3684 | 19014.5043 | 22690.0119 | 16736.8347 | 7973.1038 | 0 | 0 | 0 | 0 | 0 | 0 | FN011214 | T_Line | [21 empty] | Individual Project | 160 | 160 | 160 | 1000 | 1000
FN011396 | Transm Net | T_Line | [12 empty] | FN011396 | T_Line | [21 empty] | Individual Project | 312 | 312 | 312 | 10 | 10
FN011642 | Transm Net | T_Line | [12 empty] | FN011642 | T_Line | [21 empty] | Individual Project | 40 | 40 | 40 | 11 | 11
FN011642 | Transm Net | T_Line | [12 empty] | FN011642 | T_Line | [21 empty] | Individual Project | 1000 | 1000 | 1000 | 10 | 10
FN011642 | Transm Net | T_Line | [12 empty] | FN011642 | T_Line | [21 empty] | Individual Project | 11 | 11 | 11 | 200 | 200
FN011642 | Transm Net | T_Line | [12 empty] | FN011642 | T_Line | [25 empty] | 100 | 100
FN011642 | Transm Net | T_Line | [12 empty] | FN011642 | T_Line
FN013572 | Transm Net | T_Line | 200 | 0 | 0 | 98 | 980 | 2980 | 9290 | 9290 | 0 | 0 | 0 | 0 | FN013572 | T_Line
Individual Project | Transm Net | T_Line | 28 | 143 | 0 | 0 | 0 | 0 | 110 | 330 | 480 | 7121 | 7859 | 0 | Individual Project | T_Line
Individual Project | Transm Net | T_Line | 34 | 0 | 0 | 0 | 0 | 0 | 0 | 0 | 98 | 882 | 0 | 0 | Individual Project | T_Line | [25 empty] | 0
Individual Project | Transm Net | T_Line | 40 | 0 | 120 | 220 | 830 | 4570 | 4650 | 500 | 0 | 0 | 0 | 0 | Individual Project | T_Line | [25 empty] | 0
Individual Project | Transm Net | T_Line | 40 | 0 | 120 | 220 | 890 | 5380 | 1470 | 500 | 0 | 0 | 0 | 0 | Individual Project | T_Line | [25 empty] | 0
Individual Project | Transm Net | T_Line | 40 | 0 | 120 | 220 | 1070 | 3750 | 4500 | 750 | 0 | 0 | 0 | 0 | Individual Project | T_Line | [25 empty] | 0
Individual Project | Transm Net | T_Line | 40 | 0 | 120 | 220 | 740 | 3580 | 1020 | 500 | 0 | 0 | 0 | 0 | Individual Project | T_Line | [25 empty] | 0
Individual Project | Transm Net | T_Line | 40 | 0 | 120 | 175 | 950 | 2850 | 2100 | 500 | 0 | 0 | 0 | 0 | Individual Project | T_Line | [25 empty] | 0
Individual Project | Transm Net | T_Line | 18 | 127.2464 | 231.3806 | 0 | 0 | 0 | 0 | 0 | 0 | 0 | 0 | 0 | Individual Project | T_Line | [25 empty] | 0
Individual Project | Transm Net | T_Line | 160 | 1296.2016 | 250 | 500 | 500 | 5000 | 20000 | 4295 | 0 | 0 | 0 | 0 | Individual Project | T_Line
Individual Project | Transm Net | T_Line | 312 | 0 | 0 | 50 | 470 | 680 | 6250 | 15000 | 39250 | 39250 | 37950 | 34140 | Individual Project | T_Line | [25 empty] | 0
Individual Project | Transm Net | T_Line | 40 | 659.0827 | 381.8204 | 2036.7487 | 0 | 0 | 0 | 0 | 0 | 0 | 0 | 0 | Individual Project | T_Line | [25 empty] | 0
Individual Project | Transm Net | T_Line | 1000 | 860693.6934 | 50189.8625 | 18046.4705 | 0 | 0 | 0 | 0 | 0 | 0 | 0 | 0 | Individual Project | T_Line | [25 empty] | 0
Individual Project | Transm Net | T_Line | 11 | 0 | 0 | 0 | 0 | 0 | 98 | 1960 | 6860 | 882 | 0 | 0 | Individual Project | T_Line
FN008276 | Transm Net | T_Station | [12 empty] | FN008276 | T_Station | 282680.759 | 313780.201 | 341418.1298 | 392312.5705 | 468575.6913 | 569236.0617 | 666161.7691 | 704836.4712 | 722268.4712 | 740214.4712 |  | 282680.759 | 320369.5853 | 355908.2566 | 417550.9252 | 509193.3497 | 631569.452 | 754630.1583 | 815208.2437 | 852912.7251 | 892461.0067 | FN008276 | [6 empty] | 10.7883 | 12.2267 | 13.583 | 15.9356 | 19.4331 | 24.1035 | 28.8 | 31.1119 | 32.5509 | 34.0602 |  | 20.6713
FN008276 | Transm Net | T_Station | [12 empty] | FN008276 | T_Station | [21 empty] | FN008276
FN008276 | Transm Net | T_Station | [12 empty] | FN008276 | T_Station | [21 empty] | FN008276
FN008276 | Transm Net | T_Station | [12 empty] | FN008276 | T_Station | [21 empty] | FN008276
FN008276 | Transm Net | T_Station | [12 empty] | FN008276 | T_Station | [21 empty] | FN008276
FN008276 | Transm Net | T_Station | [12 empty] | FN008276 | T_Station | [21 empty] | FN008276
FN008276 | Transm Net | T_Station | [12 empty] | FN008276 | T_Station | [21 empty] | FN008276
FN008276 | Transm Net | T_Station | [12 empty] | FN008276 | T_Station | [21 empty] | FN008276
FN008276 | Transm Net | T_Station | [12 empty] | FN008276 | T_Station | [21 empty] | FN008276
FN008276 | Transm Net | T_Station | [12 empty] | FN008276 | T_Station | [21 empty] | FN008276
FN008276 | Transm Net | T_Station | [12 empty] | FN008276 | T_Station | [21 empty] | FN008276
FN008276 | Transm Net | T_Station | [12 empty] | FN008276 | T_Station | [21 empty] | FN008276
FN008276 | Transm Net | T_Station | [12 empty] | FN008276 | T_Station | [21 empty] | FN008276
FN008276 | Transm Net | T_Station | [12 empty] | FN008276 | T_Station | [21 empty] | FN008276
FN008276 | Transm Net | T_Station | [12 empty] | FN008276 | T_Station | [21 empty] | FN008276
FN008276 | Transm Net | T_Station | [12 empty] | FN008276 | T_Station | [21 empty] | FN008276
FN008276 | Transm Net | T_Station | [12 empty] | FN008276 | T_Station | [21 empty] | FN008276
FN008276 | Transm Net | T_Station | [12 empty] | FN008276 | T_Station | [21 empty] | FN008276
FN008276 | Transm Net | T_Station | [12 empty] | FN008276 | T_Station | [21 empty] | FN008276
FN008276 | Transm Net | T_Station | [12 empty] | FN008276 | T_Station | [21 empty] | FN008276
FN008276 | Transm Net | T_Station | [12 empty] | FN008276 | T_Station | [21 empty] | FN008276
FN008276 | Transm Net | T_Station | [12 empty] | FN008276 | T_Station | [21 empty] | FN008276
FN008276 | Transm Net | T_Station | [12 empty] | FN008276 | T_Station | [21 empty] | FN008276
FN008347 | Transm Net | T_Station | 380 | 1107.8213 | 241 | 15.5181 | 16.3446 | 17.2151 | 18.1319 | 0 | 0 | 0 | 0 | 0 | FN008347 | T_Station | [21 empty] | FN008347 | 380 | 380
FN008359 | Transm Net | T_Station | 800 | 83.3915 | 0 | 0 | 0 | 0 | 0 | 0 | 0 | 0 | 0 | 0 | FN008359 | T_Station | [21 empty] | FN008359 | 800 | 800
FN008359 | Transm Net | T_Station | 800 | 2071.3928 | 419 | 466.8209 | 1154.2332 | 172.4867 | 113.3592 | 0 | 0 | 0 | 0 | 0 | FN008359 | T_Station | [21 empty] | FN008359 | 800
FN008736 | Transm Net | T_Station | 20 | 0 | 0 | 220.0451 | 260.2456 | 480.2907 | 1116.1368 | 7855.4492 | 3584.7072 | 0 | 0 | 0 | FN008736 | T_Station | [21 empty] | FN008736 | 20 | 20 | 20
FN008736 | Transm Net | T_Station | 20 | 788.222 | 958.9555 | 1259.388 | 0 | 0 | 0 | 0 | 0 | 0 | 0 | 0 | FN008736 | T_Station | [21 empty] | FN008736 | 20
FN010064 | Transm Net | T_Station | 75 | 9549.8041 | 1829.4417 | 0 | 0 | 0 | 0 | 0 | 0 | 0 | 0 | 0 | FN010064 | T_Station | [21 empty] | FN010064 | 75 | 75
FN010064 | Transm Net | T_Station | 75 | 15823.4168 | 10420.6271 | 9972.8726 | 780.9882 | 0 | 0 | 0 | 0 | 0 | 0 | 0 | FN010064 | T_Station | [21 empty] | FN010064 | 75
FN010073 | Transm Net | T_Station | 14 | 874.3955 | 101.92 | 638.346 | 76.928 | 44.7037 | 0 | 0 | 0 | 0 | 0 | 0 | FN010073 | T_Station | [21 empty] | FN010073 | 14 | 14
FN010073 | Transm Net | T_Station | 14 | 24.4639 | 993.885 | 200 | 0 | 0 | 0 | 0 | 0 | 0 | 0 | 0 | FN010073 | T_Station | [21 empty] | FN010073 | 14
FN010078 | Transm Net | T_Station | 25 | 11533.2736 | 6065.5838 | 2241.0649 | 0 | 0 | 0 | 0 | 0 | 0 | 0 | 0 | FN010078 | T_Station | [21 empty] | FN010078 | 25 | 25 | 25
FN010080 | Transm Net | T_Station | 20 | 105355.4454 | 25531.5856 | 5911.5309 | 0 | 0 | 0 | 0 | 0 | 0 | 0 | 0 | FN010080 | T_Station | [21 empty] | FN010080 | 20 | 20
FN010080 | Transm Net | T_Station | 20 | 11251.651 | 1775.8586 | 0 | 0 | 0 | 0 | 0 | 0 | 0 | 0 | 0 | FN010080 | T_Station | [21 empty] | FN010080 | 20
FN010083 | Transm Net | T_Station | 100 | 0 | 0 | 0 | 15.4449 | 6517.721 | 298.8606 | 0 | 0 | 0 | 0 | 0 | FN010083 | T_Station | [21 empty] | FN010083 | 100 | 100
FN010083 | Transm Net | T_Station | 100 | 588.2738 | 0 | 0 | 6393.174 | 4183.7389 | 0 | 0 | 0 | 0 | 0 | 0 | FN010083 | T_Station | [21 empty] | FN010083 | 100
FN010083 | Transm Net | T_Station | 100 | 1592.7732 | 446.5387 | 337.6752 | 0 | 0 | 0 | 0 | 0 | 0 | 0 | 0 | FN010083 | T_Station | [21 empty] | FN010083 | 100
FN010084 | Transm Net | T_Station | 5 | 221.4844 | 24.9995 | 24.9995 | 24.9995 | 150 | 450.0006 | 450.0007 | 250.0003 | 0 | 0 | 0 | FN010084 | T_Station | [21 empty] | FN010084 | 5 | 5
FN010084 | Transm Net | T_Station | 5 | 7.5804 | 50 | 50 | 20 | 20 | 20 | 180 | 2010 | 150 | 0 | 0 | FN010084 | T_Station | [21 empty] | FN010084 | 5
FN010084 | Transm Net | T_Station | 5 | 4428.0876 | 1049.9286 | 450 | 450 | 2850 | 12716 | 13064 | 15098 | 10406 | 300 | 0 | FN010084 | T_Station | [21 empty] | FN010084 | 5
FN010094 | Transm Net | T_Station | 130 | 638.5133 | 1255.5734 | 3350.1012 | 3500 | 5430.0049 | 5131.1112 | 14615.5098 | 22889 | 21837 | 17132 | 17946 | FN010094 | T_Station | [21 empty] | FN010094 | 130 | 130
FN010094 | Transm Net | T_Station | 130 | 8830.9836 | 3149.9999 | 0 | 0 | 0 | 0 | 0 | 0 | 0 | 0 | 0 | FN010094 | T_Station | [21 empty] | FN010094 | 130
FN011214 | Transm Net | T_Station | 105 | 5 | 0 | 3342.083 | 1052.25 | 0 | 0 | 0 | 0 | 0 | 0 | 0 | FN011214 | T_Station | [21 empty] | FN011214 | 105 | 105
FN011214 | Transm Net | T_Station | 105 | 1405.1072 | 750 | 0 | 0 | 0 | 0 | 0 | 0 | 0 | 0 | 0 | FN011214 | T_Station | [21 empty] | FN011214 | 105
FN011215 | Transm Net | T_Station | 10 | 7470.9739 | 0 | 0 | 0 | 0 | 250 | 3506 | 5634 | 4899.702 | 0 | 0 | FN011215 | T_Station | [21 empty] | FN011215 | 10 | 10 | 10
FN011642 | Transm Net | T_Station | [12 empty] | FN011642 | T_Station | [21 empty] | FN011642 |  | 0 | 0
FN011642 | Transm Net | T_Station | [12 empty] | FN011642 | T_Station | [21 empty] | FN011642 |  | 0 | 0
FN011642 | Transm Net | T_Station | [12 empty] | FN011642 | T_Station | [21 empty] | FN011642 |  | 0 | 0
FN011642 | Transm Net | T_Station | [12 empty] | FN011642 | T_Station | [21 empty] | FN011642 |  | 0 | 0
FN011642 | Transm Net | T_Station | [12 empty] | FN011642 | T_Station | [21 empty] | FN011642 |  | 0 | 0
FN011642 | Transm Net | T_Station | [12 empty] | FN011642 | T_Station | [21 empty] | FN011642 |  | 0 | 0
FN011642 | Transm Net | T_Station | [12 empty] | FN011642 | T_Station | [21 empty] | FN011642 |  | 0 | 0
FN011642 | Transm Net | T_Station | [12 empty] | FN011642 | T_Station | [21 empty] | FN011642 |  | 0 | 0
FN013525 | Transm Net | T_Station | 10 | 0 | 0 | 0 | 621.3335 | 1242.667 | 621.3335 | 0 | 0 | 0 | 0 | 0 | FN013525 | T_Station | [21 empty] | FN013525 | 10 | 10 | 10
FN013525 | Transm Net | T_Station | 10 | 1016.7688 | 894.3937 | 600.3633 | 2825.6141 | 5359.6128 | 3930.187 | 1529.4106 | 0 | 0 | 0 | 0 | FN013525 | T_Station | [21 empty] | FN013525 | 10 |  | 0
FN013571 | Transm Net | T_Station | [12 empty] | FN013571 | T_Station | [21 empty] | FN013571 |  | 0 | 0
FN013571 | Transm Net | T_Station | [12 empty] | FN013571 | T_Station | [21 empty] | FN013571 |  | 0 | 0
FN013572 | Transm Net | T_Station | 200 | 0 | 0 | 98 | 2450 | 2450 | 0 | 0 | 0 | 0 | 0 | 0 | FN013572 | T_Station | [21 empty] | FN013572 | 200 | 200
FN013572 | Transm Net | T_Station | 200 | 0 | 108 | 225 | 6000 | 19800 | 36500 | 40500 | 25600 | 0 | 0 | 0 | FN013572 | T_Station | [21 empty] | FN013572 | 200
Individual Project | Transm Net | T_Station | 20 | 0 | 0 | 0 | 0 | 0 | 98 | 1960 | 6860 | 882 | 0 | 0 | Individual Project | T_Station | [21 empty] | Individual Project | 20 | 20 | 20
Individual Project | Transm Net | T_Station | 16 | 20101.9228 | 1445.9913 | 1037.7853 | 141.9491 | 0 | 0 | 0 | 0 | 0 | 0 | 0 | Individual Project | T_Station | [21 empty] | Individual Project | 16 | 16 | 16
Individual Project | Transm Net | T_Station | 200 | 13419.4241 | 4058.0192 | 532.848 | 266.424 | 0 | 0 | 0 | 0 | 0 | 0 | 0 | Individual Project | T_Station | [21 empty] | Individual Project | 200 | 200 | 200
Individual Project | Transm Net | T_Station | 10 | 2124.5145 | 794.7722 | 0 | 288 | 376 | 0 | 0 | 0 | 0 | 0 | 0 | Individual Project | T_Station | [21 empty] | Individual Project | 10 | 10 | 10
Individual Project | Transm Net | T_Station | 10 | 0 | 0 | 125 | 1300 | 1800 | 15000 | 17000 | 15000 | 500 | 0 | 0 | Individual Project | T_Station | [21 empty] | Individual Project | 10 | 10 | 10

## NYSEG
NEW YORK STATE ELECTRIC AND GAS CORPORATION
SUMMARY OF CUMULATIVE ECONOMIC CARRYING CHARGES BY SUBSTATION AREA
[17 empty] | Source: tab "T3B_MC SUBSTATION CUMULATIVE" of New York State Electric and Gas workpaper | [13 empty] | Updated Version of NYSEG
NYSEG |  |  | Annualized Marginal Cost per kW-yr, Nominal $ | [14 empty] | Cumulative Annual Marginal Cost per kW-yr, Nominal $
Division | Substation ID | Year | Upstream Substation (115 kV/ 46 kV/34 kV) | Upstream Feeder 115 kV or 34.5 kV | Distribution Substation (12.5 kV) | Distribution Primary Feeder 12.5 kV |  | ECC | 7.96% | Working Capital Rev Req | 6.975% |  |  |  | Division | Substation ID | Year | Upstream Substation (115 kV/46 kV/34 kV) | Upstream Feeder 115 kV or 34.5 kV | Distribution Substation (12.5 kV) | Distribution Primary Feeder 12.5 kV
|  |  | Upstream | Upstream | Distribution | Distribution | [11 empty] | Upstream | Upstream | Distribution | Distribution
|  |  | Substation | Feeder | Substation | Feeder | NPV | 82 |  | Substation | Total NPV |  | SYSTEM Wide MCOS |  |  |  |  | Substation | Feeder | Substation | Feeder |  | Wacc
[22 empty] | Total | 0.06975 |  |  | Annual MC | System MCOS |  |  |  |  | Sum MW | Weighted MC
Auburn | Center Point | 2026 | 0 | 0 | 30.8181 | 0 | 30.8181 |  |  | Center Point | 198.4684 | 19.8468 | 131.7441 | 13.1744 | Auburn | Center Point | 2026 | 0 | 0 | 30.8181 | 0 | 30.8181 |  | Center Point | 190.094 | 190.094 | 62.8948 | 73.216 | 25.8858 | 33.1338 | Center Point | 22.4 | 85.2322
Auburn | Center Point | 2027 | 0 | 0 | 57.6066 | 0 | 53.8505 |  |  | Grant Ave | 63.2938 | 6.3294 |  |  | Auburn | Center Point | 2027 | 0 | 0 | 89.0411 | 0 | 89.0411 |  | Grant Ave | 44.9676 | 44.9676 |  |  |  |  | Grant Ave | 10.1
Auburn | Center Point | 2028 | 0 | 0 | 130.2284 | 0 | 113.7997 |  |  | Stryker Ave | 61.2081 | 6.1208 |  |  | Auburn | Center Point | 2028 | 0 | 0 | 221.0503 | 0 | 221.0503 |  | Stryker Ave | 43.4858 | 43.4858 |  |  |  |  | Stryker Ave | 8.8
Auburn | Center Point | 2029 | 0 | 0 | 0 | 0 | 0 |  |  | State St | 35.5749 | 3.5575 |  |  | Auburn | Center Point | 2029 | 0 | 0 | 225.4714 | 0 | 225.4714 |  | State St | 21.5472 | 21.5472 |  |  |  |  | State St | 23.2
Auburn | Center Point | 2030 | 0 | 0 | 0 | 0 | 0 |  |  | Scipio new | 106.0426 | 10.6043 |  |  | Auburn | Center Point | 2030 | 0 | 0 | 229.9808 | 0 | 229.9808 |  | Scipio new | 45.7194 | 45.7194 |  |  |  |  | Scipio new | 100
Auburn | Center Point | 2031 | 0 | 0 | 0 | 0 | 0 |  |  | Genoa | 251.7961 | 25.1796 |  |  | Auburn | Center Point | 2031 | 0 | 0 | 234.5804 | 0 | 234.5804 |  | Genoa | 112.4746 | 112.4746 |  |  |  |  | Genoa | 10.55
Auburn | Center Point | 2032 | 0 | 0 | 0 | 0 | 0 |  |  | Aurora | 485.8704 | 48.587 |  |  | Auburn | Center Point | 2032 | 0 | 0 | 239.272 | 0 | 239.272 |  | Aurora | 213.5941 | 213.5941 |  |  |  |  | Aurora | 53.971
Auburn | Center Point | 2033 | 0 | 0 | 0 | 0 | 0 |  |  | Chenango | 358.2609 | 35.8261 |  |  | Auburn | Center Point | 2033 | 0 | 0 | 244.0574 | 0 | 244.0574 |  | Chenango | 94.651 | 94.651 |  |  |  |  | Chenango | 28.207
Auburn | Center Point | 2034 | 0 | 0 | 0 | 0 | 0 |  |  | Morningside Heights | 316.3004 | 31.63 |  |  | Auburn | Center Point | 2034 | 0 | 0 | 248.9386 | 0 | 248.9386 |  | Morningside Heights | 116.874 | 116.874 |  |  |  |  | Morningside Heights | 21.094
Auburn | Center Point | 2035 | 0 | 0 | 0 | 0 | 0 |  |  | Nowlan Road | 241.5263 | 24.1526 |  |  | Auburn | Center Point | 2035 | 0 | 0 | 253.9174 | 0 | 253.9174 | 190.094 | Nowlan Road | 103.4472 | 103.4472 |  |  |  |  | Nowlan Road | 29.207
[10 empty] | Greene | 40.9768 | 4.0977 | [9 empty] | 0 |  | Greene | 10.6416 | 10.6416 |  |  |  |  | Greene | 10
Auburn | Grant Ave | 2026 | 0 | 0 | 0 | 0 | 0 |  |  | Sanataria Springs | 43.7452 | 4.3745 |  |  | Auburn | Grant Ave | 2026 | 0 | 0 | 0 | 0 | 0 |  | Sanataria Springs | 11.3606 | 11.3606 |  |  |  |  | Sanataria Springs | 10
Auburn | Grant Ave | 2027 | 0 | 0 | 0 | 0 | 0 |  |  | Kattleville | 52.7489 | 5.2749 |  |  | Auburn | Grant Ave | 2027 | 0 | 0 | 0 | 0 | 0 |  | Kattleville | 20.2986 | 20.2986 |  |  |  |  | Kattleville | 90
Auburn | Grant Ave | 2028 | 0 | 0 | 0 | 0 | 0 |  |  | Lounsberry | 89.5559 | 8.9556 |  |  | Auburn | Grant Ave | 2028 | 0 | 0 | 0 | 0 | 0 |  | Lounsberry | 16.9824 | 16.9824 |  |  |  |  | Lounsberry | 22.4
Auburn | Grant Ave | 2029 | 0 | 0 | 0 | 0 | 0 |  |  | N. Endicott | 249.4342 | 24.9434 |  |  | Auburn | Grant Ave | 2029 | 0 | 0 | 0 | 0 | 0 |  | N. Endicott | 47.3 | 47.3 |  |  |  |  | N. Endicott | 54.4
Auburn | Grant Ave | 2030 | 0 | 0 | 82.8878 | 0 | 63.2938 |  |  | Cantitoe | 48.0387 | 4.8039 |  |  | Auburn | Grant Ave | 2030 | 0 | 0 | 82.8878 | 0 | 82.8878 |  | Cantitoe | 34.1295 | 34.1295 |  |  |  |  | Cantitoe | 11.7
Auburn | Grant Ave | 2031 | 0 | 0 | 0 | 0 | 0 |  |  | Pawling | 118.3803 | 11.838 |  |  | Auburn | Grant Ave | 2031 | 0 | 0 | 84.5455 | 0 | 84.5455 |  | Pawling | 84.1042 | 84.1042 |  |  |  |  | Pawling | 22.4
Auburn | Grant Ave | 2032 | 0 | 0 | 0 | 0 | 0 |  |  | Croton Falls | 40.1211 | 4.0121 |  |  | Auburn | Grant Ave | 2032 | 0 | 0 | 86.2365 | 0 | 86.2365 |  | Croton Falls | 7.6081 | 7.6081 |  |  |  |  | Croton Falls | 50
Auburn | Grant Ave | 2033 | 0 | 0 | 0 | 0 | 0 |  |  | Dingle Ridge | 169.495 | 16.9495 |  |  | Auburn | Grant Ave | 2033 | 0 | 0 | 87.9612 | 0 | 87.9612 |  | Dingle Ridge | 32.1412 | 32.1412 |  |  |  |  | Dingle Ridge | 38.4
Auburn | Grant Ave | 2034 | 0 | 0 | 0 | 0 | 0 |  |  | Crafts | 89.5559 | 8.9556 |  |  | Auburn | Grant Ave | 2034 | 0 | 0 | 89.7204 | 0 | 89.7204 |  | Crafts | 16.9824 | 16.9824 |  |  |  |  | Crafts | 22.4
Auburn | Grant Ave | 2035 | 0 | 0 | 0 | 0 | 0 |  |  | Pound Ridge | 89.5559 | 8.9556 |  |  | Auburn | Grant Ave | 2035 | 0 | 0 | 91.5148 | 0 | 91.5148 | 44.9676 | Pound Ridge | 16.9824 | 16.9824 |  |  |  |  | Pound Ridge | 22.4
[10 empty] | West Elmira | 30.3893 | 3.0389 | [9 empty] | 0 |  | West Elmira | 27.5209 | 27.5209 |  |  |  |  | West Elmira | 3
Auburn | Stryker Ave | 2026 | 0 | 0 | 0 | 0 | 0 |  |  | Erwin Junction | 28.6712 | 2.8671 |  |  | Auburn | Stryker Ave | 2026 | 0 | 0 | 0 | 0 | 0 |  | Erwin Junction | 20.3697 | 20.3697 |  |  |  |  | Erwin Junction | 30
Auburn | Stryker Ave | 2027 | 0 | 0 | 0 | 0 | 0 |  |  | Montour falls | 163.8338 | 16.3834 |  |  | Auburn | Stryker Ave | 2027 | 0 | 0 | 0 | 0 | 0 |  | Montour falls | 69.7537 | 69.7537 |  |  |  |  | Montour falls | 34.3
Auburn | Stryker Ave | 2028 | 0 | 0 | 0 | 0 | 0 |  |  | From Erwin to Presho | 116.2751 | 11.6275 |  |  | Auburn | Stryker Ave | 2028 | 0 | 0 | 0 | 0 | 0 |  | From Erwin to Presho | 22.0492 | 22.0492 |  |  |  |  | From Erwin to Presho | 11
Auburn | Stryker Ave | 2029 | 0 | 0 | 0 | 0 | 0 |  |  | West Erie AV | 79.9391 | 7.9939 |  |  | Auburn | Stryker Ave | 2029 | 0 | 0 | 0 | 0 | 0 |  | West Erie AV | 15.1588 | 15.1588 |  |  |  |  | West Erie AV | 16
Auburn | Stryker Ave | 2030 | 0 | 0 | 80.1564 | 0 | 61.2081 |  |  | Clyde | 43.7842 | 4.3784 |  |  | Auburn | Stryker Ave | 2030 | 0 | 0 | 80.1564 | 0 | 80.1564 |  | Clyde | 31.1068 | 31.1068 |  |  |  |  | Clyde | 3.3
Auburn | Stryker Ave | 2031 | 0 | 0 | 0 | 0 | 0 |  |  | Mac Dougall | 675.7533 | 67.5753 |  |  | Auburn | Stryker Ave | 2031 | 0 | 0 | 81.7595 | 0 | 81.7595 |  | Mac Dougall | 448.6385 | 448.6385 |  |  |  |  | Mac Dougall | 71.951
Auburn | Stryker Ave | 2032 | 0 | 0 | 0 | 0 | 0 |  |  | Milo | 23.232 | 2.3232 |  |  | Auburn | Stryker Ave | 2032 | 0 | 0 | 83.3947 | 0 | 83.3947 |  | Milo | 16.5054 | 16.5054 |  |  |  |  | Milo | 14
Auburn | Stryker Ave | 2033 | 0 | 0 | 0 | 0 | 0 |  |  | Sleight Rd | 58.331 | 5.8331 |  |  | Auburn | Stryker Ave | 2033 | 0 | 0 | 85.0626 | 0 | 85.0626 |  | Sleight Rd | 29.4046 | 29.4046 |  |  |  |  | Sleight Rd | 100
Auburn | Stryker Ave | 2034 | 0 | 0 | 0 | 0 | 0 |  |  | Border City | 89.5559 | 8.9556 |  |  | Auburn | Stryker Ave | 2034 | 0 | 0 | 86.7638 | 0 | 86.7638 |  | Border City | 16.9824 | 16.9824 |  |  |  |  | Border City | 22.4
Auburn | Stryker Ave | 2035 | 0 | 0 | 0 | 0 | 0 |  |  | Webb Crossing | 580.2847 | 58.0285 |  |  | Auburn | Stryker Ave | 2035 | 0 | 0 | 88.4991 | 0 | 88.4991 | 43.4858 | Webb Crossing | 335.8417 | 335.8417 |  |  |  |  | Webb Crossing | 54.722
[10 empty] | Silver Springs | 52.5068 | 5.2507 | [9 empty] | 0 |  | Silver Springs | 24.7172 | 24.7172 |  |  |  |  | Silver Springs | 18
Auburn | State St | 2026 | 0 | 0 | 0 | 0 | 0 |  |  | Moraine Rd | 220.2441 | 22.0244 |  |  | Auburn | State St | 2026 | 0 | 0 | 0 | 0 | 0 |  | Moraine Rd | 150.8184 | 150.8184 |  |  |  |  | Moraine Rd | 80
Auburn | State St | 2027 | 0 | 0 | 0 | 0 | 0 |  |  | Bennett | 80.2156 | 8.0216 |  |  | Auburn | State St | 2027 | 0 | 0 | 0 | 0 | 0 |  | Bennett | 35.4602 | 35.4602 |  |  |  |  | Bennett | 14
Auburn | State St | 2028 | 0 | 0 | 0 | 0 | 0 |  |  | Fourth Street | 42.2801 | 4.228 |  |  | Auburn | State St | 2028 | 0 | 0 | 0 | 0 | 0 |  | Fourth Street | 42.0109 | 42.0109 |  |  |  |  | Fourth Street | 74.6
Auburn | State St | 2029 | 0 | 0 | 0 | 0 | 0 |  |  | Coddington | 47.5003 | 4.75 |  |  | Auburn | State St | 2029 | 0 | 0 | 0 | 0 | 0 |  | Coddington | 34.0275 | 34.0275 |  |  |  |  | Coddington | 100
Auburn | State St | 2030 | 0 | 0 | 0 | 0 | 0 |  |  | Line 455 | 97.4146 | 9.7415 |  |  | Auburn | State St | 2030 | 0 | 0 | 0 | 0 | 0 |  | Line 455 | 70.1742 | 70.1742 |  |  |  |  | Line 455 | 26.8
Auburn | State St | 2031 | 49.8373 | 0 | 0 | 0 | 35.5749 |  |  | Burdett | 90.8343 | 9.0834 |  |  | Auburn | State St | 2031 | 49.8373 | 0 | 0 | 0 | 49.8373 |  | Burdett | 23.5895 | 23.5895 |  |  |  |  | Burdett | 7.5
Auburn | State St | 2032 | 0 | 0 | 0 | 0 | 0 |  |  | County Hospital | 105.1251 | 10.5125 |  |  | Auburn | State St | 2032 | 50.8341 | 0 | 0 | 0 | 50.8341 |  | County Hospital | 27.3008 | 27.3008 |  |  |  |  | County Hospital | 7
Auburn | State St | 2033 | 0 | 0 | 0 | 0 | 0 |  |  | Valois | 171.0601 | 17.106 |  |  | Auburn | State St | 2033 | 51.8507 | 0 | 0 | 0 | 51.8507 |  | Valois | 35.0887 | 35.0887 |  |  |  |  | Valois | 27.108
Auburn | State St | 2034 | 0 | 0 | 0 | 0 | 0 |  |  | Trumansburg | 243.9839 | 24.3984 |  |  | Auburn | State St | 2034 | 52.8877 | 0 | 0 | 0 | 52.8877 |  | Trumansburg | 112.7065 | 112.7065 |  |  |  |  | Trumansburg | 33
Auburn | State St | 2035 | 0 | 0 | 0 | 0 | 0 |  |  | Willard | 363.582 | 36.3582 |  |  | Auburn | State St | 2035 | 53.9455 | 0 | 0 | 0 | 53.9455 | 21.5472 | Willard | 199.9514 | 199.9514 |  |  |  |  | Willard | 100.1
[10 empty] | Milliken | 295.5782 | 29.5578 | [9 empty] | 0 |  | Milliken | 164.204 | 164.204 |  |  |  |  | Milliken | 200
Auburn | Scipio new | 2026 | 0 | 0 | 0 | 0 | 0 |  |  | Cayuga Heights | 133.6144 | 13.3614 |  |  | Auburn | Scipio new | 2026 | 0 | 0 | 0 | 0 | 0 |  | Cayuga Heights | 38.8268 | 38.8268 |  |  |  |  | Cayuga Heights | 36.4
Auburn | Scipio new | 2027 | 0 | 0 | 0 | 0 | 0 |  |  | Locke | 44.0585 | 4.4058 |  |  | Auburn | Scipio new | 2027 | 0 | 0 | 0 | 0 | 0 |  | Locke | 21.8443 | 21.8443 |  |  |  |  | Locke | 14
Auburn | Scipio new | 2028 | 0 | 0 | 0 | 0 | 0 |  |  | Peruville | 44.0585 | 4.4058 |  |  | Auburn | Scipio new | 2028 | 0 | 0 | 0 | 0 | 0 |  | Peruville | 21.8443 | 21.8443 |  |  |  |  | Peruville | 14
Auburn | Scipio new | 2029 | 0 | 0 | 0 | 0 | 0 |  |  | Orchard Park | 46.772 | 4.6772 |  |  | Auburn | Scipio new | 2029 | 0 | 0 | 0 | 0 | 0 |  | Orchard Park | 37.902 | 37.902 |  |  |  |  | Orchard Park | 13.042
Auburn | Scipio new | 2030 | 5.0688 | 0 | 0 | 0 | 3.8706 |  |  | Erie St | 211.3972 | 21.1397 |  |  | Auburn | Scipio new | 2030 | 5.0688 | 0 | 0 | 0 | 5.0688 |  | Erie St | 128.7551 | 128.7551 |  |  |  |  | Erie St | 13.02
Auburn | Scipio new | 2031 | 18.1635 | 0 | 0 | 0 | 12.9655 |  |  | Hamburg | 82.4577 | 8.2458 |  |  | Auburn | Scipio new | 2031 | 23.3337 | 0 | 0 | 0 | 23.3337 |  | Hamburg | 66.8202 | 66.8202 |  |  |  |  | Hamburg | 1
Auburn | Scipio new | 2032 | 45.2901 | 0 | 0 | 0 | 30.221 |  |  | Holland | 106.2655 | 10.6265 |  |  | Auburn | Scipio new | 2032 | 69.0904 | 0 | 0 | 0 | 69.0904 |  | Holland | 79.0418 | 79.0418 |  |  |  |  | Holland | 22.4
Auburn | Scipio new | 2033 | 63.86 | 0 | 0 | 0 | 39.8339 |  |  | South Park | 78.2582 | 7.8258 |  |  | Auburn | Scipio new | 2033 | 134.3322 | 0 | 0 | 0 | 134.3322 |  | South Park | 14.84 | 14.84 |  |  |  |  | South Park | 22.4
Auburn | Scipio new | 2034 | 32.8445 | 0 | 0 | 0 | 19.1516 |  |  | Cobble Hill | 102.44 | 10.244 |  |  | Auburn | Scipio new | 2034 | 169.8634 | 0 | 0 | 0 | 169.8634 |  | Cobble Hill | 51.6576 | 51.6576 |  |  |  |  | Cobble Hill | 50
Auburn | Scipio new | 2035 | 0 | 0 | 0 | 0 | 0 |  |  | Line 706 | 49.3596 | 4.936 |  |  | Auburn | Scipio new | 2035 | 173.2607 | 0 | 0 | 0 | 173.2607 | 45.7194 | Line 706 | 21.82 | 21.82 |  |  |  |  | Line 706 | 30
[10 empty] | Stolle Rd. | 89.5559 | 8.9556 | [9 empty] | 0 |  | Stolle Rd. | 16.9824 | 16.9824 |  |  |  |  | Stolle Rd. | 22.4
Auburn | Genoa | 2026 | 0 | 0 | 0 | 0 | 0 |  |  | Ferndale | 86.269 | 8.6269 |  |  | Auburn | Genoa | 2026 | 0 | 0 | 0 | 0 | 0 |  | Ferndale | 81.0726 | 81.0726 |  |  |  |  | Ferndale | 78
Auburn | Genoa | 2027 | 0 | 0 | 0 | 0 | 0 |  |  | Maplewood | 42.3796 | 4.238 |  |  | Auburn | Genoa | 2027 | 0 | 0 | 0 | 0 | 0 |  | Maplewood | 30.1089 | 30.1089 |  |  |  |  | Maplewood | 11.9
Auburn | Genoa | 2028 | 0 | 0 | 0 | 0 | 0 |  |  | Hilldale | 232.297 | 23.2297 |  |  | Auburn | Genoa | 2028 | 0 | 0 | 0 | 0 | 0 |  | Hilldale | 115.0788 | 115.0788 |  |  |  |  | Hilldale | 31.9
Auburn | Genoa | 2029 | 0 | 0 | 0 | 0 | 0 |  |  | Neversink | 94.8 | 9.48 |  |  | Auburn | Genoa | 2029 | 0 | 0 | 0 | 0 | 0 |  | Neversink | 51.3247 | 51.3247 |  |  |  |  | Neversink | 21.625
Auburn | Genoa | 2030 | 0 | 0 | 0 | 0 | 0 |  |  | Concord | 97.917 | 9.7917 |  |  | Auburn | Genoa | 2030 | 0 | 0 | 0 | 0 | 0 |  | Concord | 51.6557 | 51.6557 |  |  |  |  | Concord | 35.6
Auburn | Genoa | 2031 | 0 | 0 | 53.2347 | 0 | 38 |  |  | West Woodbourne | 112.6409 | 11.2641 |  |  | Auburn | Genoa | 2031 | 0 | 0 | 53.2347 | 0 | 53.2347 |  | West Woodbourne | 41.1834 | 41.1834 |  |  |  |  | West Woodbourne | 87
Auburn | Genoa | 2032 | 0 | 0 | 105.2821 | 0 | 70.2524 |  |  | Mountaindale-bank | 57.6196 | 5.762 |  |  | Auburn | Genoa | 2032 | 0 | 0 | 159.5815 | 0 | 159.5815 |  | Mountaindale-bank | 17.4081 | 17.4081 |  |  |  |  | Mountaindale-bank | 37
Auburn | Genoa | 2033 | 0 | 0 | 230.1232 | 0 | 143.5438 |  |  | Old Falls | 54.784 | 5.4784 |  |  | Auburn | Genoa | 2033 | 0 | 0 | 392.8964 | 0 | 392.8964 |  | Old Falls | 38.9217 | 38.9217 |  |  |  |  | Old Falls | 14
Auburn | Genoa | 2034 | 0 | 0 | 0 | 0 | 0 |  |  | White Lake | 32.7942 | 3.2794 |  |  | Auburn | Genoa | 2034 | 0 | 0 | 400.7543 | 0 | 400.7543 |  | White Lake | 23.2989 | 23.2989 |  |  |  |  | White Lake | 14
Auburn | Genoa | 2035 | 0 | 0 | 0 | 0 | 0 |  |  | Transit | 95.3385 | 9.5339 |  |  | Auburn | Genoa | 2035 | 0 | 0 | 408.7694 | 0 | 408.7694 | 112.4746 | Transit | 67.734 | 67.734 |  |  |  |  | Transit | 0.8
[7 empty] | 0 |  |  | Snows Corner Tap | 25.1209 | 2.5121 | [9 empty] | 0 |  | Snows Corner Tap | 17.8473 | 17.8473 |  |  |  |  | Snows Corner Tap | 1.5
Auburn | Aurora | 2026 | 0 | 0 | 0 | 0 | 0 |  |  | Kline Kill | 240.4505 | 24.045 |  |  | Auburn | Aurora | 2026 | 0 | 0 | 0 | 0 | 0 |  | Kline Kill | 45.5965 | 45.5965 |  |  |  |  | Kline Kill | 74
Auburn | Aurora | 2027 | 0 | 0 | 0 | 0 | 0 |  |  | Stephentown | 182.3684 | 18.2368 |  |  | Auburn | Aurora | 2027 | 0 | 0 | 0 | 0 | 0 |  | Stephentown | 34.5824 | 34.5824 |  |  |  |  | Stephentown | 11
Auburn | Aurora | 2028 | 0 | 0 | 0 | 0 | 0 |  |  | Falls Park | 159.8782 | 15.9878 |  |  | Auburn | Aurora | 2028 | 0 | 0 | 0 | 0 | 0 |  | Falls Park | 30.3176 | 30.3176 |  |  |  |  | Falls Park | 8
Auburn | Aurora | 2029 | 0 | 0 | 0 | 0 | 0 |  |  | Jordanville | 58.8547 | 5.8855 |  |  | Auburn | Aurora | 2029 | 0 | 0 | 0 | 0 | 0 |  | Jordanville | 41.8138 | 41.8138 |  |  |  |  | Jordanville | 0.8
Auburn | Aurora | 2030 | 0 | 0 | 0 | 10.5759 | 8.0759 |  |  | Richfield Springs | 79.9391 | 7.9939 |  |  | Auburn | Aurora | 2030 | 0 | 0 | 0 | 10.5759 | 10.5759 |  | Richfield Springs | 15.1588 | 15.1588 |  |  |  |  | Richfield Springs | 16
Auburn | Aurora | 2031 | 0 | 0 | 55.952 | 37.8978 | 66.9918 |  |  | Grand Gorge | 58.4855 | 5.8486 |  |  | Auburn | Aurora | 2031 | 0 | 0 | 55.952 | 48.6852 | 104.6372 |  | Grand Gorge | 11.0906 | 11.0906 |  |  |  |  | Grand Gorge | 34.3
Auburn | Aurora | 2032 | 0 | 0 | 110.6387 | 94.4968 | 136.8822 |  |  | Kent Falls | 72.0166 | 7.2017 |  |  | Auburn | Aurora | 2032 | 0 | 0 | 167.7097 | 144.1557 | 311.8654 |  | Kent Falls | 61.2067 | 61.2067 |  |  |  |  | Kent Falls | 50
Auburn | Aurora | 2033 | 0 | 0 | 241.8339 | 133.2425 | 233.9612 |  |  | Hyde | 307.1053 | 30.7105 |  |  | Auburn | Aurora | 2033 | 0 | 0 | 412.8978 | 280.2813 | 693.1792 |  | Hyde | 167.5965 | 167.5965 |  |  |  |  | Hyde | 5.6
Auburn | Aurora | 2034 | 0 | 0 | 0 | 68.5294 | 39.9594 |  |  | Peru | 89.5559 | 8.9556 |  |  | Auburn | Aurora | 2034 | 0 | 0 | 421.1558 | 354.4164 | 775.5722 |  | Peru | 16.9824 | 16.9824 |  |  |  |  | Peru | 22.4
Auburn | Aurora | 2035 | 0 | 0 | 0 | 0 | 0 |  |  | Sciota-Flatrock | 89.5559 | 8.9556 |  |  | Auburn | Aurora | 2035 | 0 | 0 | 429.5789 | 361.5047 | 791.0837 | 213.5941 | Sciota-Flatrock | 16.9824 | 16.9824 |  |  |  |  | Sciota-Flatrock | 22.4
[7 empty] | 0 |  |  | Hallock Hill | 89.5559 | 8.9556 | [9 empty] | 0 |  | Hallock Hill | 16.9824 | 16.9824 |  |  |  |  | Hallock Hill | 22.4
Binghamton | Chenango | 2026 | 0 | 0 | 0 | 0 | 0 |  |  | Howard | 48.0181 | 4.8018 |  |  | Binghamton | Chenango | 2026 | 0 | 0 | 0 | 0 | 0 |  | Howard | 51.0972 | 51.0972 |  |  |  |  | Howard | 14
Binghamton | Chenango | 2027 | 0 | 0 | 0 | 0 | 0 |  |  | Howard | 89.5559 | 8.9556 |  |  | Binghamton | Chenango | 2027 | 0 | 0 | 0 | 0 | 0 |  | Ashley Rd | 184.5453 | 184.5453 |  |  |  |  | Ashley Rd | 16.138
Binghamton | Chenango | 2028 | 0 | 0 | 0 | 0 | 0 |  |  | Ashley Rd | 39.6183 | 3.9618 |  |  | Binghamton | Chenango | 2028 | 0 | 0 | 0 | 0 | 0
Binghamton | Chenango | 2029 | 0 | 0 | 0 | 0 | 0 |  |  | Ashley Rd | 295.7907 | 29.5791 |  |  | Binghamton | Chenango | 2029 | 0 | 0 | 0 | 0 | 0
Binghamton | Chenango | 2030 | 0 | 0 | 0 | 0 | 0 | [7 empty] | Binghamton | Chenango | 2030 | 0 | 0 | 0 | 0 | 0
Binghamton | Chenango | 2031 | 0 | 0 | 0 | 0 | 0 | [7 empty] | Binghamton | Chenango | 2031 | 0 | 0 | 0 | 0 | 0
Binghamton | Chenango | 2032 | 0 | 0 | 0 | 9.232 | 6.1603 | [7 empty] | Binghamton | Chenango | 2032 | 0 | 0 | 0 | 9.232 | 9.232
Binghamton | Chenango | 2033 | 0 | 0 | 0 | 74.4652 | 46.4491 | [7 empty] | Binghamton | Chenango | 2033 | 0 | 0 | 0 | 83.8818 | 83.8818
Binghamton | Chenango | 2034 | 0 | 0 | 323.0178 | 127.3341 | 262.5994 | [7 empty] | Binghamton | Chenango | 2034 | 0 | 0 | 323.0178 | 212.8936 | 535.9114
Binghamton | Chenango | 2035 | 0 | 0 | 0 | 78.9833 | 43.0521 | [7 empty] | Binghamton | Chenango | 2035 | 0 | 0 | 329.4781 | 296.1348 | 625.6129 | 94.651
[7 empty] | 0 | [14 empty] | 0
Binghamton | Morningside Heights | 2026 | 0 | 0 | 0 | 0 | 0 | [7 empty] | Binghamton | Morningside Heights | 2026 | 0 | 0 | 0 | 0 | 0
Binghamton | Morningside Heights | 2027 | 0 | 0 | 0 | 0 | 0 | [7 empty] | Binghamton | Morningside Heights | 2027 | 0 | 0 | 0 | 0 | 0
Binghamton | Morningside Heights | 2028 | 0 | 0 | 0 | 0 | 0 | [7 empty] | Binghamton | Morningside Heights | 2028 | 0 | 0 | 0 | 0 | 0
Binghamton | Morningside Heights | 2029 | 0 | 0 | 0 | 0 | 0 | [7 empty] | Binghamton | Morningside Heights | 2029 | 0 | 0 | 0 | 0 | 0
Binghamton | Morningside Heights | 2030 | 0 | 0 | 0 | 0 | 0 | [7 empty] | Binghamton | Morningside Heights | 2030 | 0 | 0 | 0 | 0 | 0
Binghamton | Morningside Heights | 2031 | 0 | 0 | 0 | 0 | 0 | [7 empty] | Binghamton | Morningside Heights | 2031 | 0 | 0 | 0 | 0 | 0
Binghamton | Morningside Heights | 2032 | 0 | 0 | 0 | 0 | 0 | [7 empty] | Binghamton | Morningside Heights | 2032 | 0 | 0 | 0 | 0 | 0
Binghamton | Morningside Heights | 2033 | 0 | 0 | 344.112 | 116.5742 | 287.3619 | [7 empty] | Binghamton | Morningside Heights | 2033 | 0 | 0 | 344.112 | 116.5742 | 460.6862
Binghamton | Morningside Heights | 2034 | 0 | 0 | 0 | 49.6289 | 28.9385 | [7 empty] | Binghamton | Morningside Heights | 2034 | 0 | 0 | 350.9943 | 168.5345 | 519.5288
Binghamton | Morningside Heights | 2035 | 0 | 0 | 0 | 0 | 0 | [7 empty] | Binghamton | Morningside Heights | 2035 | 0 | 0 | 358.0141 | 171.9052 | 529.9194 | 116.874
[7 empty] | 0 | [14 empty] | 0
Binghamton | Nowlan Road | 2026 | 0 | 0 | 0 | 0 | 0 | [7 empty] | Binghamton | Nowlan Road | 2026 | 0 | 0 | 0 | 0 | 0
Binghamton | Nowlan Road | 2027 | 0 | 0 | 0 | 0 | 0 | [7 empty] | Binghamton | Nowlan Road | 2027 | 0 | 0 | 0 | 0 | 0
Binghamton | Nowlan Road | 2028 | 0 | 0 | 0 | 0 | 0 | [7 empty] | Binghamton | Nowlan Road | 2028 | 0 | 0 | 0 | 0 | 0
Binghamton | Nowlan Road | 2029 | 0 | 0 | 0 | 0 | 0 | [7 empty] | Binghamton | Nowlan Road | 2029 | 0 | 0 | 0 | 0 | 0
Binghamton | Nowlan Road | 2030 | 0 | 0 | 0 | 0 | 0 | [7 empty] | Binghamton | Nowlan Road | 2030 | 0 | 0 | 0 | 0 | 0
Binghamton | Nowlan Road | 2031 | 0 | 0 | 0 | 0 | 0 | [7 empty] | Binghamton | Nowlan Road | 2031 | 0 | 0 | 0 | 0 | 0
Binghamton | Nowlan Road | 2032 | 0 | 0 | 258.4826 | 0 | 172.4795 | [7 empty] | Binghamton | Nowlan Road | 2032 | 0 | 0 | 258.4826 | 0 | 258.4826
Binghamton | Nowlan Road | 2033 | 0 | 0 | 0 | 0 | 0 | [7 empty] | Binghamton | Nowlan Road | 2033 | 0 | 0 | 263.6522 | 0 | 263.6522
Binghamton | Nowlan Road | 2034 | 0 | 0 | 0 | 118.4137 | 69.0468 | [7 empty] | Binghamton | Nowlan Road | 2034 | 0 | 0 | 268.9252 | 118.4137 | 387.339
Binghamton | Nowlan Road | 2035 | 0 | 0 | 0 | 0 | 0 | [7 empty] | Binghamton | Nowlan Road | 2035 | 0 | 0 | 274.3038 | 120.782 | 395.0858 | 103.4472
[7 empty] | 0 | [14 empty] | 0
Binghamton | Greene | 2026 | 0 | 0 | 0 | 0 | 0 | [7 empty] | Binghamton | Greene | 2026 | 0 | 0 | 0 | 0 | 0
Binghamton | Greene | 2027 | 0 | 0 | 0 | 0 | 0 | [7 empty] | Binghamton | Greene | 2027 | 0 | 0 | 0 | 0 | 0
Binghamton | Greene | 2028 | 0 | 0 | 0 | 0 | 0 | [7 empty] | Binghamton | Greene | 2028 | 0 | 0 | 0 | 0 | 0
Binghamton | Greene | 2029 | 0 | 0 | 0 | 0 | 0 | [7 empty] | Binghamton | Greene | 2029 | 0 | 0 | 0 | 0 | 0
Binghamton | Greene | 2030 | 0 | 0 | 0 | 0 | 0 | [7 empty] | Binghamton | Greene | 2030 | 0 | 0 | 0 | 0 | 0
Binghamton | Greene | 2031 | 0 | 0 | 0 | 0 | 0 | [7 empty] | Binghamton | Greene | 2031 | 0 | 0 | 0 | 0 | 0
Binghamton | Greene | 2032 | 0 | 0 | 0 | 0 | 0 | [7 empty] | Binghamton | Greene | 2032 | 0 | 0 | 0 | 0 | 0
Binghamton | Greene | 2033 | 0 | 0 | 0 | 0 | 0 | [7 empty] | Binghamton | Greene | 2033 | 0 | 0 | 0 | 0 | 0
Binghamton | Greene | 2034 | 0 | 0 | 70.2742 | 0 | 40.9768 | [7 empty] | Binghamton | Greene | 2034 | 0 | 0 | 70.2742 | 0 | 70.2742
Binghamton | Greene | 2035 | 0 | 0 | 0 | 0 | 0 | [7 empty] | Binghamton | Greene | 2035 | 0 | 0 | 71.6797 | 0 | 71.6797 | 10.6416
[7 empty] | 0 | [14 empty] | 0
Binghamton | Sanataria Springs | 2026 | 0 | 0 | 0 | 0 | 0 | [7 empty] | Binghamton | Sanataria Springs | 2026 | 0 | 0 | 0 | 0 | 0
Binghamton | Sanataria Springs | 2027 | 0 | 0 | 0 | 0 | 0 | [7 empty] | Binghamton | Sanataria Springs | 2027 | 0 | 0 | 0 | 0 | 0
Binghamton | Sanataria Springs | 2028 | 0 | 0 | 0 | 0 | 0 | [7 empty] | Binghamton | Sanataria Springs | 2028 | 0 | 0 | 0 | 0 | 0
Binghamton | Sanataria Springs | 2029 | 0 | 0 | 0 | 0 | 0 | [7 empty] | Binghamton | Sanataria Springs | 2029 | 0 | 0 | 0 | 0 | 0
Binghamton | Sanataria Springs | 2030 | 0 | 0 | 0 | 0 | 0 | [7 empty] | Binghamton | Sanataria Springs | 2030 | 0 | 0 | 0 | 0 | 0
Binghamton | Sanataria Springs | 2031 | 0 | 0 | 0 | 0 | 0 | [7 empty] | Binghamton | Sanataria Springs | 2031 | 0 | 0 | 0 | 0 | 0
Binghamton | Sanataria Springs | 2032 | 0 | 0 | 0 | 0 | 0 | [7 empty] | Binghamton | Sanataria Springs | 2032 | 0 | 0 | 0 | 0 | 0
Binghamton | Sanataria Springs | 2033 | 0 | 0 | 0 | 0 | 0 | [7 empty] | Binghamton | Sanataria Springs | 2033 | 0 | 0 | 0 | 0 | 0
Binghamton | Sanataria Springs | 2034 | 0 | 0 | 75.0221 | 0 | 43.7452 | [7 empty] | Binghamton | Sanataria Springs | 2034 | 0 | 0 | 75.0221 | 0 | 75.0221
Binghamton | Sanataria Springs | 2035 | 0 | 0 | 0 | 0 | 0 | [7 empty] | Binghamton | Sanataria Springs | 2035 | 0 | 0 | 76.5225 | 0 | 76.5225 | 11.3606
[7 empty] | 0 | [14 empty] | 0
Binghamton | Kattleville | 2026 | 0 | 0 | 0 | 0 | 0 | [7 empty] | Binghamton | Kattleville | 2026 | 0 | 0 | 0 | 0 | 0
Binghamton | Kattleville | 2027 | 0 | 0 | 0 | 0 | 0 | [7 empty] | Binghamton | Kattleville | 2027 | 0 | 0 | 0 | 0 | 0
Binghamton | Kattleville | 2028 | 0 | 0 | 0 | 0 | 0 | [7 empty] | Binghamton | Kattleville | 2028 | 0 | 0 | 0 | 0 | 0
Binghamton | Kattleville | 2029 | 0 | 0 | 0 | 0 | 0 | [7 empty] | Binghamton | Kattleville | 2029 | 0 | 0 | 0 | 0 | 0
Binghamton | Kattleville | 2030 | 0 | 0 | 0 | 0 | 0 | [7 empty] | Binghamton | Kattleville | 2030 | 0 | 0 | 0 | 0 | 0
Binghamton | Kattleville | 2031 | 0 | 0 | 0 | 0 | 0 | [7 empty] | Binghamton | Kattleville | 2031 | 0 | 0 | 0 | 0 | 0
Binghamton | Kattleville | 2032 | 24.1684 | 0 | 0 | 0 | 16.127 | [7 empty] | Binghamton | Kattleville | 2032 | 24.1684 | 0 | 0 | 0 | 24.1684
Binghamton | Kattleville | 2033 | 37.0354 | 0 | 0 | 0 | 23.1015 | [7 empty] | Binghamton | Kattleville | 2033 | 61.6872 | 0 | 0 | 0 | 61.6872
Binghamton | Kattleville | 2034 | 23.187 | 0 | 0 | 0 | 13.5203 | [7 empty] | Binghamton | Kattleville | 2034 | 86.1079 | 0 | 0 | 0 | 86.1079
Binghamton | Kattleville | 2035 | 0 | 0 | 0 | 0 | 0 | [7 empty] | Binghamton | Kattleville | 2035 | 87.8301 | 0 | 0 | 0 | 87.8301 | 20.2986
[7 empty] | 0 | [14 empty] | 0
Binghamton | Lounsberry | 2026 | 0 | 0 | 0 | 0 | 0 | [7 empty] | Binghamton | Lounsberry | 2026 | 0 | 0 | 0 | 0 | 0
Binghamton | Lounsberry | 2027 | 0 | 0 | 0 | 0 | 0 | [7 empty] | Binghamton | Lounsberry | 2027 | 0 | 0 | 0 | 0 | 0
Binghamton | Lounsberry | 2028 | 0 | 0 | 0 | 0 | 0 | [7 empty] | Binghamton | Lounsberry | 2028 | 0 | 0 | 0 | 0 | 0
Binghamton | Lounsberry | 2029 | 0 | 0 | 0 | 0 | 0 | [7 empty] | Binghamton | Lounsberry | 2029 | 0 | 0 | 0 | 0 | 0
Binghamton | Lounsberry | 2030 | 0 | 0 | 0 | 0 | 0 | [7 empty] | Binghamton | Lounsberry | 2030 | 0 | 0 | 0 | 0 | 0
Binghamton | Lounsberry | 2031 | 0 | 0 | 0 | 0 | 0 | [7 empty] | Binghamton | Lounsberry | 2031 | 0 | 0 | 0 | 0 | 0
Binghamton | Lounsberry | 2032 | 0 | 0 | 0 | 0 | 0 | [7 empty] | Binghamton | Lounsberry | 2032 | 0 | 0 | 0 | 0 | 0
Binghamton | Lounsberry | 2033 | 0 | 0 | 0 | 0 | 0 | [7 empty] | Binghamton | Lounsberry | 2033 | 0 | 0 | 0 | 0 | 0
Binghamton | Lounsberry | 2034 | 0 | 0 | 68.6872 | 0 | 40.0514 | [7 empty] | Binghamton | Lounsberry | 2034 | 0 | 0 | 68.6872 | 0 | 68.6872
Binghamton | Lounsberry | 2035 | 0 | 0 | 90.8209 | 0 | 49.5046 | [7 empty] | Binghamton | Lounsberry | 2035 | 0 | 0 | 160.8818 | 0 | 160.8818 | 16.9824
[7 empty] | 0 | [14 empty] | 0
Binghamton | N. Endicott | 2026 | 0 | 0 | 0 | 0 | 0 | [7 empty] | Binghamton | N. Endicott | 2026 | 0 | 0 | 0 | 0 | 0
Binghamton | N. Endicott | 2027 | 0 | 0 | 0 | 0 | 0 | [7 empty] | Binghamton | N. Endicott | 2027 | 0 | 0 | 0 | 0 | 0
Binghamton | N. Endicott | 2028 | 0 | 0 | 0 | 0 | 0 | [7 empty] | Binghamton | N. Endicott | 2028 | 0 | 0 | 0 | 0 | 0
Binghamton | N. Endicott | 2029 | 0 | 0 | 0 | 0 | 0 | [7 empty] | Binghamton | N. Endicott | 2029 | 0 | 0 | 0 | 0 | 0
Binghamton | N. Endicott | 2030 | 0 | 0 | 0 | 0 | 0 | [7 empty] | Binghamton | N. Endicott | 2030 | 0 | 0 | 0 | 0 | 0
Binghamton | N. Endicott | 2031 | 0 | 0 | 0 | 0 | 0 | [7 empty] | Binghamton | N. Endicott | 2031 | 0 | 0 | 0 | 0 | 0
Binghamton | N. Endicott | 2032 | 0 | 0 | 0 | 0 | 0 | [7 empty] | Binghamton | N. Endicott | 2032 | 0 | 0 | 0 | 0 | 0
Binghamton | N. Endicott | 2033 | 0 | 0 | 0 | 0 | 0 | [7 empty] | Binghamton | N. Endicott | 2033 | 0 | 0 | 0 | 0 | 0
Binghamton | N. Endicott | 2034 | 68.6872 | 122.6226 | 0 | 0 | 111.5524 | [7 empty] | Binghamton | N. Endicott | 2034 | 68.6872 | 122.6226 | 0 | 0 | 191.3098
Binghamton | N. Endicott | 2035 | 90.8209 | 162.1365 | 0 | 0 | 137.8817 | [7 empty] | Binghamton | N. Endicott | 2035 | 160.8818 | 287.2116 | 0 | 0 | 448.0935 | 47.3
[7 empty] | 0 | [14 empty] | 0
Brewster | Cantitoe | 2026 | 0 | 0 | 0 | 0 | 0 | [7 empty] | Brewster | Cantitoe | 2026 | 0 | 0 | 0 | 0 | 0
Brewster | Cantitoe | 2027 | 0 | 0 | 0 | 0 | 0 | [7 empty] | Brewster | Cantitoe | 2027 | 0 | 0 | 0 | 0 | 0
Brewster | Cantitoe | 2028 | 0 | 0 | 0 | 0 | 0 | [7 empty] | Brewster | Cantitoe | 2028 | 0 | 0 | 0 | 0 | 0
Brewster | Cantitoe | 2029 | 0 | 0 | 0 | 0 | 0 | [7 empty] | Brewster | Cantitoe | 2029 | 0 | 0 | 0 | 0 | 0
Brewster | Cantitoe | 2030 | 0 | 0 | 62.9102 | 0 | 48.0387 | [7 empty] | Brewster | Cantitoe | 2030 | 0 | 0 | 62.9102 | 0 | 62.9102
Brewster | Cantitoe | 2031 | 0 | 0 | 0 | 0 | 0 | [7 empty] | Brewster | Cantitoe | 2031 | 0 | 0 | 64.1684 | 0 | 64.1684
Brewster | Cantitoe | 2032 | 0 | 0 | 0 | 0 | 0 | [7 empty] | Brewster | Cantitoe | 2032 | 0 | 0 | 65.4517 | 0 | 65.4517
Brewster | Cantitoe | 2033 | 0 | 0 | 0 | 0 | 0 | [7 empty] | Brewster | Cantitoe | 2033 | 0 | 0 | 66.7608 | 0 | 66.7608
Brewster | Cantitoe | 2034 | 0 | 0 | 0 | 0 | 0 | [7 empty] | Brewster | Cantitoe | 2034 | 0 | 0 | 68.096 | 0 | 68.096
Brewster | Cantitoe | 2035 | 0 | 0 | 0 | 0 | 0 | [7 empty] | Brewster | Cantitoe | 2035 | 0 | 0 | 69.4579 | 0 | 69.4579 | 34.1295
[7 empty] | 0 | [14 empty] | 0
Brewster | Pawling | 2026 | 0 | 0 | 0 | 0 | 0 | [7 empty] | Brewster | Pawling | 2026 | 0 | 0 | 0 | 0 | 0
Brewster | Pawling | 2027 | 0 | 0 | 0 | 0 | 0 | [7 empty] | Brewster | Pawling | 2027 | 0 | 0 | 0 | 0 | 0
Brewster | Pawling | 2028 | 0 | 0 | 0 | 0 | 0 | [7 empty] | Brewster | Pawling | 2028 | 0 | 0 | 0 | 0 | 0
Brewster | Pawling | 2029 | 0 | 0 | 0 | 0 | 0 | [7 empty] | Brewster | Pawling | 2029 | 0 | 0 | 0 | 0 | 0
Brewster | Pawling | 2030 | 155.0274 | 0 | 0 | 0 | 118.3803 | [7 empty] | Brewster | Pawling | 2030 | 155.0274 | 0 | 0 | 0 | 155.0274
Brewster | Pawling | 2031 | 0 | 0 | 0 | 0 | 0 | [7 empty] | Brewster | Pawling | 2031 | 158.128 | 0 | 0 | 0 | 158.128
Brewster | Pawling | 2032 | 0 | 0 | 0 | 0 | 0 | [7 empty] | Brewster | Pawling | 2032 | 161.2905 | 0 | 0 | 0 | 161.2905
Brewster | Pawling | 2033 | 0 | 0 | 0 | 0 | 0 | [7 empty] | Brewster | Pawling | 2033 | 164.5164 | 0 | 0 | 0 | 164.5164
Brewster | Pawling | 2034 | 0 | 0 | 0 | 0 | 0 | [7 empty] | Brewster | Pawling | 2034 | 167.8067 | 0 | 0 | 0 | 167.8067
Brewster | Pawling | 2035 | 0 | 0 | 0 | 0 | 0 | [7 empty] | Brewster | Pawling | 2035 | 171.1628 | 0 | 0 | 0 | 171.1628 | 84.1042
[7 empty] | 0 | [14 empty] | 0
Brewster | Croton Falls | 2026 | 0 | 0 | 0 | 0 | 0 | [7 empty] | Brewster | Croton Falls | 2026 | 0 | 0 | 0 | 0 | 0
Brewster | Croton Falls | 2027 | 0 | 0 | 0 | 0 | 0 | [7 empty] | Brewster | Croton Falls | 2027 | 0 | 0 | 0 | 0 | 0
Brewster | Croton Falls | 2028 | 0 | 0 | 0 | 0 | 0 | [7 empty] | Brewster | Croton Falls | 2028 | 0 | 0 | 0 | 0 | 0
Brewster | Croton Falls | 2029 | 0 | 0 | 0 | 0 | 0 | [7 empty] | Brewster | Croton Falls | 2029 | 0 | 0 | 0 | 0 | 0
Brewster | Croton Falls | 2030 | 0 | 0 | 0 | 0 | 0 | [7 empty] | Brewster | Croton Falls | 2030 | 0 | 0 | 0 | 0 | 0
Brewster | Croton Falls | 2031 | 0 | 0 | 0 | 0 | 0 | [7 empty] | Brewster | Croton Falls | 2031 | 0 | 0 | 0 | 0 | 0
Brewster | Croton Falls | 2032 | 0 | 0 | 0 | 0 | 0 | [7 empty] | Brewster | Croton Falls | 2032 | 0 | 0 | 0 | 0 | 0
Brewster | Croton Falls | 2033 | 0 | 0 | 0 | 0 | 0 | [7 empty] | Brewster | Croton Falls | 2033 | 0 | 0 | 0 | 0 | 0
Brewster | Croton Falls | 2034 | 0 | 0 | 30.7719 | 0 | 17.943 | [7 empty] | Brewster | Croton Falls | 2034 | 0 | 0 | 30.7719 | 0 | 30.7719
Brewster | Croton Falls | 2035 | 0 | 0 | 40.6878 | 0 | 22.178 | [7 empty] | Brewster | Croton Falls | 2035 | 0 | 0 | 72.0751 | 0 | 72.0751 | 7.6081
[7 empty] | 0 | [14 empty] | 0
Brewster | Dingle Ridge | 2026 | 0 | 0 | 0 | 0 | 0 | [7 empty] | Brewster | Dingle Ridge | 2026 | 0 | 0 | 0 | 0 | 0
Brewster | Dingle Ridge | 2027 | 0 | 0 | 0 | 0 | 0 | [7 empty] | Brewster | Dingle Ridge | 2027 | 0 | 0 | 0 | 0 | 0
Brewster | Dingle Ridge | 2028 | 0 | 0 | 0 | 0 | 0 | [7 empty] | Brewster | Dingle Ridge | 2028 | 0 | 0 | 0 | 0 | 0
Brewster | Dingle Ridge | 2029 | 0 | 0 | 0 | 0 | 0 | [7 empty] | Brewster | Dingle Ridge | 2029 | 0 | 0 | 0 | 0 | 0
Brewster | Dingle Ridge | 2030 | 0 | 0 | 0 | 0 | 0 | [7 empty] | Brewster | Dingle Ridge | 2030 | 0 | 0 | 0 | 0 | 0
Brewster | Dingle Ridge | 2031 | 0 | 0 | 0 | 0 | 0 | [7 empty] | Brewster | Dingle Ridge | 2031 | 0 | 0 | 0 | 0 | 0
Brewster | Dingle Ridge | 2032 | 0 | 0 | 0 | 0 | 0 | [7 empty] | Brewster | Dingle Ridge | 2032 | 0 | 0 | 0 | 0 | 0
Brewster | Dingle Ridge | 2033 | 0 | 0 | 0 | 0 | 0 | [7 empty] | Brewster | Dingle Ridge | 2033 | 0 | 0 | 0 | 0 | 0
Brewster | Dingle Ridge | 2034 | 68.6872 | 0 | 0 | 61.3113 | 75.8019 | [7 empty] | Brewster | Dingle Ridge | 2034 | 68.6872 | 0 | 0 | 61.3113 | 129.9985
Brewster | Dingle Ridge | 2035 | 90.8209 | 0 | 0 | 81.0683 | 93.6932 | [7 empty] | Brewster | Dingle Ridge | 2035 | 160.8818 | 0 | 0 | 143.6058 | 304.4877 | 32.1412
[7 empty] | 0 | [14 empty] | 0
Brewster | Crafts | 2026 | 0 | 0 | 0 | 0 | 0 | [7 empty] | Brewster | Crafts | 2026 | 0 | 0 | 0 | 0 | 0
Brewster | Crafts | 2027 | 0 | 0 | 0 | 0 | 0 | [7 empty] | Brewster | Crafts | 2027 | 0 | 0 | 0 | 0 | 0
Brewster | Crafts | 2028 | 0 | 0 | 0 | 0 | 0 | [7 empty] | Brewster | Crafts | 2028 | 0 | 0 | 0 | 0 | 0
Brewster | Crafts | 2029 | 0 | 0 | 0 | 0 | 0 | [7 empty] | Brewster | Crafts | 2029 | 0 | 0 | 0 | 0 | 0
Brewster | Crafts | 2030 | 0 | 0 | 0 | 0 | 0 | [7 empty] | Brewster | Crafts | 2030 | 0 | 0 | 0 | 0 | 0
Brewster | Crafts | 2031 | 0 | 0 | 0 | 0 | 0 | [7 empty] | Brewster | Crafts | 2031 | 0 | 0 | 0 | 0 | 0
Brewster | Crafts | 2032 | 0 | 0 | 0 | 0 | 0 | [7 empty] | Brewster | Crafts | 2032 | 0 | 0 | 0 | 0 | 0
Brewster | Crafts | 2033 | 0 | 0 | 0 | 0 | 0 | [7 empty] | Brewster | Crafts | 2033 | 0 | 0 | 0 | 0 | 0
Brewster | Crafts | 2034 | 68.6872 | 0 | 0 | 0 | 40.0514 | [7 empty] | Brewster | Crafts | 2034 | 68.6872 | 0 | 0 | 0 | 68.6872
Brewster | Crafts | 2035 | 90.8209 | 0 | 0 | 0 | 49.5046 | [7 empty] | Brewster | Crafts | 2035 | 160.8818 | 0 | 0 | 0 | 160.8818 | 16.9824
[7 empty] | 0 | [14 empty] | 0
Brewster | Pound Ridge | 2026 | 0 | 0 | 0 | 0 | 0 | [7 empty] | Brewster | Pound Ridge | 2026 | 0 | 0 | 0 | 0 | 0
Brewster | Pound Ridge | 2027 | 0 | 0 | 0 | 0 | 0 | [7 empty] | Brewster | Pound Ridge | 2027 | 0 | 0 | 0 | 0 | 0
Brewster | Pound Ridge | 2028 | 0 | 0 | 0 | 0 | 0 | [7 empty] | Brewster | Pound Ridge | 2028 | 0 | 0 | 0 | 0 | 0
Brewster | Pound Ridge | 2029 | 0 | 0 | 0 | 0 | 0 | [7 empty] | Brewster | Pound Ridge | 2029 | 0 | 0 | 0 | 0 | 0
Brewster | Pound Ridge | 2030 | 0 | 0 | 0 | 0 | 0 | [7 empty] | Brewster | Pound Ridge | 2030 | 0 | 0 | 0 | 0 | 0
Brewster | Pound Ridge | 2031 | 0 | 0 | 0 | 0 | 0 | [7 empty] | Brewster | Pound Ridge | 2031 | 0 | 0 | 0 | 0 | 0
Brewster | Pound Ridge | 2032 | 0 | 0 | 0 | 0 | 0 | [7 empty] | Brewster | Pound Ridge | 2032 | 0 | 0 | 0 | 0 | 0
Brewster | Pound Ridge | 2033 | 0 | 0 | 0 | 0 | 0 | [7 empty] | Brewster | Pound Ridge | 2033 | 0 | 0 | 0 | 0 | 0
Brewster | Pound Ridge | 2034 | 68.6872 | 0 | 0 | 0 | 40.0514 | [7 empty] | Brewster | Pound Ridge | 2034 | 68.6872 | 0 | 0 | 0 | 68.6872
Brewster | Pound Ridge | 2035 | 90.8209 | 0 | 0 | 0 | 49.5046 | [7 empty] | Brewster | Pound Ridge | 2035 | 160.8818 | 0 | 0 | 0 | 160.8818 | 16.9824
[7 empty] | 0 | [14 empty] | 0
Elmira | West Elmira | 2026 | 0 | 0 | 0 | 0 | 0 | [7 empty] | Elmira | West Elmira | 2026 | 0 | 0 | 0 | 0 | 0
Elmira | West Elmira | 2027 | 0 | 0 | 0 | 0 | 0 | [7 empty] | Elmira | West Elmira | 2027 | 0 | 0 | 0 | 0 | 0
Elmira | West Elmira | 2028 | 0 | 0 | 0 | 34.7764 | 30.3893 | [7 empty] | Elmira | West Elmira | 2028 | 0 | 0 | 0 | 34.7764 | 34.7764
Elmira | West Elmira | 2029 | 0 | 0 | 0 | 0 | 0 | [7 empty] | Elmira | West Elmira | 2029 | 0 | 0 | 0 | 35.472 | 35.472
Elmira | West Elmira | 2030 | 0 | 0 | 0 | 0 | 0 | [7 empty] | Elmira | West Elmira | 2030 | 0 | 0 | 0 | 36.1814 | 36.1814
Elmira | West Elmira | 2031 | 0 | 0 | 0 | 0 | 0 | [7 empty] | Elmira | West Elmira | 2031 | 0 | 0 | 0 | 36.905 | 36.905
Elmira | West Elmira | 2032 | 0 | 0 | 0 | 0 | 0 | [7 empty] | Elmira | West Elmira | 2032 | 0 | 0 | 0 | 37.6431 | 37.6431
Elmira | West Elmira | 2033 | 0 | 0 | 0 | 0 | 0 | [7 empty] | Elmira | West Elmira | 2033 | 0 | 0 | 0 | 38.396 | 38.396
Elmira | West Elmira | 2034 | 0 | 0 | 0 | 0 | 0 | [7 empty] | Elmira | West Elmira | 2034 | 0 | 0 | 0 | 39.1639 | 39.1639
Elmira | West Elmira | 2035 | 0 | 0 | 0 | 0 | 0 | [7 empty] | Elmira | West Elmira | 2035 | 0 | 0 | 0 | 39.9472 | 39.9472 | 27.5209
[7 empty] | 0 | [14 empty] | 0
Elmira | Erwin Junction | 2026 | 0 | 0 | 0 | 0 | 0 | [7 empty] | Elmira | Erwin Junction | 2026 | 0 | 0 | 0 | 0 | 0
Elmira | Erwin Junction | 2027 | 0 | 0 | 0 | 0 | 0 | [7 empty] | Elmira | Erwin Junction | 2027 | 0 | 0 | 0 | 0 | 0
Elmira | Erwin Junction | 2028 | 0 | 0 | 0 | 0 | 0 | [7 empty] | Elmira | Erwin Junction | 2028 | 0 | 0 | 0 | 0 | 0
Elmira | Erwin Junction | 2029 | 0 | 0 | 0 | 0 | 0 | [7 empty] | Elmira | Erwin Junction | 2029 | 0 | 0 | 0 | 0 | 0
Elmira | Erwin Junction | 2030 | 0 | 37.547 | 0 | 0 | 28.6712 | [7 empty] | Elmira | Erwin Junction | 2030 | 0 | 37.547 | 0 | 0 | 37.547
Elmira | Erwin Junction | 2031 | 0 | 0 | 0 | 0 | 0 | [7 empty] | Elmira | Erwin Junction | 2031 | 0 | 38.2979 | 0 | 0 | 38.2979
Elmira | Erwin Junction | 2032 | 0 | 0 | 0 | 0 | 0 | [7 empty] | Elmira | Erwin Junction | 2032 | 0 | 39.0639 | 0 | 0 | 39.0639
Elmira | Erwin Junction | 2033 | 0 | 0 | 0 | 0 | 0 | [7 empty] | Elmira | Erwin Junction | 2033 | 0 | 39.8452 | 0 | 0 | 39.8452
Elmira | Erwin Junction | 2034 | 0 | 0 | 0 | 0 | 0 | [7 empty] | Elmira | Erwin Junction | 2034 | 0 | 40.6421 | 0 | 0 | 40.6421
Elmira | Erwin Junction | 2035 | 0 | 0 | 0 | 0 | 0 | [7 empty] | Elmira | Erwin Junction | 2035 | 0 | 41.4549 | 0 | 0 | 41.4549 | 20.3697
[7 empty] | 0 | [14 empty] | 0
Elmira | Montour falls | 2026 | 0 | 0 | 0 | 0 | 0 | [7 empty] | Elmira | Montour falls | 2026 | 0 | 0 | 0 | 0 | 0
Elmira | Montour falls | 2027 | 0 | 0 | 0 | 0 | 0 | [7 empty] | Elmira | Montour falls | 2027 | 0 | 0 | 0 | 0 | 0
Elmira | Montour falls | 2028 | 0 | 0 | 0 | 0 | 0 | [7 empty] | Elmira | Montour falls | 2028 | 0 | 0 | 0 | 0 | 0
Elmira | Montour falls | 2029 | 0 | 0 | 0 | 0 | 0 | [7 empty] | Elmira | Montour falls | 2029 | 0 | 0 | 0 | 0 | 0
Elmira | Montour falls | 2030 | 97.2721 | 0 | 0 | 0 | 74.2778 | [7 empty] | Elmira | Montour falls | 2030 | 97.2721 | 0 | 0 | 0 | 97.2721
Elmira | Montour falls | 2031 | 0 | 0 | 0 | 0 | 0 | [7 empty] | Elmira | Montour falls | 2031 | 99.2176 | 0 | 0 | 0 | 99.2176
Elmira | Montour falls | 2032 | 0 | 0 | 0 | 0 | 0 | [7 empty] | Elmira | Montour falls | 2032 | 101.2019 | 0 | 0 | 0 | 101.2019
Elmira | Montour falls | 2033 | 0 | 0 | 0 | 0 | 0 | [7 empty] | Elmira | Montour falls | 2033 | 103.2259 | 0 | 0 | 0 | 103.2259
Elmira | Montour falls | 2034 | 68.6872 | 0 | 0 | 0 | 40.0514 | [7 empty] | Elmira | Montour falls | 2034 | 173.9777 | 0 | 0 | 0 | 173.9777
Elmira | Montour falls | 2035 | 90.8209 | 0 | 0 | 0 | 49.5046 | [7 empty] | Elmira | Montour falls | 2035 | 268.2781 | 0 | 0 | 0 | 268.2781 | 69.7537
[7 empty] | 0 | [14 empty] | 0
Elmira | From Erwin to Presho | 2026 | 0 | 0 | 0 | 0 | 0 | [7 empty] | Elmira | From Erwin to Presho | 2026 | 0 | 0 | 0 | 0 | 0
Elmira | From Erwin to Presho | 2027 | 0 | 0 | 0 | 0 | 0 | [7 empty] | Elmira | From Erwin to Presho | 2027 | 0 | 0 | 0 | 0 | 0
Elmira | From Erwin to Presho | 2028 | 0 | 0 | 0 | 0 | 0 | [7 empty] | Elmira | From Erwin to Presho | 2028 | 0 | 0 | 0 | 0 | 0
Elmira | From Erwin to Presho | 2029 | 0 | 0 | 0 | 0 | 0 | [7 empty] | Elmira | From Erwin to Presho | 2029 | 0 | 0 | 0 | 0 | 0
Elmira | From Erwin to Presho | 2030 | 0 | 0 | 0 | 0 | 0 | [7 empty] | Elmira | From Erwin to Presho | 2030 | 0 | 0 | 0 | 0 | 0
Elmira | From Erwin to Presho | 2031 | 0 | 0 | 0 | 0 | 0 | [7 empty] | Elmira | From Erwin to Presho | 2031 | 0 | 0 | 0 | 0 | 0
Elmira | From Erwin to Presho | 2032 | 0 | 0 | 0 | 0 | 0 | [7 empty] | Elmira | From Erwin to Presho | 2032 | 0 | 0 | 0 | 0 | 0
Elmira | From Erwin to Presho | 2033 | 0 | 0 | 0 | 0 | 0 | [7 empty] | Elmira | From Erwin to Presho | 2033 | 0 | 0 | 0 | 0 | 0
Elmira | From Erwin to Presho | 2034 | 0 | 89.1801 | 0 | 0 | 52.0008 | [7 empty] | Elmira | From Erwin to Presho | 2034 | 0 | 89.1801 | 0 | 0 | 89.1801
Elmira | From Erwin to Presho | 2035 | 0 | 117.9175 | 0 | 0 | 64.2743 | [7 empty] | Elmira | From Erwin to Presho | 2035 | 0 | 208.8812 | 0 | 0 | 208.8812 | 22.0492
[7 empty] | 0 | [14 empty] | 0
Elmira | West Erie AV | 2026 | 0 | 0 | 0 | 0 | 0 | [7 empty] | Elmira | West Erie AV | 2026 | 0 | 0 | 0 | 0 | 0
Elmira | West Erie AV | 2027 | 0 | 0 | 0 | 0 | 0 | [7 empty] | Elmira | West Erie AV | 2027 | 0 | 0 | 0 | 0 | 0
Elmira | West Erie AV | 2028 | 0 | 0 | 0 | 0 | 0 | [7 empty] | Elmira | West Erie AV | 2028 | 0 | 0 | 0 | 0 | 0
Elmira | West Erie AV | 2029 | 0 | 0 | 0 | 0 | 0 | [7 empty] | Elmira | West Erie AV | 2029 | 0 | 0 | 0 | 0 | 0
Elmira | West Erie AV | 2030 | 0 | 0 | 0 | 0 | 0 | [7 empty] | Elmira | West Erie AV | 2030 | 0 | 0 | 0 | 0 | 0
Elmira | West Erie AV | 2031 | 0 | 0 | 0 | 0 | 0 | [7 empty] | Elmira | West Erie AV | 2031 | 0 | 0 | 0 | 0 | 0
Elmira | West Erie AV | 2032 | 0 | 0 | 0 | 0 | 0 | [7 empty] | Elmira | West Erie AV | 2032 | 0 | 0 | 0 | 0 | 0
Elmira | West Erie AV | 2033 | 0 | 0 | 0 | 0 | 0 | [7 empty] | Elmira | West Erie AV | 2033 | 0 | 0 | 0 | 0 | 0
Elmira | West Erie AV | 2034 | 0 | 61.3113 | 0 | 0 | 35.7505 | [7 empty] | Elmira | West Erie AV | 2034 | 0 | 61.3113 | 0 | 0 | 61.3113
Elmira | West Erie AV | 2035 | 0 | 81.0683 | 0 | 0 | 44.1886 | [7 empty] | Elmira | West Erie AV | 2035 | 0 | 143.6058 | 0 | 0 | 143.6058 | 15.1588
[7 empty] | 0 | [14 empty] | 0
Geneva | Clyde | 2026 | 0 | 0 | 0 | 0 | 0 | [7 empty] | Geneva | Clyde | 2026 | 0 | 0 | 0 | 0 | 0
Geneva | Clyde | 2027 | 0 | 0 | 0 | 0 | 0 | [7 empty] | Geneva | Clyde | 2027 | 0 | 0 | 0 | 0 | 0
Geneva | Clyde | 2028 | 0 | 0 | 0 | 0 | 0 | [7 empty] | Geneva | Clyde | 2028 | 0 | 0 | 0 | 0 | 0
Geneva | Clyde | 2029 | 0 | 0 | 0 | 0 | 0 | [7 empty] | Geneva | Clyde | 2029 | 0 | 0 | 0 | 0 | 0
Geneva | Clyde | 2030 | 0 | 0 | 0 | 57.3386 | 43.7842 | [7 empty] | Geneva | Clyde | 2030 | 0 | 0 | 0 | 57.3386 | 57.3386
Geneva | Clyde | 2031 | 0 | 0 | 0 | 0 | 0 | [7 empty] | Geneva | Clyde | 2031 | 0 | 0 | 0 | 58.4853 | 58.4853
Geneva | Clyde | 2032 | 0 | 0 | 0 | 0 | 0 | [7 empty] | Geneva | Clyde | 2032 | 0 | 0 | 0 | 59.655 | 59.655
Geneva | Clyde | 2033 | 0 | 0 | 0 | 0 | 0 | [7 empty] | Geneva | Clyde | 2033 | 0 | 0 | 0 | 60.8481 | 60.8481
Geneva | Clyde | 2034 | 0 | 0 | 0 | 0 | 0 | [7 empty] | Geneva | Clyde | 2034 | 0 | 0 | 0 | 62.0651 | 62.0651
Geneva | Clyde | 2035 | 0 | 0 | 0 | 0 | 0 | [7 empty] | Geneva | Clyde | 2035 | 0 | 0 | 0 | 63.3064 | 63.3064 | 31.1068
[7 empty] | 0 | [14 empty] | 0
Geneva | Mac Dougall | 2026 | 0 | 0 | 0 | 0 | 0 | [7 empty] | Geneva | Mac Dougall | 2026 | 0 | 0 | 0 | 0 | 0
Geneva | Mac Dougall | 2027 | 0 | 0 | 0 | 0 | 0 | [7 empty] | Geneva | Mac Dougall | 2027 | 0 | 0 | 0 | 0 | 0
Geneva | Mac Dougall | 2028 | 0 | 0 | 0 | 0 | 0 | [7 empty] | Geneva | Mac Dougall | 2028 | 0 | 0 | 0 | 0 | 0
Geneva | Mac Dougall | 2029 | 0 | 0 | 0 | 163.2702 | 133.3706 | [7 empty] | Geneva | Mac Dougall | 2029 | 0 | 0 | 0 | 163.2702 | 163.2702
Geneva | Mac Dougall | 2030 | 0 | 0 | 18.6154 | 225.3412 | 186.2873 | [7 empty] | Geneva | Mac Dougall | 2030 | 0 | 0 | 18.6154 | 391.8768 | 410.4922
Geneva | Mac Dougall | 2031 | 0 | 0 | 252.5845 | 151.0318 | 288.1092 | [7 empty] | Geneva | Mac Dougall | 2031 | 0 | 0 | 271.5722 | 550.7461 | 822.3183
Geneva | Mac Dougall | 2032 | 0 | 0 | 30.253 | 71.6329 | 67.9861 | [7 empty] | Geneva | Mac Dougall | 2032 | 0 | 0 | 307.2566 | 633.3939 | 940.6505
Geneva | Mac Dougall | 2033 | 0 | 0 | 0 | 0 | 0 | [7 empty] | Geneva | Mac Dougall | 2033 | 0 | 0 | 313.4017 | 646.0618 | 959.4635
Geneva | Mac Dougall | 2034 | 0 | 0 | 0 | 0 | 0 | [7 empty] | Geneva | Mac Dougall | 2034 | 0 | 0 | 319.6698 | 658.983 | 978.6528
Geneva | Mac Dougall | 2035 | 0 | 0 | 0 | 0 | 0 | [7 empty] | Geneva | Mac Dougall | 2035 | 0 | 0 | 326.0632 | 672.1627 | 998.2259 | 448.6385
[7 empty] | 0 | [14 empty] | 0
Geneva | Milo | 2026 | 0 | 0 | 0 | 0 | 0 | [7 empty] | Geneva | Milo | 2026 | 0 | 0 | 0 | 0 | 0
Geneva | Milo | 2027 | 0 | 0 | 0 | 0 | 0 | [7 empty] | Geneva | Milo | 2027 | 0 | 0 | 0 | 0 | 0
Geneva | Milo | 2028 | 0 | 0 | 0 | 0 | 0 | [7 empty] | Geneva | Milo | 2028 | 0 | 0 | 0 | 0 | 0
Geneva | Milo | 2029 | 0 | 0 | 0 | 0 | 0 | [7 empty] | Geneva | Milo | 2029 | 0 | 0 | 0 | 0 | 0
Geneva | Milo | 2030 | 0 | 0 | 30.424 | 0 | 23.232 | [7 empty] | Geneva | Milo | 2030 | 0 | 0 | 30.424 | 0 | 30.424
Geneva | Milo | 2031 | 0 | 0 | 0 | 0 | 0 | [7 empty] | Geneva | Milo | 2031 | 0 | 0 | 31.0325 | 0 | 31.0325
Geneva | Milo | 2032 | 0 | 0 | 0 | 0 | 0 | [7 empty] | Geneva | Milo | 2032 | 0 | 0 | 31.6531 | 0 | 31.6531
Geneva | Milo | 2033 | 0 | 0 | 0 | 0 | 0 | [7 empty] | Geneva | Milo | 2033 | 0 | 0 | 32.2862 | 0 | 32.2862
Geneva | Milo | 2034 | 0 | 0 | 0 | 0 | 0 | [7 empty] | Geneva | Milo | 2034 | 0 | 0 | 32.9319 | 0 | 32.9319
Geneva | Milo | 2035 | 0 | 0 | 0 | 0 | 0 | [7 empty] | Geneva | Milo | 2035 | 0 | 0 | 33.5905 | 0 | 33.5905 | 16.5054
[7 empty] | 0 | [14 empty] | 0
Geneva | Sleight Rd | 2026 | 0 | 0 | 0 | 0 | 0 | [7 empty] | Geneva | Sleight Rd | 2026 | 0 | 0 | 0 | 0 | 0
Geneva | Sleight Rd | 2027 | 0 | 0 | 0 | 0 | 0 | [7 empty] | Geneva | Sleight Rd | 2027 | 0 | 0 | 0 | 0 | 0
Geneva | Sleight Rd | 2028 | 0 | 0 | 0 | 0 | 0 | [7 empty] | Geneva | Sleight Rd | 2028 | 0 | 0 | 0 | 0 | 0
Geneva | Sleight Rd | 2029 | 0 | 0 | 0 | 0 | 0 | [7 empty] | Geneva | Sleight Rd | 2029 | 0 | 0 | 0 | 0 | 0
Geneva | Sleight Rd | 2030 | 0 | 0 | 0 | 0 | 0 | [7 empty] | Geneva | Sleight Rd | 2030 | 0 | 0 | 0 | 0 | 0
Geneva | Sleight Rd | 2031 | 0 | 30.983 | 0 | 0 | 22.1163 | [7 empty] | Geneva | Sleight Rd | 2031 | 0 | 30.983 | 0 | 0 | 30.983
Geneva | Sleight Rd | 2032 | 0 | 28.9631 | 0 | 0 | 19.3264 | [7 empty] | Geneva | Sleight Rd | 2032 | 0 | 60.5658 | 0 | 0 | 60.5658
Geneva | Sleight Rd | 2033 | 0 | 27.0746 | 0 | 0 | 16.8883 | [7 empty] | Geneva | Sleight Rd | 2033 | 0 | 88.8517 | 0 | 0 | 88.8517
Geneva | Sleight Rd | 2034 | 0 | 0 | 0 | 0 | 0 | [7 empty] | Geneva | Sleight Rd | 2034 | 0 | 90.6287 | 0 | 0 | 90.6287
Geneva | Sleight Rd | 2035 | 0 | 0 | 0 | 0 | 0 | [7 empty] | Geneva | Sleight Rd | 2035 | 0 | 92.4413 | 0 | 0 | 92.4413 | 29.4046
[7 empty] | 0 | [14 empty] | 0
Geneva | Border City | 2026 | 0 | 0 | 0 | 0 | 0 | [7 empty] | Geneva | Border City | 2026 | 0 | 0 | 0 | 0 | 0
Geneva | Border City | 2027 | 0 | 0 | 0 | 0 | 0 | [7 empty] | Geneva | Border City | 2027 | 0 | 0 | 0 | 0 | 0
Geneva | Border City | 2028 | 0 | 0 | 0 | 0 | 0 | [7 empty] | Geneva | Border City | 2028 | 0 | 0 | 0 | 0 | 0
Geneva | Border City | 2029 | 0 | 0 | 0 | 0 | 0 | [7 empty] | Geneva | Border City | 2029 | 0 | 0 | 0 | 0 | 0
Geneva | Border City | 2030 | 0 | 0 | 0 | 0 | 0 | [7 empty] | Geneva | Border City | 2030 | 0 | 0 | 0 | 0 | 0
Geneva | Border City | 2031 | 0 | 0 | 0 | 0 | 0 | [7 empty] | Geneva | Border City | 2031 | 0 | 0 | 0 | 0 | 0
Geneva | Border City | 2032 | 0 | 0 | 0 | 0 | 0 | [7 empty] | Geneva | Border City | 2032 | 0 | 0 | 0 | 0 | 0
Geneva | Border City | 2033 | 0 | 0 | 0 | 0 | 0 | [7 empty] | Geneva | Border City | 2033 | 0 | 0 | 0 | 0 | 0
Geneva | Border City | 2034 | 68.6872 | 0 | 0 | 0 | 40.0514 | [7 empty] | Geneva | Border City | 2034 | 68.6872 | 0 | 0 | 0 | 68.6872
Geneva | Border City | 2035 | 90.8209 | 0 | 0 | 0 | 49.5046 | [7 empty] | Geneva | Border City | 2035 | 160.8818 | 0 | 0 | 0 | 160.8818 | 16.9824
[7 empty] | 0 | [14 empty] | 0
Hornell | Webb Crossing | 2026 | 0 | 0 | 0 | 0 | 0 | [7 empty] | Hornell | Webb Crossing | 2026 | 0 | 0 | 0 | 0 | 0
Hornell | Webb Crossing | 2027 | 0 | 0 | 0 | 0 | 0 | [7 empty] | Hornell | Webb Crossing | 2027 | 0 | 0 | 0 | 0 | 0
Hornell | Webb Crossing | 2028 | 0 | 0 | 0 | 0 | 0 | [7 empty] | Hornell | Webb Crossing | 2028 | 0 | 0 | 0 | 0 | 0
Hornell | Webb Crossing | 2029 | 0 | 23.0678 | 26.2916 | 0 | 40.3202 | [7 empty] | Hornell | Webb Crossing | 2029 | 0 | 23.0678 | 26.2916 | 0 | 49.3594
Hornell | Webb Crossing | 2030 | 0 | 60.2786 | 68.7027 | 0 | 98.4912 | [7 empty] | Hornell | Webb Crossing | 2030 | 0 | 83.8077 | 95.5202 | 0 | 179.3279
Hornell | Webb Crossing | 2031 | 0 | 116.0449 | 132.2627 | 0 | 177.2469 | [7 empty] | Hornell | Webb Crossing | 2031 | 0 | 201.5288 | 229.6932 | 0 | 431.222
Hornell | Webb Crossing | 2032 | 0 | 153.6608 | 175.1356 | 0 | 219.3983 | [7 empty] | Hornell | Webb Crossing | 2032 | 0 | 359.2202 | 409.4227 | 0 | 768.6429
Hornell | Webb Crossing | 2033 | 0 | 33.5863 | 38.2801 | 0 | 44.8281 | [7 empty] | Hornell | Webb Crossing | 2033 | 0 | 399.9909 | 455.8913 | 0 | 855.8822
Hornell | Webb Crossing | 2034 | 0 | 0 | 0 | 0 | 0 | [7 empty] | Hornell | Webb Crossing | 2034 | 0 | 407.9907 | 465.0091 | 0 | 872.9998
Hornell | Webb Crossing | 2035 | 0 | 0 | 0 | 0 | 0 | [7 empty] | Hornell | Webb Crossing | 2035 | 0 | 416.1506 | 474.3093 | 0 | 890.4598 | 335.8417
[7 empty] | 0 | [14 empty] | 0
Hornell | Silver Springs | 2026 | 0 | 0 | 0 | 0 | 0 | [7 empty] | Hornell | Silver Springs | 2026 | 0 | 0 | 0 | 0 | 0
Hornell | Silver Springs | 2027 | 0 | 0 | 0 | 0 | 0 | [7 empty] | Hornell | Silver Springs | 2027 | 0 | 0 | 0 | 0 | 0
Hornell | Silver Springs | 2028 | 0 | 0 | 0 | 0 | 0 | [7 empty] | Hornell | Silver Springs | 2028 | 0 | 0 | 0 | 0 | 0
Hornell | Silver Springs | 2029 | 0 | 0 | 0 | 0 | 0 | [7 empty] | Hornell | Silver Springs | 2029 | 0 | 0 | 0 | 0 | 0
Hornell | Silver Springs | 2030 | 0 | 0 | 0 | 0 | 0 | [7 empty] | Hornell | Silver Springs | 2030 | 0 | 0 | 0 | 0 | 0
Hornell | Silver Springs | 2031 | 0 | 0 | 0 | 0 | 0 | [7 empty] | Hornell | Silver Springs | 2031 | 0 | 0 | 0 | 0 | 0
Hornell | Silver Springs | 2032 | 0 | 0 | 0 | 61.5763 | 41.0885 | [7 empty] | Hornell | Silver Springs | 2032 | 0 | 0 | 0 | 61.5763 | 61.5763
Hornell | Silver Springs | 2033 | 0 | 0 | 0 | 18.3054 | 11.4183 | [7 empty] | Hornell | Silver Springs | 2033 | 0 | 0 | 0 | 81.1132 | 81.1132
Hornell | Silver Springs | 2034 | 0 | 0 | 0 | 0 | 0 | [7 empty] | Hornell | Silver Springs | 2034 | 0 | 0 | 0 | 82.7355 | 82.7355
Hornell | Silver Springs | 2035 | 0 | 0 | 0 | 0 | 0 | [7 empty] | Hornell | Silver Springs | 2035 | 0 | 0 | 0 | 84.3902 | 84.3902 | 24.7172
[7 empty] | 0 | [14 empty] | 0
Hornell | Moraine Rd | 2026 | 0 | 0 | 0 | 0 | 0 | [7 empty] | Hornell | Moraine Rd | 2026 | 0 | 0 | 0 | 0 | 0
Hornell | Moraine Rd | 2027 | 0 | 0 | 0 | 0 | 0 | [7 empty] | Hornell | Moraine Rd | 2027 | 0 | 0 | 0 | 0 | 0
Hornell | Moraine Rd | 2028 | 8.167 | 9.3456 | 0 | 0 | 15.3033 | [7 empty] | Hornell | Moraine Rd | 2028 | 8.167 | 9.3456 | 0 | 0 | 17.5126
Hornell | Moraine Rd | 2029 | 21.3413 | 24.421 | 0 | 0 | 37.3818 | [7 empty] | Hornell | Moraine Rd | 2029 | 29.6716 | 33.9535 | 0 | 0 | 63.6251
Hornell | Moraine Rd | 2030 | 41.085 | 47.014 | 0 | 0 | 67.2731 | [7 empty] | Hornell | Moraine Rd | 2030 | 71.3501 | 81.6465 | 0 | 0 | 152.9966
Hornell | Moraine Rd | 2031 | 54.4027 | 62.2535 | 0 | 0 | 83.2715 | [7 empty] | Hornell | Moraine Rd | 2031 | 127.1798 | 145.533 | 0 | 0 | 272.7128
Hornell | Moraine Rd | 2032 | 11.891 | 13.607 | 0 | 0 | 17.0143 | [7 empty] | Hornell | Moraine Rd | 2032 | 141.6144 | 162.0507 | 0 | 0 | 303.6651
Hornell | Moraine Rd | 2033 | 0 | 0 | 0 | 0 | 0 | [7 empty] | Hornell | Moraine Rd | 2033 | 144.4467 | 165.2917 | 0 | 0 | 309.7384
Hornell | Moraine Rd | 2034 | 0 | 0 | 0 | 0 | 0 | [7 empty] | Hornell | Moraine Rd | 2034 | 147.3356 | 168.5975 | 0 | 0 | 315.9332
Hornell | Moraine Rd | 2035 | 0 | 0 | 0 | 0 | 0 | [7 empty] | Hornell | Moraine Rd | 2035 | 150.2824 | 171.9695 | 0 | 0 | 322.2518 | 150.8184
[7 empty] | 0 | [14 empty] | 0
Hornell | Howard | 2026 | 0 | 0 | 0 | 0 | 0 | [7 empty] | Hornell | Howard | 2026 | 0 | 0 | 0 | 0 | 0
Hornell | Howard | 2027 | 0 | 0 | 0 | 0 | 0 | [7 empty] | Hornell | Howard | 2027 | 0 | 0 | 0 | 0 | 0
Hornell | Howard | 2028 | 0 | 0 | 0 | 0 | 0 | [7 empty] | Hornell | Howard | 2028 | 0 | 0 | 0 | 0 | 0
Hornell | Howard | 2029 | 0 | 0 | 0 | 0 | 0 | [7 empty] | Hornell | Howard | 2029 | 0 | 0 | 0 | 0 | 0
Hornell | Howard | 2030 | 0 | 0 | 62.8831 | 0 | 48.0181 | [7 empty] | Hornell | Howard | 2030 | 0 | 0 | 62.8831 | 0 | 62.8831
Hornell | Howard | 2031 | 0 | 0 | 0 | 0 | 0 | [7 empty] | Hornell | Howard | 2031 | 0 | 0 | 64.1407 | 0 | 64.1407
Hornell | Howard | 2032 | 0 | 0 | 0 | 0 | 0 | [7 empty] | Hornell | Howard | 2032 | 0 | 0 | 65.4236 | 0 | 65.4236
Hornell | Howard | 2033 | 0 | 0 | 0 | 0 | 0 | [7 empty] | Hornell | Howard | 2033 | 0 | 0 | 66.732 | 0 | 66.732
Hornell | Howard | 2034 | 0 | 0 | 0 | 0 | 0 | [7 empty] | Hornell | Howard | 2034 | 0 | 0 | 68.0667 | 0 | 68.0667
Hornell | Howard | 2035 | 0 | 0 | 0 | 0 | 0 | [7 empty] | Hornell | Howard | 2035 | 0 | 0 | 69.428 | 0 | 69.428 | 34.1148
[7 empty] | 0 | [14 empty] | 0
Hornell | Bennett | 2026 | 0 | 0 | 0 | 0 | 0 | [7 empty] | Hornell | Bennett | 2026 | 0 | 0 | 0 | 0 | 0
Hornell | Bennett | 2027 | 0 | 0 | 0 | 0 | 0 | [7 empty] | Hornell | Bennett | 2027 | 0 | 0 | 0 | 0 | 0
Hornell | Bennett | 2028 | 0 | 0 | 0 | 0 | 0 | [7 empty] | Hornell | Bennett | 2028 | 0 | 0 | 0 | 0 | 0
Hornell | Bennett | 2029 | 0 | 0 | 0 | 0 | 0 | [7 empty] | Hornell | Bennett | 2029 | 0 | 0 | 0 | 0 | 0
Hornell | Bennett | 2030 | 0 | 0 | 0 | 0 | 0 | [7 empty] | Hornell | Bennett | 2030 | 0 | 0 | 0 | 0 | 0
Hornell | Bennett | 2031 | 0 | 0 | 0 | 0 | 0 | [7 empty] | Hornell | Bennett | 2031 | 0 | 0 | 0 | 0 | 0
Hornell | Bennett | 2032 | 64.1532 | 0 | 0 | 0 | 42.808 | [7 empty] | Hornell | Bennett | 2032 | 64.1532 | 0 | 0 | 0 | 64.1532
Hornell | Bennett | 2033 | 59.9703 | 0 | 0 | 0 | 37.4076 | [7 empty] | Hornell | Bennett | 2033 | 125.4066 | 0 | 0 | 0 | 125.4066
Hornell | Bennett | 2034 | 0 | 0 | 0 | 0 | 0 | [7 empty] | Hornell | Bennett | 2034 | 127.9147 | 0 | 0 | 0 | 127.9147
Hornell | Bennett | 2035 | 0 | 0 | 0 | 0 | 0 | [7 empty] | Hornell | Bennett | 2035 | 130.473 | 0 | 0 | 0 | 130.473 | 35.4602
[7 empty] | 0 | [14 empty] | 0
Hornell | Howard | 2026 | 0 | 0 | 0 | 0 | 0 | [7 empty] | Hornell | Howard | 2026 | 0 | 0 | 0 | 0 | 0
Hornell | Howard | 2027 | 0 | 0 | 0 | 0 | 0 | [7 empty] | Hornell | Howard | 2027 | 0 | 0 | 0 | 0 | 0
Hornell | Howard | 2028 | 0 | 0 | 0 | 0 | 0 | [7 empty] | Hornell | Howard | 2028 | 0 | 0 | 0 | 0 | 0
Hornell | Howard | 2029 | 0 | 0 | 0 | 0 | 0 | [7 empty] | Hornell | Howard | 2029 | 0 | 0 | 0 | 0 | 0
Hornell | Howard | 2030 | 0 | 0 | 0 | 0 | 0 | [7 empty] | Hornell | Howard | 2030 | 0 | 0 | 0 | 0 | 0
Hornell | Howard | 2031 | 0 | 0 | 0 | 0 | 0 | [7 empty] | Hornell | Howard | 2031 | 0 | 0 | 0 | 0 | 0
Hornell | Howard | 2032 | 0 | 0 | 0 | 0 | 0 | [7 empty] | Hornell | Howard | 2032 | 0 | 0 | 0 | 0 | 0
Hornell | Howard | 2033 | 0 | 0 | 0 | 0 | 0 | [7 empty] | Hornell | Howard | 2033 | 0 | 0 | 0 | 0 | 0
Hornell | Howard | 2034 | 68.6872 | 0 | 0 | 0 | 40.0514 | [7 empty] | Hornell | Howard | 2034 | 68.6872 | 0 | 0 | 0 | 68.6872
Hornell | Howard | 2035 | 90.8209 | 0 | 0 | 0 | 49.5046 | [7 empty] | Hornell | Howard | 2035 | 160.8818 | 0 | 0 | 0 | 160.8818 | 16.9824
[7 empty] | 0 | [14 empty] | 0
Ithaca | Fourth Street | 2026 | 0 | 0 | 10.2591 | 0 | 10.2591 | [7 empty] | Ithaca | Fourth Street | 2026 | 0 | 0 | 10.2591 | 0 | 10.2591
Ithaca | Fourth Street | 2027 | 0 | 0 | 22.3943 | 0 | 20.9341 | [7 empty] | Ithaca | Fourth Street | 2027 | 0 | 0 | 32.8585 | 0 | 32.8585
Ithaca | Fourth Street | 2028 | 0 | 0 | 12.6875 | 0 | 11.0869 | [7 empty] | Ithaca | Fourth Street | 2028 | 0 | 0 | 46.2032 | 0 | 46.2032
Ithaca | Fourth Street | 2029 | 0 | 0 | 0 | 0 | 0 | [7 empty] | Ithaca | Fourth Street | 2029 | 0 | 0 | 47.1272 | 0 | 47.1272
Ithaca | Fourth Street | 2030 | 0 | 0 | 0 | 0 | 0 | [7 empty] | Ithaca | Fourth Street | 2030 | 0 | 0 | 48.0698 | 0 | 48.0698
Ithaca | Fourth Street | 2031 | 0 | 0 | 0 | 0 | 0 | [7 empty] | Ithaca | Fourth Street | 2031 | 0 | 0 | 49.0312 | 0 | 49.0312
Ithaca | Fourth Street | 2032 | 0 | 0 | 0 | 0 | 0 | [7 empty] | Ithaca | Fourth Street | 2032 | 0 | 0 | 50.0118 | 0 | 50.0118
Ithaca | Fourth Street | 2033 | 0 | 0 | 0 | 0 | 0 | [7 empty] | Ithaca | Fourth Street | 2033 | 0 | 0 | 51.012 | 0 | 51.012
Ithaca | Fourth Street | 2034 | 0 | 0 | 0 | 0 | 0 | [7 empty] | Ithaca | Fourth Street | 2034 | 0 | 0 | 52.0323 | 0 | 52.0323
Ithaca | Fourth Street | 2035 | 0 | 0 | 0 | 0 | 0 | [7 empty] | Ithaca | Fourth Street | 2035 | 0 | 0 | 53.0729 | 0 | 53.0729 | 42.0109
[7 empty] | 0 | [14 empty] | 0
Ithaca | Coddington | 2026 | 0 | 0 | 0 | 0 | 0 | [7 empty] | Ithaca | Coddington | 2026 | 0 | 0 | 0 | 0 | 0
Ithaca | Coddington | 2027 | 0 | 0 | 0 | 0 | 0 | [7 empty] | Ithaca | Coddington | 2027 | 0 | 0 | 0 | 0 | 0
Ithaca | Coddington | 2028 | 0 | 0 | 0 | 0 | 0 | [7 empty] | Ithaca | Coddington | 2028 | 0 | 0 | 0 | 0 | 0
Ithaca | Coddington | 2029 | 16.738 | 0 | 0 | 0 | 13.6728 | [7 empty] | Ithaca | Coddington | 2029 | 16.738 | 0 | 0 | 0 | 16.738
Ithaca | Coddington | 2030 | 30.733 | 0 | 0 | 0 | 23.468 | [7 empty] | Ithaca | Coddington | 2030 | 47.8057 | 0 | 0 | 0 | 47.8057
Ithaca | Coddington | 2031 | 14.5129 | 0 | 0 | 0 | 10.3596 | [7 empty] | Ithaca | Coddington | 2031 | 63.2747 | 0 | 0 | 0 | 63.2747
Ithaca | Coddington | 2032 | 0 | 0 | 0 | 0 | 0 | [7 empty] | Ithaca | Coddington | 2032 | 64.5402 | 0 | 0 | 0 | 64.5402
Ithaca | Coddington | 2033 | 0 | 0 | 0 | 0 | 0 | [7 empty] | Ithaca | Coddington | 2033 | 65.831 | 0 | 0 | 0 | 65.831
Ithaca | Coddington | 2034 | 0 | 0 | 0 | 0 | 0 | [7 empty] | Ithaca | Coddington | 2034 | 67.1477 | 0 | 0 | 0 | 67.1477
Ithaca | Coddington | 2035 | 0 | 0 | 0 | 0 | 0 | [7 empty] | Ithaca | Coddington | 2035 | 68.4906 | 0 | 0 | 0 | 68.4906 | 34.0275
[7 empty] | 0 | [14 empty] | 0
Ithaca | Line 455 | 2026 | 0 | 0 | 0 | 0 | 0 | [7 empty] | Ithaca | Line 455 | 2026 | 0 | 0 | 0 | 0 | 0
Ithaca | Line 455 | 2027 | 0 | 0 | 0 | 0 | 0 | [7 empty] | Ithaca | Line 455 | 2027 | 0 | 0 | 0 | 0 | 0
Ithaca | Line 455 | 2028 | 0 | 0 | 0 | 0 | 0 | [7 empty] | Ithaca | Line 455 | 2028 | 0 | 0 | 0 | 0 | 0
Ithaca | Line 455 | 2029 | 0 | 22.8371 | 0 | 0 | 18.6549 | [7 empty] | Ithaca | Line 455 | 2029 | 0 | 22.8371 | 0 | 0 | 22.8371
Ithaca | Line 455 | 2030 | 0 | 91.9127 | 0 | 0 | 70.1853 | [7 empty] | Ithaca | Line 455 | 2030 | 0 | 115.2065 | 0 | 0 | 115.2065
Ithaca | Line 455 | 2031 | 0 | 12.0119 | 0 | 0 | 8.5743 | [7 empty] | Ithaca | Line 455 | 2031 | 0 | 129.5225 | 0 | 0 | 129.5225
Ithaca | Line 455 | 2032 | 0 | 0 | 0 | 0 | 0 | [7 empty] | Ithaca | Line 455 | 2032 | 0 | 132.113 | 0 | 0 | 132.113
Ithaca | Line 455 | 2033 | 0 | 0 | 0 | 0 | 0 | [7 empty] | Ithaca | Line 455 | 2033 | 0 | 134.7552 | 0 | 0 | 134.7552
Ithaca | Line 455 | 2034 | 0 | 0 | 0 | 0 | 0 | [7 empty] | Ithaca | Line 455 | 2034 | 0 | 137.4503 | 0 | 0 | 137.4503
Ithaca | Line 455 | 2035 | 0 | 0 | 0 | 0 | 0 | [7 empty] | Ithaca | Line 455 | 2035 | 0 | 140.1993 | 0 | 0 | 140.1993 | 70.1742
[7 empty] | 0 | [14 empty] | 0
Ithaca | Burdett | 2026 | 0 | 0 | 0 | 0 | 0 | [7 empty] | Ithaca | Burdett | 2026 | 0 | 0 | 0 | 0 | 0
Ithaca | Burdett | 2027 | 0 | 0 | 0 | 0 | 0 | [7 empty] | Ithaca | Burdett | 2027 | 0 | 0 | 0 | 0 | 0
Ithaca | Burdett | 2028 | 0 | 0 | 0 | 0 | 0 | [7 empty] | Ithaca | Burdett | 2028 | 0 | 0 | 0 | 0 | 0
Ithaca | Burdett | 2029 | 0 | 0 | 0 | 0 | 0 | [7 empty] | Ithaca | Burdett | 2029 | 0 | 0 | 0 | 0 | 0
Ithaca | Burdett | 2030 | 0 | 0 | 0 | 0 | 0 | [7 empty] | Ithaca | Burdett | 2030 | 0 | 0 | 0 | 0 | 0
Ithaca | Burdett | 2031 | 0 | 0 | 0 | 0 | 0 | [7 empty] | Ithaca | Burdett | 2031 | 0 | 0 | 0 | 0 | 0
Ithaca | Burdett | 2032 | 0 | 0 | 0 | 0 | 0 | [7 empty] | Ithaca | Burdett | 2032 | 0 | 0 | 0 | 0 | 0
Ithaca | Burdett | 2033 | 0 | 0 | 0 | 0 | 0 | [7 empty] | Ithaca | Burdett | 2033 | 0 | 0 | 0 | 0 | 0
Ithaca | Burdett | 2034 | 0 | 0 | 155.7788 | 0 | 90.8343 | [7 empty] | Ithaca | Burdett | 2034 | 0 | 0 | 155.7788 | 0 | 155.7788
Ithaca | Burdett | 2035 | 0 | 0 | 0 | 0 | 0 | [7 empty] | Ithaca | Burdett | 2035 | 0 | 0 | 158.8944 | 0 | 158.8944 | 23.5895
[7 empty] | 0 | [14 empty] | 0
Ithaca | County Hospital | 2026 | 0 | 0 | 0 | 0 | 0 | [7 empty] | Ithaca | County Hospital | 2026 | 0 | 0 | 0 | 0 | 0
Ithaca | County Hospital | 2027 | 0 | 0 | 0 | 0 | 0 | [7 empty] | Ithaca | County Hospital | 2027 | 0 | 0 | 0 | 0 | 0
Ithaca | County Hospital | 2028 | 0 | 0 | 0 | 0 | 0 | [7 empty] | Ithaca | County Hospital | 2028 | 0 | 0 | 0 | 0 | 0
Ithaca | County Hospital | 2029 | 0 | 0 | 0 | 0 | 0 | [7 empty] | Ithaca | County Hospital | 2029 | 0 | 0 | 0 | 0 | 0
Ithaca | County Hospital | 2030 | 0 | 0 | 0 | 0 | 0 | [7 empty] | Ithaca | County Hospital | 2030 | 0 | 0 | 0 | 0 | 0
Ithaca | County Hospital | 2031 | 0 | 0 | 0 | 0 | 0 | [7 empty] | Ithaca | County Hospital | 2031 | 0 | 0 | 0 | 0 | 0
Ithaca | County Hospital | 2032 | 0 | 0 | 0 | 0 | 0 | [7 empty] | Ithaca | County Hospital | 2032 | 0 | 0 | 0 | 0 | 0
Ithaca | County Hospital | 2033 | 0 | 0 | 0 | 0 | 0 | [7 empty] | Ithaca | County Hospital | 2033 | 0 | 0 | 0 | 0 | 0
Ithaca | County Hospital | 2034 | 0 | 0 | 180.2871 | 0 | 105.1251 | [7 empty] | Ithaca | County Hospital | 2034 | 0 | 0 | 180.2871 | 0 | 180.2871
Ithaca | County Hospital | 2035 | 0 | 0 | 0 | 0 | 0 | [7 empty] | Ithaca | County Hospital | 2035 | 0 | 0 | 183.8929 | 0 | 183.8929 | 27.3008
[7 empty] | 0 | [14 empty] | 0
Ithaca | Valois | 2026 | 0 | 0 | 0 | 0 | 0 | [7 empty] | Ithaca | Valois | 2026 | 0 | 0 | 0 | 0 | 0
Ithaca | Valois | 2027 | 0 | 0 | 0 | 0 | 0 | [7 empty] | Ithaca | Valois | 2027 | 0 | 0 | 0 | 0 | 0
Ithaca | Valois | 2028 | 0 | 0 | 0 | 0 | 0 | [7 empty] | Ithaca | Valois | 2028 | 0 | 0 | 0 | 0 | 0
Ithaca | Valois | 2029 | 0 | 0 | 0 | 0 | 0 | [7 empty] | Ithaca | Valois | 2029 | 0 | 0 | 0 | 0 | 0
Ithaca | Valois | 2030 | 0 | 0 | 0 | 0 | 0 | [7 empty] | Ithaca | Valois | 2030 | 0 | 0 | 0 | 0 | 0
Ithaca | Valois | 2031 | 0 | 0 | 0 | 0 | 0 | [7 empty] | Ithaca | Valois | 2031 | 0 | 0 | 0 | 0 | 0
Ithaca | Valois | 2032 | 0 | 0 | 0 | 0 | 0 | [7 empty] | Ithaca | Valois | 2032 | 0 | 0 | 0 | 0 | 0
Ithaca | Valois | 2033 | 0 | 0 | 0 | 0 | 0 | [7 empty] | Ithaca | Valois | 2033 | 0 | 0 | 0 | 0 | 0
Ithaca | Valois | 2034 | 0 | 0 | 155.7727 | 11.2887 | 97.4132 | [7 empty] | Ithaca | Valois | 2034 | 0 | 0 | 155.7727 | 11.2887 | 167.0614
Ithaca | Valois | 2035 | 0 | 0 | 0 | 135.1124 | 73.6469 | [7 empty] | Ithaca | Valois | 2035 | 0 | 0 | 158.8882 | 146.6269 | 305.5151 | 35.0887
[7 empty] | 0 | [14 empty] | 0
Ithaca | Trumansburg | 2026 | 0 | 0 | 0 | 0 | 0 | [7 empty] | Ithaca | Trumansburg | 2026 | 0 | 0 | 0 | 0 | 0
Ithaca | Trumansburg | 2027 | 0 | 0 | 0 | 0 | 0 | [7 empty] | Ithaca | Trumansburg | 2027 | 0 | 0 | 0 | 0 | 0
Ithaca | Trumansburg | 2028 | 0 | 0 | 0 | 0 | 0 | [7 empty] | Ithaca | Trumansburg | 2028 | 0 | 0 | 0 | 0 | 0
Ithaca | Trumansburg | 2029 | 0 | 0 | 0 | 0 | 0 | [7 empty] | Ithaca | Trumansburg | 2029 | 0 | 0 | 0 | 0 | 0
Ithaca | Trumansburg | 2030 | 0 | 8.6642 | 0 | 0 | 6.616 | [7 empty] | Ithaca | Trumansburg | 2030 | 0 | 8.6642 | 0 | 0 | 8.6642
Ithaca | Trumansburg | 2031 | 64.1503 | 19.6952 | 0 | 0 | 59.8506 | [7 empty] | Ithaca | Trumansburg | 2031 | 64.1503 | 28.5326 | 0 | 0 | 92.683
Ithaca | Trumansburg | 2032 | 76.9382 | 33.3336 | 0 | 0 | 73.5818 | [7 empty] | Ithaca | Trumansburg | 2032 | 142.3715 | 62.4369 | 0 | 0 | 204.8084
Ithaca | Trumansburg | 2033 | 76.6426 | 33.2055 | 0 | 0 | 68.5199 | [7 empty] | Ithaca | Trumansburg | 2033 | 221.8615 | 96.8912 | 0 | 0 | 318.7527
Ithaca | Trumansburg | 2034 | 42.377 | 18.3599 | 0 | 0 | 35.4156 | [7 empty] | Ithaca | Trumansburg | 2034 | 268.6757 | 117.1889 | 0 | 0 | 385.8646
Ithaca | Trumansburg | 2035 | 0 | 0 | 0 | 0 | 0 | [7 empty] | Ithaca | Trumansburg | 2035 | 274.0492 | 119.5327 | 0 | 0 | 393.5819 | 112.7065
[7 empty] | 0 | [14 empty] | 0
Ithaca | Willard | 2026 | 0 | 0 | 0 | 0 | 0 | [7 empty] | Ithaca | Willard | 2026 | 0 | 0 | 0 | 0 | 0
Ithaca | Willard | 2027 | 0 | 0 | 0 | 0 | 0 | [7 empty] | Ithaca | Willard | 2027 | 0 | 0 | 0 | 0 | 0
Ithaca | Willard | 2028 | 0 | 0 | 0 | 0 | 0 | [7 empty] | Ithaca | Willard | 2028 | 0 | 0 | 0 | 0 | 0
Ithaca | Willard | 2029 | 0 | 36.4919 | 0 | 0 | 29.8092 | [7 empty] | Ithaca | Willard | 2029 | 0 | 36.4919 | 0 | 0 | 36.4919
Ithaca | Willard | 2030 | 0 | 88.9889 | 0 | 0 | 67.9527 | [7 empty] | Ithaca | Willard | 2030 | 0 | 126.2107 | 0 | 0 | 126.2107
Ithaca | Willard | 2031 | 0 | 123.1489 | 0 | 0 | 87.9061 | [7 empty] | Ithaca | Willard | 2031 | 0 | 251.8838 | 0 | 0 | 251.8838
Ithaca | Willard | 2032 | 0 | 136.0863 | 0 | 0 | 90.8072 | [7 empty] | Ithaca | Willard | 2032 | 0 | 393.0077 | 0 | 0 | 393.0077
Ithaca | Willard | 2033 | 0 | 87.9463 | 0 | 0 | 54.8582 | [7 empty] | Ithaca | Willard | 2033 | 0 | 488.8142 | 0 | 0 | 488.8142
Ithaca | Willard | 2034 | 0 | 55.3055 | 0 | 0 | 32.2486 | [7 empty] | Ithaca | Willard | 2034 | 0 | 553.896 | 0 | 0 | 553.896
Ithaca | Willard | 2035 | 0 | 0 | 0 | 0 | 0 | [7 empty] | Ithaca | Willard | 2035 | 0 | 564.974 | 0 | 0 | 564.974 | 199.9514
[7 empty] | 0 | [14 empty] | 0
Ithaca | Milliken | 2026 | 0 | 0 | 0 | 0 | 0 | [7 empty] | Ithaca | Milliken | 2026 | 0 | 0 | 0 | 0 | 0
Ithaca | Milliken | 2027 | 0 | 0 | 0 | 0 | 0 | [7 empty] | Ithaca | Milliken | 2027 | 0 | 0 | 0 | 0 | 0
Ithaca | Milliken | 2028 | 0 | 0 | 0 | 0 | 0 | [7 empty] | Ithaca | Milliken | 2028 | 0 | 0 | 0 | 0 | 0
Ithaca | Milliken | 2029 | 11.1064 | 7.1614 | 0 | 0 | 14.9224 | [7 empty] | Ithaca | Milliken | 2029 | 11.1064 | 7.1614 | 0 | 0 | 18.2677
Ithaca | Milliken | 2030 | 25.2468 | 52.9939 | 0 | 0 | 59.7452 | [7 empty] | Ithaca | Milliken | 2030 | 36.5753 | 60.2985 | 0 | 0 | 96.8737
Ithaca | Milliken | 2031 | 42.7295 | 64.2024 | 0 | 0 | 76.3301 | [7 empty] | Ithaca | Milliken | 2031 | 80.0363 | 125.7068 | 0 | 0 | 205.7431
Ithaca | Milliken | 2032 | 42.5654 | 94.1144 | 0 | 0 | 91.2033 | [7 empty] | Ithaca | Milliken | 2032 | 124.2024 | 222.3354 | 0 | 0 | 346.5378
Ithaca | Milliken | 2033 | 23.5351 | 34.1933 | 0 | 0 | 36.0092 | [7 empty] | Ithaca | Milliken | 2033 | 150.2216 | 260.9754 | 0 | 0 | 411.197
Ithaca | Milliken | 2034 | 0 | 29.7857 | 0 | 0 | 17.368 | [7 empty] | Ithaca | Milliken | 2034 | 153.226 | 295.9806 | 0 | 0 | 449.2066
Ithaca | Milliken | 2035 | 0 | 0 | 0 | 0 | 0 | [7 empty] | Ithaca | Milliken | 2035 | 156.2906 | 301.9002 | 0 | 0 | 458.1908 | 164.204
[7 empty] | 0 | [14 empty] | 0
Ithaca | Cayuga Heights | 2026 | 0 | 0 | 0 | 0 | 0 | [7 empty] | Ithaca | Cayuga Heights | 2026 | 0 | 0 | 0 | 0 | 0
Ithaca | Cayuga Heights | 2027 | 0 | 0 | 0 | 0 | 0 | [7 empty] | Ithaca | Cayuga Heights | 2027 | 0 | 0 | 0 | 0 | 0
Ithaca | Cayuga Heights | 2028 | 0 | 0 | 0 | 0 | 0 | [7 empty] | Ithaca | Cayuga Heights | 2028 | 0 | 0 | 0 | 0 | 0
Ithaca | Cayuga Heights | 2029 | 0 | 0 | 0 | 0 | 0 | [7 empty] | Ithaca | Cayuga Heights | 2029 | 0 | 0 | 0 | 0 | 0
Ithaca | Cayuga Heights | 2030 | 0 | 0 | 0 | 0 | 0 | [7 empty] | Ithaca | Cayuga Heights | 2030 | 0 | 0 | 0 | 0 | 0
Ithaca | Cayuga Heights | 2031 | 0 | 0 | 0 | 0 | 0 | [7 empty] | Ithaca | Cayuga Heights | 2031 | 0 | 0 | 0 | 0 | 0
Ithaca | Cayuga Heights | 2032 | 0 | 0 | 66.0272 | 0 | 44.0585 | [7 empty] | Ithaca | Cayuga Heights | 2032 | 0 | 0 | 66.0272 | 0 | 66.0272
Ithaca | Cayuga Heights | 2033 | 0 | 0 | 0 | 0 | 0 | [7 empty] | Ithaca | Cayuga Heights | 2033 | 0 | 0 | 67.3478 | 0 | 67.3478
Ithaca | Cayuga Heights | 2034 | 68.6872 | 0 | 0 | 0 | 40.0514 | [7 empty] | Ithaca | Cayuga Heights | 2034 | 68.6872 | 0 | 68.6947 | 0 | 137.3819
Ithaca | Cayuga Heights | 2035 | 90.8209 | 0 | 0 | 0 | 49.5046 | [7 empty] | Ithaca | Cayuga Heights | 2035 | 160.8818 | 0 | 70.0686 | 0 | 230.9505 | 38.8268
[7 empty] | 0 | [14 empty] | 0
Ithaca | Locke | 2026 | 0 | 0 | 0 | 0 | 0 | [7 empty] | Ithaca | Locke | 2026 | 0 | 0 | 0 | 0 | 0
Ithaca | Locke | 2027 | 0 | 0 | 0 | 0 | 0 | [7 empty] | Ithaca | Locke | 2027 | 0 | 0 | 0 | 0 | 0
Ithaca | Locke | 2028 | 0 | 0 | 0 | 0 | 0 | [7 empty] | Ithaca | Locke | 2028 | 0 | 0 | 0 | 0 | 0
Ithaca | Locke | 2029 | 0 | 0 | 0 | 0 | 0 | [7 empty] | Ithaca | Locke | 2029 | 0 | 0 | 0 | 0 | 0
Ithaca | Locke | 2030 | 0 | 0 | 0 | 0 | 0 | [7 empty] | Ithaca | Locke | 2030 | 0 | 0 | 0 | 0 | 0
Ithaca | Locke | 2031 | 0 | 0 | 0 | 0 | 0 | [7 empty] | Ithaca | Locke | 2031 | 0 | 0 | 0 | 0 | 0
Ithaca | Locke | 2032 | 0 | 0 | 66.0272 | 0 | 44.0585 | [7 empty] | Ithaca | Locke | 2032 | 0 | 0 | 66.0272 | 0 | 66.0272
Ithaca | Locke | 2033 | 0 | 0 | 0 | 0 | 0 | [7 empty] | Ithaca | Locke | 2033 | 0 | 0 | 67.3478 | 0 | 67.3478
Ithaca | Locke | 2034 | 0 | 0 | 0 | 0 | 0 | [7 empty] | Ithaca | Locke | 2034 | 0 | 0 | 68.6947 | 0 | 68.6947
Ithaca | Locke | 2035 | 0 | 0 | 0 | 0 | 0 | [7 empty] | Ithaca | Locke | 2035 | 0 | 0 | 70.0686 | 0 | 70.0686 | 21.8443
[7 empty] | 0 | [14 empty] | 0
Ithaca | Peruville | 2026 | 0 | 0 | 0 | 0 | 0 | [7 empty] | Ithaca | Peruville | 2026 | 0 | 0 | 0 | 0 | 0
Ithaca | Peruville | 2027 | 0 | 0 | 0 | 0 | 0 | [7 empty] | Ithaca | Peruville | 2027 | 0 | 0 | 0 | 0 | 0
Ithaca | Peruville | 2028 | 0 | 0 | 0 | 0 | 0 | [7 empty] | Ithaca | Peruville | 2028 | 0 | 0 | 0 | 0 | 0
Ithaca | Peruville | 2029 | 0 | 0 | 0 | 0 | 0 | [7 empty] | Ithaca | Peruville | 2029 | 0 | 0 | 0 | 0 | 0
Ithaca | Peruville | 2030 | 0 | 0 | 0 | 0 | 0 | [7 empty] | Ithaca | Peruville | 2030 | 0 | 0 | 0 | 0 | 0
Ithaca | Peruville | 2031 | 0 | 0 | 0 | 0 | 0 | [7 empty] | Ithaca | Peruville | 2031 | 0 | 0 | 0 | 0 | 0
Ithaca | Peruville | 2032 | 0 | 0 | 66.0272 | 0 | 44.0585 | [7 empty] | Ithaca | Peruville | 2032 | 0 | 0 | 66.0272 | 0 | 66.0272
Ithaca | Peruville | 2033 | 0 | 0 | 0 | 0 | 0 | [7 empty] | Ithaca | Peruville | 2033 | 0 | 0 | 67.3478 | 0 | 67.3478
Ithaca | Peruville | 2034 | 0 | 0 | 0 | 0 | 0 | [7 empty] | Ithaca | Peruville | 2034 | 0 | 0 | 68.6947 | 0 | 68.6947
Ithaca | Peruville | 2035 | 0 | 0 | 0 | 0 | 0 | [7 empty] | Ithaca | Peruville | 2035 | 0 | 0 | 70.0686 | 0 | 70.0686 | 21.8443
[7 empty] | 0 | [14 empty] | 0
Lancaster | Orchard Park | 2026 | 0 | 0 | 0 | 0 | 0 | [7 empty] | Lancaster | Orchard Park | 2026 | 0 | 0 | 0 | 0 | 0
Lancaster | Orchard Park | 2027 | 0 | 0 | 0 | 0 | 0 | [7 empty] | Lancaster | Orchard Park | 2027 | 0 | 0 | 0 | 0 | 0
Lancaster | Orchard Park | 2028 | 0 | 0 | 0 | 0 | 0 | [7 empty] | Lancaster | Orchard Park | 2028 | 0 | 0 | 0 | 0 | 0
Lancaster | Orchard Park | 2029 | 0 | 0 | 57.2575 | 0 | 46.772 | [7 empty] | Lancaster | Orchard Park | 2029 | 0 | 0 | 57.2575 | 0 | 57.2575
Lancaster | Orchard Park | 2030 | 0 | 0 | 0 | 0 | 0 | [7 empty] | Lancaster | Orchard Park | 2030 | 0 | 0 | 58.4027 | 0 | 58.4027
Lancaster | Orchard Park | 2031 | 0 | 0 | 0 | 0 | 0 | [7 empty] | Lancaster | Orchard Park | 2031 | 0 | 0 | 59.5707 | 0 | 59.5707
Lancaster | Orchard Park | 2032 | 0 | 0 | 0 | 0 | 0 | [7 empty] | Lancaster | Orchard Park | 2032 | 0 | 0 | 60.7621 | 0 | 60.7621
Lancaster | Orchard Park | 2033 | 0 | 0 | 0 | 0 | 0 | [7 empty] | Lancaster | Orchard Park | 2033 | 0 | 0 | 61.9774 | 0 | 61.9774
Lancaster | Orchard Park | 2034 | 0 | 0 | 0 | 0 | 0 | [7 empty] | Lancaster | Orchard Park | 2034 | 0 | 0 | 63.2169 | 0 | 63.2169
Lancaster | Orchard Park | 2035 | 0 | 0 | 0 | 0 | 0 | [7 empty] | Lancaster | Orchard Park | 2035 | 0 | 0 | 64.4813 | 0 | 64.4813 | 37.902
[7 empty] | 0 | [14 empty] | 0
Lancaster | Erie St | 2026 | 0 | 0 | 0 | 0 | 0 | [7 empty] | Lancaster | Erie St | 2026 | 0 | 0 | 0 | 0 | 0
Lancaster | Erie St | 2027 | 0 | 0 | 0 | 0 | 0 | [7 empty] | Lancaster | Erie St | 2027 | 0 | 0 | 0 | 0 | 0
Lancaster | Erie St | 2028 | 0 | 0 | 0 | 0 | 0 | [7 empty] | Lancaster | Erie St | 2028 | 0 | 0 | 0 | 0 | 0
Lancaster | Erie St | 2029 | 0 | 0 | 0 | 0 | 0 | [7 empty] | Lancaster | Erie St | 2029 | 0 | 0 | 0 | 0 | 0
Lancaster | Erie St | 2030 | 0 | 0 | 52.2578 | 0 | 39.9045 | [7 empty] | Lancaster | Erie St | 2030 | 0 | 0 | 52.2578 | 0 | 52.2578
Lancaster | Erie St | 2031 | 0 | 0 | 196.0577 | 0 | 139.9498 | [7 empty] | Lancaster | Erie St | 2031 | 0 | 0 | 249.3606 | 0 | 249.3606
Lancaster | Erie St | 2032 | 0 | 0 | 47.271 | 0 | 31.5429 | [7 empty] | Lancaster | Erie St | 2032 | 0 | 0 | 301.6189 | 0 | 301.6189
Lancaster | Erie St | 2033 | 0 | 0 | 0 | 0 | 0 | [7 empty] | Lancaster | Erie St | 2033 | 0 | 0 | 307.6512 | 0 | 307.6512
Lancaster | Erie St | 2034 | 0 | 0 | 0 | 0 | 0 | [7 empty] | Lancaster | Erie St | 2034 | 0 | 0 | 313.8043 | 0 | 313.8043
Lancaster | Erie St | 2035 | 0 | 0 | 0 | 0 | 0 | [7 empty] | Lancaster | Erie St | 2035 | 0 | 0 | 320.0803 | 0 | 320.0803 | 128.7551
[7 empty] | 0 | [14 empty] | 0
Lancaster | Hamburg | 2026 | 0 | 0 | 0 | 0 | 0 | [7 empty] | Lancaster | Hamburg | 2026 | 0 | 0 | 0 | 0 | 0
Lancaster | Hamburg | 2027 | 0 | 0 | 0 | 0 | 0 | [7 empty] | Lancaster | Hamburg | 2027 | 0 | 0 | 0 | 0 | 0
Lancaster | Hamburg | 2028 | 0 | 0 | 0 | 0 | 0 | [7 empty] | Lancaster | Hamburg | 2028 | 0 | 0 | 0 | 0 | 0
Lancaster | Hamburg | 2029 | 0 | 0 | 0 | 100.9435 | 82.4577 | [7 empty] | Lancaster | Hamburg | 2029 | 0 | 0 | 0 | 100.9435 | 100.9435
Lancaster | Hamburg | 2030 | 0 | 0 | 0 | 0 | 0 | [7 empty] | Lancaster | Hamburg | 2030 | 0 | 0 | 0 | 102.9623 | 102.9623
Lancaster | Hamburg | 2031 | 0 | 0 | 0 | 0 | 0 | [7 empty] | Lancaster | Hamburg | 2031 | 0 | 0 | 0 | 105.0216 | 105.0216
Lancaster | Hamburg | 2032 | 0 | 0 | 0 | 0 | 0 | [7 empty] | Lancaster | Hamburg | 2032 | 0 | 0 | 0 | 107.122 | 107.122
Lancaster | Hamburg | 2033 | 0 | 0 | 0 | 0 | 0 | [7 empty] | Lancaster | Hamburg | 2033 | 0 | 0 | 0 | 109.2645 | 109.2645
Lancaster | Hamburg | 2034 | 0 | 0 | 0 | 0 | 0 | [7 empty] | Lancaster | Hamburg | 2034 | 0 | 0 | 0 | 111.4498 | 111.4498
Lancaster | Hamburg | 2035 | 0 | 0 | 0 | 0 | 0 | [7 empty] | Lancaster | Hamburg | 2035 | 0 | 0 | 0 | 113.6787 | 113.6787 | 66.8202
[7 empty] | 0 | [14 empty] | 0
Lancaster | Holland | 2026 | 0 | 0 | 0 | 0 | 0 | [7 empty] | Lancaster | Holland | 2026 | 0 | 0 | 0 | 0 | 0
Lancaster | Holland | 2027 | 0 | 0 | 0 | 0 | 0 | [7 empty] | Lancaster | Holland | 2027 | 0 | 0 | 0 | 0 | 0
Lancaster | Holland | 2028 | 0 | 0 | 0 | 0 | 0 | [7 empty] | Lancaster | Holland | 2028 | 0 | 0 | 0 | 0 | 0
Lancaster | Holland | 2029 | 0 | 0 | 61.1224 | 0 | 49.9291 | [7 empty] | Lancaster | Holland | 2029 | 0 | 0 | 61.1224 | 0 | 61.1224
Lancaster | Holland | 2030 | 0 | 0 | 55.7368 | 0 | 42.5611 | [7 empty] | Lancaster | Holland | 2030 | 0 | 0 | 118.0817 | 0 | 118.0817
Lancaster | Holland | 2031 | 0 | 0 | 19.2979 | 0 | 13.7752 | [7 empty] | Lancaster | Holland | 2031 | 0 | 0 | 139.7413 | 0 | 139.7413
Lancaster | Holland | 2032 | 0 | 0 | 0 | 0 | 0 | [7 empty] | Lancaster | Holland | 2032 | 0 | 0 | 142.5361 | 0 | 142.5361
Lancaster | Holland | 2033 | 0 | 0 | 0 | 0 | 0 | [7 empty] | Lancaster | Holland | 2033 | 0 | 0 | 145.3868 | 0 | 145.3868
Lancaster | Holland | 2034 | 0 | 0 | 0 | 0 | 0 | [7 empty] | Lancaster | Holland | 2034 | 0 | 0 | 148.2945 | 0 | 148.2945
Lancaster | Holland | 2035 | 0 | 0 | 0 | 0 | 0 | [7 empty] | Lancaster | Holland | 2035 | 0 | 0 | 151.2604 | 0 | 151.2604 | 79.0418
[7 empty] | 0 | [14 empty] | 0
Lancaster | South Park | 2026 | 0 | 0 | 0 | 0 | 0 | [7 empty] | Lancaster | South Park | 2026 | 0 | 0 | 0 | 0 | 0
Lancaster | South Park | 2027 | 0 | 0 | 0 | 0 | 0 | [7 empty] | Lancaster | South Park | 2027 | 0 | 0 | 0 | 0 | 0
Lancaster | South Park | 2028 | 0 | 0 | 0 | 0 | 0 | [7 empty] | Lancaster | South Park | 2028 | 0 | 0 | 0 | 0 | 0
Lancaster | South Park | 2029 | 0 | 0 | 0 | 0 | 0 | [7 empty] | Lancaster | South Park | 2029 | 0 | 0 | 0 | 0 | 0
Lancaster | South Park | 2030 | 0 | 0 | 0 | 0 | 0 | [7 empty] | Lancaster | South Park | 2030 | 0 | 0 | 0 | 0 | 0
Lancaster | South Park | 2031 | 0 | 0 | 0 | 0 | 0 | [7 empty] | Lancaster | South Park | 2031 | 0 | 0 | 0 | 0 | 0
Lancaster | South Park | 2032 | 0 | 0 | 0 | 0 | 0 | [7 empty] | Lancaster | South Park | 2032 | 0 | 0 | 0 | 0 | 0
Lancaster | South Park | 2033 | 0 | 0 | 0 | 0 | 0 | [7 empty] | Lancaster | South Park | 2033 | 0 | 0 | 0 | 0 | 0
Lancaster | South Park | 2034 | 60.0221 | 0 | 0 | 0 | 34.9988 | [7 empty] | Lancaster | South Park | 2034 | 60.0221 | 0 | 0 | 0 | 60.0221
Lancaster | South Park | 2035 | 79.3636 | 0 | 0 | 0 | 43.2594 | [7 empty] | Lancaster | South Park | 2035 | 140.5861 | 0 | 0 | 0 | 140.5861 | 14.84
[7 empty] | 0 | [14 empty] | 0
Lancaster | Cobble Hill | 2026 | 0 | 0 | 0 | 0 | 0 | [7 empty] | Lancaster | Cobble Hill | 2026 | 0 | 0 | 0 | 0 | 0
Lancaster | Cobble Hill | 2027 | 0 | 0 | 0 | 0 | 0 | [7 empty] | Lancaster | Cobble Hill | 2027 | 0 | 0 | 0 | 0 | 0
Lancaster | Cobble Hill | 2028 | 0 | 0 | 0 | 0 | 0 | [7 empty] | Lancaster | Cobble Hill | 2028 | 0 | 0 | 0 | 0 | 0
Lancaster | Cobble Hill | 2029 | 0 | 0 | 0 | 0 | 0 | [7 empty] | Lancaster | Cobble Hill | 2029 | 0 | 0 | 0 | 0 | 0
Lancaster | Cobble Hill | 2030 | 0 | 0 | 0 | 0 | 0 | [7 empty] | Lancaster | Cobble Hill | 2030 | 0 | 0 | 0 | 0 | 0
Lancaster | Cobble Hill | 2031 | 54.563 | 0 | 0 | 0 | 38.9481 | [7 empty] | Lancaster | Cobble Hill | 2031 | 54.563 | 0 | 0 | 0 | 54.563
Lancaster | Cobble Hill | 2032 | 50.7783 | 0 | 0 | 0 | 33.8832 | [7 empty] | Lancaster | Cobble Hill | 2032 | 106.4325 | 0 | 0 | 0 | 106.4325
Lancaster | Cobble Hill | 2033 | 47.4674 | 0 | 0 | 0 | 29.6087 | [7 empty] | Lancaster | Cobble Hill | 2033 | 156.0286 | 0 | 0 | 0 | 156.0286
Lancaster | Cobble Hill | 2034 | 0 | 0 | 0 | 0 | 0 | [7 empty] | Lancaster | Cobble Hill | 2034 | 159.1492 | 0 | 0 | 0 | 159.1492
Lancaster | Cobble Hill | 2035 | 0 | 0 | 0 | 0 | 0 | [7 empty] | Lancaster | Cobble Hill | 2035 | 162.3322 | 0 | 0 | 0 | 162.3322 | 51.6576
[7 empty] | 0 | [14 empty] | 0
Lancaster | Line 706 | 2026 | 0 | 0 | 0 | 0 | 0 | [7 empty] | Lancaster | Line 706 | 2026 | 0 | 0 | 0 | 0 | 0
Lancaster | Line 706 | 2027 | 0 | 0 | 0 | 0 | 0 | [7 empty] | Lancaster | Line 706 | 2027 | 0 | 0 | 0 | 0 | 0
Lancaster | Line 706 | 2028 | 0 | 0 | 0 | 0 | 0 | [7 empty] | Lancaster | Line 706 | 2028 | 0 | 0 | 0 | 0 | 0
Lancaster | Line 706 | 2029 | 0 | 0 | 0 | 0 | 0 | [7 empty] | Lancaster | Line 706 | 2029 | 0 | 0 | 0 | 0 | 0
Lancaster | Line 706 | 2030 | 0 | 0 | 0 | 0 | 0 | [7 empty] | Lancaster | Line 706 | 2030 | 0 | 0 | 0 | 0 | 0
Lancaster | Line 706 | 2031 | 0 | 0 | 0 | 0 | 0 | [7 empty] | Lancaster | Line 706 | 2031 | 0 | 0 | 0 | 0 | 0
Lancaster | Line 706 | 2032 | 0 | 39.4759 | 0 | 0 | 26.3413 | [7 empty] | Lancaster | Line 706 | 2032 | 0 | 39.4759 | 0 | 0 | 39.4759
Lancaster | Line 706 | 2033 | 0 | 36.902 | 0 | 0 | 23.0183 | [7 empty] | Lancaster | Line 706 | 2033 | 0 | 77.1673 | 0 | 0 | 77.1673
Lancaster | Line 706 | 2034 | 0 | 0 | 0 | 0 | 0 | [7 empty] | Lancaster | Line 706 | 2034 | 0 | 78.7107 | 0 | 0 | 78.7107
Lancaster | Line 706 | 2035 | 0 | 0 | 0 | 0 | 0 | [7 empty] | Lancaster | Line 706 | 2035 | 0 | 80.2849 | 0 | 0 | 80.2849 | 21.82
[7 empty] | 0 | [14 empty] | 0
Lancaster | Stolle Rd. | 2026 | 0 | 0 | 0 | 0 | 0 | [7 empty] | Lancaster | Stolle Rd. | 2026 | 0 | 0 | 0 | 0 | 0
Lancaster | Stolle Rd. | 2027 | 0 | 0 | 0 | 0 | 0 | [7 empty] | Lancaster | Stolle Rd. | 2027 | 0 | 0 | 0 | 0 | 0
Lancaster | Stolle Rd. | 2028 | 0 | 0 | 0 | 0 | 0 | [7 empty] | Lancaster | Stolle Rd. | 2028 | 0 | 0 | 0 | 0 | 0
Lancaster | Stolle Rd. | 2029 | 0 | 0 | 0 | 0 | 0 | [7 empty] | Lancaster | Stolle Rd. | 2029 | 0 | 0 | 0 | 0 | 0
Lancaster | Stolle Rd. | 2030 | 0 | 0 | 0 | 0 | 0 | [7 empty] | Lancaster | Stolle Rd. | 2030 | 0 | 0 | 0 | 0 | 0
Lancaster | Stolle Rd. | 2031 | 0 | 0 | 0 | 0 | 0 | [7 empty] | Lancaster | Stolle Rd. | 2031 | 0 | 0 | 0 | 0 | 0
Lancaster | Stolle Rd. | 2032 | 0 | 0 | 0 | 0 | 0 | [7 empty] | Lancaster | Stolle Rd. | 2032 | 0 | 0 | 0 | 0 | 0
Lancaster | Stolle Rd. | 2033 | 0 | 0 | 0 | 0 | 0 | [7 empty] | Lancaster | Stolle Rd. | 2033 | 0 | 0 | 0 | 0 | 0
Lancaster | Stolle Rd. | 2034 | 68.6872 | 0 | 0 | 0 | 40.0514 | [7 empty] | Lancaster | Stolle Rd. | 2034 | 68.6872 | 0 | 0 | 0 | 68.6872
Lancaster | Stolle Rd. | 2035 | 90.8209 | 0 | 0 | 0 | 49.5046 | [7 empty] | Lancaster | Stolle Rd. | 2035 | 160.8818 | 0 | 0 | 0 | 160.8818 | 16.9824
[7 empty] | 0 | [14 empty] | 0
Liberty | Ferndale | 2026 | 0 | 0 | 0 | 0 | 0 | [7 empty] | Liberty | Ferndale | 2026 | 0 | 0 | 0 | 0 | 0
Liberty | Ferndale | 2027 | 0 | 0 | 38.68 | 0 | 36.158 | [7 empty] | Liberty | Ferndale | 2027 | 0 | 0 | 38.68 | 0 | 38.68
Liberty | Ferndale | 2028 | 0 | 0 | 34.5742 | 18.7149 | 46.5665 | [7 empty] | Liberty | Ferndale | 2028 | 0 | 0 | 74.0278 | 18.7149 | 92.7427
Liberty | Ferndale | 2029 | 0 | 0 | 4.3392 | 0 | 3.5445 | [7 empty] | Liberty | Ferndale | 2029 | 0 | 0 | 79.8475 | 19.0891 | 98.9367
Liberty | Ferndale | 2030 | 0 | 0 | 0 | 0 | 0 | [7 empty] | Liberty | Ferndale | 2030 | 0 | 0 | 81.4445 | 19.4709 | 100.9154
Liberty | Ferndale | 2031 | 0 | 0 | 0 | 0 | 0 | [7 empty] | Liberty | Ferndale | 2031 | 0 | 0 | 83.0734 | 19.8604 | 102.9337
Liberty | Ferndale | 2032 | 0 | 0 | 0 | 0 | 0 | [7 empty] | Liberty | Ferndale | 2032 | 0 | 0 | 84.7348 | 20.2576 | 104.9924
Liberty | Ferndale | 2033 | 0 | 0 | 0 | 0 | 0 | [7 empty] | Liberty | Ferndale | 2033 | 0 | 0 | 86.4295 | 20.6627 | 107.0922
Liberty | Ferndale | 2034 | 0 | 0 | 0 | 0 | 0 | [7 empty] | Liberty | Ferndale | 2034 | 0 | 0 | 88.1581 | 21.076 | 109.2341
Liberty | Ferndale | 2035 | 0 | 0 | 0 | 0 | 0 | [7 empty] | Liberty | Ferndale | 2035 | 0 | 0 | 89.9213 | 21.4975 | 111.4188 | 81.0726
[7 empty] | 0 | [14 empty] | 0
Liberty | Maplewood | 2026 | 0 | 0 | 0 | 0 | 0 | [7 empty] | Liberty | Maplewood | 2026 | 0 | 0 | 0 | 0 | 0
Liberty | Maplewood | 2027 | 0 | 0 | 0 | 0 | 0 | [7 empty] | Liberty | Maplewood | 2027 | 0 | 0 | 0 | 0 | 0
Liberty | Maplewood | 2028 | 0 | 0 | 0 | 0 | 0 | [7 empty] | Liberty | Maplewood | 2028 | 0 | 0 | 0 | 0 | 0
Liberty | Maplewood | 2029 | 0 | 0 | 0 | 0 | 0 | [7 empty] | Liberty | Maplewood | 2029 | 0 | 0 | 0 | 0 | 0
Liberty | Maplewood | 2030 | 0 | 0 | 55.4992 | 0 | 42.3796 | [7 empty] | Liberty | Maplewood | 2030 | 0 | 0 | 55.4992 | 0 | 55.4992
Liberty | Maplewood | 2031 | 0 | 0 | 0 | 0 | 0 | [7 empty] | Liberty | Maplewood | 2031 | 0 | 0 | 56.6091 | 0 | 56.6091
Liberty | Maplewood | 2032 | 0 | 0 | 0 | 0 | 0 | [7 empty] | Liberty | Maplewood | 2032 | 0 | 0 | 57.7413 | 0 | 57.7413
Liberty | Maplewood | 2033 | 0 | 0 | 0 | 0 | 0 | [7 empty] | Liberty | Maplewood | 2033 | 0 | 0 | 58.8962 | 0 | 58.8962
Liberty | Maplewood | 2034 | 0 | 0 | 0 | 0 | 0 | [7 empty] | Liberty | Maplewood | 2034 | 0 | 0 | 60.0741 | 0 | 60.0741
Liberty | Maplewood | 2035 | 0 | 0 | 0 | 0 | 0 | [7 empty] | Liberty | Maplewood | 2035 | 0 | 0 | 61.2756 | 0 | 61.2756 | 30.1089
[7 empty] | 0 | [14 empty] | 0
Liberty | Hilldale | 2026 | 0 | 0 | 0 | 0 | 0 | [7 empty] | Liberty | Hilldale | 2026 | 0 | 0 | 0 | 0 | 0
Liberty | Hilldale | 2027 | 0 | 0 | 0 | 0 | 0 | [7 empty] | Liberty | Hilldale | 2027 | 0 | 0 | 0 | 0 | 0
Liberty | Hilldale | 2028 | 0 | 0 | 0 | 0 | 0 | [7 empty] | Liberty | Hilldale | 2028 | 0 | 0 | 0 | 0 | 0
Liberty | Hilldale | 2029 | 0 | 0 | 4.7067 | 0 | 3.8447 | [7 empty] | Liberty | Hilldale | 2029 | 0 | 0 | 4.7067 | 0 | 4.7067
Liberty | Hilldale | 2030 | 0 | 0 | 23.4754 | 0 | 17.926 | [7 empty] | Liberty | Hilldale | 2030 | 0 | 0 | 28.2762 | 0 | 28.2762
Liberty | Hilldale | 2031 | 0 | 0 | 44.5932 | 0 | 31.8315 | [7 empty] | Liberty | Hilldale | 2031 | 0 | 0 | 73.435 | 0 | 73.435
Liberty | Hilldale | 2032 | 0 | 113.6224 | 41.6912 | 0 | 103.6372 | [7 empty] | Liberty | Hilldale | 2032 | 0 | 113.6224 | 116.5949 | 0 | 230.2173
Liberty | Hilldale | 2033 | 0 | 106.214 | 14.1149 | 0 | 75.0575 | [7 empty] | Liberty | Hilldale | 2033 | 0 | 222.1088 | 133.0417 | 0 | 355.1505
Liberty | Hilldale | 2034 | 0 | 0 | 0 | 0 | 0 | [7 empty] | Liberty | Hilldale | 2034 | 0 | 226.551 | 135.7025 | 0 | 362.2535
Liberty | Hilldale | 2035 | 0 | 0 | 0 | 0 | 0 | [7 empty] | Liberty | Hilldale | 2035 | 0 | 231.082 | 138.4166 | 0 | 369.4986 | 115.0788
[7 empty] | 0 | [14 empty] | 0
Liberty | Neversink | 2026 | 0 | 0 | 0 | 0 | 0 | [7 empty] | Liberty | Neversink | 2026 | 0 | 0 | 0 | 0 | 0
Liberty | Neversink | 2027 | 0 | 0 | 0 | 0 | 0 | [7 empty] | Liberty | Neversink | 2027 | 0 | 0 | 0 | 0 | 0
Liberty | Neversink | 2028 | 0 | 0 | 0 | 0 | 0 | [7 empty] | Liberty | Neversink | 2028 | 0 | 0 | 0 | 0 | 0
Liberty | Neversink | 2029 | 0 | 0 | 4.0007 | 0 | 3.268 | [7 empty] | Liberty | Neversink | 2029 | 0 | 0 | 4.0007 | 0 | 4.0007
Liberty | Neversink | 2030 | 0 | 0 | 19.9541 | 0 | 15.2371 | [7 empty] | Liberty | Neversink | 2030 | 0 | 0 | 24.0348 | 0 | 24.0348
Liberty | Neversink | 2031 | 0 | 0 | 37.9043 | 0 | 27.0568 | [7 empty] | Liberty | Neversink | 2031 | 0 | 0 | 62.4198 | 0 | 62.4198
Liberty | Neversink | 2032 | 0 | 0 | 35.4375 | 0 | 23.6466 | [7 empty] | Liberty | Neversink | 2032 | 0 | 0 | 99.1056 | 0 | 99.1056
Liberty | Neversink | 2033 | 0 | 0 | 11.9977 | 29.0293 | 25.5914 | [7 empty] | Liberty | Neversink | 2033 | 0 | 0 | 113.0854 | 29.0293 | 142.1148
Liberty | Neversink | 2034 | 0 | 0 | 0 | 0 | 0 | [7 empty] | Liberty | Neversink | 2034 | 0 | 0 | 115.3471 | 29.6099 | 144.957
Liberty | Neversink | 2035 | 0 | 0 | 0 | 0 | 0 | [7 empty] | Liberty | Neversink | 2035 | 0 | 0 | 117.6541 | 30.2021 | 147.8562 | 51.3247
[7 empty] | 0 | [14 empty] | 0
Liberty | Concord | 2026 | 0 | 0 | 0 | 0 | 0 | [7 empty] | Liberty | Concord | 2026 | 0 | 0 | 0 | 0 | 0
Liberty | Concord | 2027 | 0 | 0 | 0 | 0 | 0 | [7 empty] | Liberty | Concord | 2027 | 0 | 0 | 0 | 0 | 0
Liberty | Concord | 2028 | 0 | 0 | 0 | 0 | 0 | [7 empty] | Liberty | Concord | 2028 | 0 | 0 | 0 | 0 | 0
Liberty | Concord | 2029 | 0 | 0 | 4.2797 | 0 | 3.496 | [7 empty] | Liberty | Concord | 2029 | 0 | 0 | 4.2797 | 0 | 4.2797
Liberty | Concord | 2030 | 0 | 0 | 21.3459 | 0 | 16.2999 | [7 empty] | Liberty | Concord | 2030 | 0 | 0 | 25.7112 | 0 | 25.7112
Liberty | Concord | 2031 | 0 | 0 | 40.5481 | 0 | 28.944 | [7 empty] | Liberty | Concord | 2031 | 0 | 0 | 66.7735 | 0 | 66.7735
Liberty | Concord | 2032 | 0 | 0 | 37.9093 | 0 | 25.296 | [7 empty] | Liberty | Concord | 2032 | 0 | 0 | 106.0183 | 0 | 106.0183
Liberty | Concord | 2033 | 0 | 0 | 12.8345 | 0 | 8.0058 | [7 empty] | Liberty | Concord | 2033 | 0 | 0 | 120.9731 | 0 | 120.9731
Liberty | Concord | 2034 | 0 | 0 | 0 | 27.2258 | 15.8753 | [7 empty] | Liberty | Concord | 2034 | 0 | 0 | 123.3926 | 27.2258 | 150.6184
Liberty | Concord | 2035 | 0 | 0 | 0 | 0 | 0 | [7 empty] | Liberty | Concord | 2035 | 0 | 0 | 125.8605 | 27.7703 | 153.6308 | 51.6557
[7 empty] | 0 | [14 empty] | 0
Liberty | West Woodbourne | 2026 | 0 | 0 | 0 | 0 | 0 | [7 empty] | Liberty | West Woodbourne | 2026 | 0 | 0 | 0 | 0 | 0
Liberty | West Woodbourne | 2027 | 0 | 0 | 0 | 0 | 0 | [7 empty] | Liberty | West Woodbourne | 2027 | 0 | 0 | 0 | 0 | 0
Liberty | West Woodbourne | 2028 | 0 | 0 | 0 | 0 | 0 | [7 empty] | Liberty | West Woodbourne | 2028 | 0 | 0 | 0 | 0 | 0
Liberty | West Woodbourne | 2029 | 0 | 0 | 0 | 0 | 0 | [7 empty] | Liberty | West Woodbourne | 2029 | 0 | 0 | 0 | 0 | 0
Liberty | West Woodbourne | 2030 | 0 | 0 | 0 | 0 | 0 | [7 empty] | Liberty | West Woodbourne | 2030 | 0 | 0 | 0 | 0 | 0
Liberty | West Woodbourne | 2031 | 0 | 0 | 0 | 0 | 0 | [7 empty] | Liberty | West Woodbourne | 2031 | 0 | 0 | 0 | 0 | 0
Liberty | West Woodbourne | 2032 | 52.323 | 0 | 0 | 0 | 34.9139 | [7 empty] | Liberty | West Woodbourne | 2032 | 52.323 | 0 | 0 | 0 | 52.323
Liberty | West Woodbourne | 2033 | 48.9114 | 0 | 0 | 0 | 30.5094 | [7 empty] | Liberty | West Woodbourne | 2033 | 102.2808 | 0 | 0 | 0 | 102.2808
Liberty | West Woodbourne | 2034 | 80.977 | 0 | 0 | 0 | 47.2176 | [7 empty] | Liberty | West Woodbourne | 2034 | 185.3035 | 0 | 0 | 0 | 185.3035
Liberty | West Woodbourne | 2035 | 0 | 0 | 0 | 0 | 0 | [7 empty] | Liberty | West Woodbourne | 2035 | 189.0095 | 0 | 0 | 0 | 189.0095 | 41.1834
[7 empty] | 0 | [14 empty] | 0
Liberty | Mountaindale-bank | 2026 | 0 | 0 | 0 | 0 | 0 | [7 empty] | Liberty | Mountaindale-bank | 2026 | 0 | 0 | 0 | 0 | 0
Liberty | Mountaindale-bank | 2027 | 0 | 0 | 0 | 0 | 0 | [7 empty] | Liberty | Mountaindale-bank | 2027 | 0 | 0 | 0 | 0 | 0
Liberty | Mountaindale-bank | 2028 | 0 | 0 | 4.3308 | 0 | 3.7844 | [7 empty] | Liberty | Mountaindale-bank | 2028 | 0 | 0 | 4.3308 | 0 | 4.3308
Liberty | Mountaindale-bank | 2029 | 0 | 0 | 0 | 0 | 0 | [7 empty] | Liberty | Mountaindale-bank | 2029 | 0 | 0 | 4.4174 | 0 | 4.4174
Liberty | Mountaindale-bank | 2030 | 0 | 0 | 0 | 0 | 0 | [7 empty] | Liberty | Mountaindale-bank | 2030 | 0 | 0 | 4.5057 | 0 | 4.5057
Liberty | Mountaindale-bank | 2031 | 0 | 0 | 0 | 0 | 0 | [7 empty] | Liberty | Mountaindale-bank | 2031 | 0 | 0 | 4.5958 | 0 | 4.5958
Liberty | Mountaindale-bank | 2032 | 0 | 0 | 0 | 0 | 0 | [7 empty] | Liberty | Mountaindale-bank | 2032 | 0 | 0 | 4.6877 | 0 | 4.6877
Liberty | Mountaindale-bank | 2033 | 0 | 0 | 0 | 0 | 0 | [7 empty] | Liberty | Mountaindale-bank | 2033 | 0 | 0 | 4.7815 | 0 | 4.7815
Liberty | Mountaindale-bank | 2034 | 0 | 0 | 92.3262 | 0 | 53.8352 | [7 empty] | Liberty | Mountaindale-bank | 2034 | 0 | 0 | 97.2033 | 0 | 97.2033
Liberty | Mountaindale-bank | 2035 | 0 | 0 | 0 | 0 | 0 | [7 empty] | Liberty | Mountaindale-bank | 2035 | 0 | 0 | 99.1474 | 0 | 99.1474 | 17.4081
[7 empty] | 0 | [14 empty] | 0
Liberty | Old Falls | 2026 | 0 | 0 | 0 | 0 | 0 | [7 empty] | Liberty | Old Falls | 2026 | 0 | 0 | 0 | 0 | 0
Liberty | Old Falls | 2027 | 0 | 0 | 0 | 0 | 0 | [7 empty] | Liberty | Old Falls | 2027 | 0 | 0 | 0 | 0 | 0
Liberty | Old Falls | 2028 | 0 | 0 | 0 | 0 | 0 | [7 empty] | Liberty | Old Falls | 2028 | 0 | 0 | 0 | 0 | 0
Liberty | Old Falls | 2029 | 0 | 0 | 0 | 0 | 0 | [7 empty] | Liberty | Old Falls | 2029 | 0 | 0 | 0 | 0 | 0
Liberty | Old Falls | 2030 | 71.7436 | 0 | 0 | 0 | 54.784 | [7 empty] | Liberty | Old Falls | 2030 | 71.7436 | 0 | 0 | 0 | 71.7436
Liberty | Old Falls | 2031 | 0 | 0 | 0 | 0 | 0 | [7 empty] | Liberty | Old Falls | 2031 | 73.1785 | 0 | 0 | 0 | 73.1785
Liberty | Old Falls | 2032 | 0 | 0 | 0 | 0 | 0 | [7 empty] | Liberty | Old Falls | 2032 | 74.642 | 0 | 0 | 0 | 74.642
Liberty | Old Falls | 2033 | 0 | 0 | 0 | 0 | 0 | [7 empty] | Liberty | Old Falls | 2033 | 76.1349 | 0 | 0 | 0 | 76.1349
Liberty | Old Falls | 2034 | 0 | 0 | 0 | 0 | 0 | [7 empty] | Liberty | Old Falls | 2034 | 77.6576 | 0 | 0 | 0 | 77.6576
Liberty | Old Falls | 2035 | 0 | 0 | 0 | 0 | 0 | [7 empty] | Liberty | Old Falls | 2035 | 79.2107 | 0 | 0 | 0 | 79.2107 | 38.9217
[7 empty] | 0 | [14 empty] | 0
Liberty | White Lake | 2026 | 0 | 0 | 0 | 0 | 0 | [7 empty] | Liberty | White Lake | 2026 | 0 | 0 | 0 | 0 | 0
Liberty | White Lake | 2027 | 0 | 0 | 0 | 0 | 0 | [7 empty] | Liberty | White Lake | 2027 | 0 | 0 | 0 | 0 | 0
Liberty | White Lake | 2028 | 0 | 0 | 0 | 0 | 0 | [7 empty] | Liberty | White Lake | 2028 | 0 | 0 | 0 | 0 | 0
Liberty | White Lake | 2029 | 0 | 0 | 0 | 0 | 0 | [7 empty] | Liberty | White Lake | 2029 | 0 | 0 | 0 | 0 | 0
Liberty | White Lake | 2030 | 42.9463 | 0 | 0 | 0 | 32.7942 | [7 empty] | Liberty | White Lake | 2030 | 42.9463 | 0 | 0 | 0 | 42.9463
Liberty | White Lake | 2031 | 0 | 0 | 0 | 0 | 0 | [7 empty] | Liberty | White Lake | 2031 | 43.8052 | 0 | 0 | 0 | 43.8052
Liberty | White Lake | 2032 | 0 | 0 | 0 | 0 | 0 | [7 empty] | Liberty | White Lake | 2032 | 44.6813 | 0 | 0 | 0 | 44.6813
Liberty | White Lake | 2033 | 0 | 0 | 0 | 0 | 0 | [7 empty] | Liberty | White Lake | 2033 | 45.575 | 0 | 0 | 0 | 45.575
Liberty | White Lake | 2034 | 0 | 0 | 0 | 0 | 0 | [7 empty] | Liberty | White Lake | 2034 | 46.4865 | 0 | 0 | 0 | 46.4865
Liberty | White Lake | 2035 | 0 | 0 | 0 | 0 | 0 | [7 empty] | Liberty | White Lake | 2035 | 47.4162 | 0 | 0 | 0 | 47.4162 | 23.2989
[7 empty] | 0 | [14 empty] | 0
Lockport | Transit | 2026 | 0 | 0 | 0 | 0 | 0 | [7 empty] | Lockport | Transit | 2026 | 0 | 0 | 0 | 0 | 0
Lockport | Transit | 2027 | 0 | 0 | 0 | 0 | 0 | [7 empty] | Lockport | Transit | 2027 | 0 | 0 | 0 | 0 | 0
Lockport | Transit | 2028 | 0 | 0 | 0 | 0 | 0 | [7 empty] | Lockport | Transit | 2028 | 0 | 0 | 0 | 0 | 0
Lockport | Transit | 2029 | 0 | 0 | 0 | 0 | 0 | [7 empty] | Lockport | Transit | 2029 | 0 | 0 | 0 | 0 | 0
Lockport | Transit | 2030 | 0 | 0 | 0 | 124.8526 | 95.3385 | [7 empty] | Lockport | Transit | 2030 | 0 | 0 | 0 | 124.8526 | 124.8526
Lockport | Transit | 2031 | 0 | 0 | 0 | 0 | 0 | [7 empty] | Lockport | Transit | 2031 | 0 | 0 | 0 | 127.3496 | 127.3496
Lockport | Transit | 2032 | 0 | 0 | 0 | 0 | 0 | [7 empty] | Lockport | Transit | 2032 | 0 | 0 | 0 | 129.8966 | 129.8966
Lockport | Transit | 2033 | 0 | 0 | 0 | 0 | 0 | [7 empty] | Lockport | Transit | 2033 | 0 | 0 | 0 | 132.4946 | 132.4946
Lockport | Transit | 2034 | 0 | 0 | 0 | 0 | 0 | [7 empty] | Lockport | Transit | 2034 | 0 | 0 | 0 | 135.1445 | 135.1445
Lockport | Transit | 2035 | 0 | 0 | 0 | 0 | 0 | [7 empty] | Lockport | Transit | 2035 | 0 | 0 | 0 | 137.8473 | 137.8473 | 67.734
[7 empty] | 0 | [14 empty] | 0
Mechanicville | Snows Corner Tap | 2026 | 0 | 0 | 0 | 0 | 0 | [7 empty] | Mechanicville | Snows Corner Tap | 2026 | 0 | 0 | 0 | 0 | 0
Mechanicville | Snows Corner Tap | 2027 | 0 | 0 | 0 | 0 | 0 | [7 empty] | Mechanicville | Snows Corner Tap | 2027 | 0 | 0 | 0 | 0 | 0
Mechanicville | Snows Corner Tap | 2028 | 0 | 0 | 0 | 0 | 0 | [7 empty] | Mechanicville | Snows Corner Tap | 2028 | 0 | 0 | 0 | 0 | 0
Mechanicville | Snows Corner Tap | 2029 | 0 | 0 | 0 | 0 | 0 | [7 empty] | Mechanicville | Snows Corner Tap | 2029 | 0 | 0 | 0 | 0 | 0
Mechanicville | Snows Corner Tap | 2030 | 0 | 0 | 0 | 32.8976 | 25.1209 | [7 empty] | Mechanicville | Snows Corner Tap | 2030 | 0 | 0 | 0 | 32.8976 | 32.8976
Mechanicville | Snows Corner Tap | 2031 | 0 | 0 | 0 | 0 | 0 | [7 empty] | Mechanicville | Snows Corner Tap | 2031 | 0 | 0 | 0 | 33.5556 | 33.5556
Mechanicville | Snows Corner Tap | 2032 | 0 | 0 | 0 | 0 | 0 | [7 empty] | Mechanicville | Snows Corner Tap | 2032 | 0 | 0 | 0 | 34.2267 | 34.2267
Mechanicville | Snows Corner Tap | 2033 | 0 | 0 | 0 | 0 | 0 | [7 empty] | Mechanicville | Snows Corner Tap | 2033 | 0 | 0 | 0 | 34.9112 | 34.9112
Mechanicville | Snows Corner Tap | 2034 | 0 | 0 | 0 | 0 | 0 | [7 empty] | Mechanicville | Snows Corner Tap | 2034 | 0 | 0 | 0 | 35.6094 | 35.6094
Mechanicville | Snows Corner Tap | 2035 | 0 | 0 | 0 | 0 | 0 | [7 empty] | Mechanicville | Snows Corner Tap | 2035 | 0 | 0 | 0 | 36.3216 | 36.3216 | 17.8473
[7 empty] | 0 | [14 empty] | 0
Mechanicville | Kline Kill | 2026 | 0 | 0 | 0 | 0 | 0 | [7 empty] | Mechanicville | Kline Kill | 2026 | 0 | 0 | 0 | 0 | 0
Mechanicville | Kline Kill | 2027 | 0 | 0 | 0 | 0 | 0 | [7 empty] | Mechanicville | Kline Kill | 2027 | 0 | 0 | 0 | 0 | 0
Mechanicville | Kline Kill | 2028 | 0 | 0 | 0 | 0 | 0 | [7 empty] | Mechanicville | Kline Kill | 2028 | 0 | 0 | 0 | 0 | 0
Mechanicville | Kline Kill | 2029 | 0 | 0 | 0 | 0 | 0 | [7 empty] | Mechanicville | Kline Kill | 2029 | 0 | 0 | 0 | 0 | 0
Mechanicville | Kline Kill | 2030 | 0 | 0 | 0 | 0 | 0 | [7 empty] | Mechanicville | Kline Kill | 2030 | 0 | 0 | 0 | 0 | 0
Mechanicville | Kline Kill | 2031 | 0 | 0 | 0 | 0 | 0 | [7 empty] | Mechanicville | Kline Kill | 2031 | 0 | 0 | 0 | 0 | 0
Mechanicville | Kline Kill | 2032 | 0 | 0 | 0 | 0 | 0 | [7 empty] | Mechanicville | Kline Kill | 2032 | 0 | 0 | 0 | 0 | 0
Mechanicville | Kline Kill | 2033 | 0 | 0 | 0 | 0 | 0 | [7 empty] | Mechanicville | Kline Kill | 2033 | 0 | 0 | 0 | 0 | 0
Mechanicville | Kline Kill | 2034 | 0 | 133.1332 | 51.2864 | 0 | 107.5347 | [7 empty] | Mechanicville | Kline Kill | 2034 | 0 | 133.1332 | 51.2864 | 0 | 184.4196
Mechanicville | Kline Kill | 2035 | 0 | 176.0339 | 67.8129 | 0 | 132.9158 | [7 empty] | Mechanicville | Kline Kill | 2035 | 0 | 311.8297 | 120.1251 | 0 | 431.9549 | 45.5965
[7 empty] | 0 | [14 empty] | 0
Mechanicville | Stephentown | 2026 | 0 | 0 | 0 | 0 | 0 | [7 empty] | Mechanicville | Stephentown | 2026 | 0 | 0 | 0 | 0 | 0
Mechanicville | Stephentown | 2027 | 0 | 0 | 0 | 0 | 0 | [7 empty] | Mechanicville | Stephentown | 2027 | 0 | 0 | 0 | 0 | 0
Mechanicville | Stephentown | 2028 | 0 | 0 | 0 | 0 | 0 | [7 empty] | Mechanicville | Stephentown | 2028 | 0 | 0 | 0 | 0 | 0
Mechanicville | Stephentown | 2029 | 0 | 0 | 0 | 0 | 0 | [7 empty] | Mechanicville | Stephentown | 2029 | 0 | 0 | 0 | 0 | 0
Mechanicville | Stephentown | 2030 | 0 | 0 | 0 | 0 | 0 | [7 empty] | Mechanicville | Stephentown | 2030 | 0 | 0 | 0 | 0 | 0
Mechanicville | Stephentown | 2031 | 0 | 0 | 0 | 0 | 0 | [7 empty] | Mechanicville | Stephentown | 2031 | 0 | 0 | 0 | 0 | 0
Mechanicville | Stephentown | 2032 | 0 | 0 | 0 | 0 | 0 | [7 empty] | Mechanicville | Stephentown | 2032 | 0 | 0 | 0 | 0 | 0
Mechanicville | Stephentown | 2033 | 0 | 0 | 0 | 0 | 0 | [7 empty] | Mechanicville | Stephentown | 2033 | 0 | 0 | 0 | 0 | 0
Mechanicville | Stephentown | 2034 | 139.8721 | 0 | 0 | 0 | 81.5592 | [7 empty] | Mechanicville | Stephentown | 2034 | 139.8721 | 0 | 0 | 0 | 139.8721
Mechanicville | Stephentown | 2035 | 184.9444 | 0 | 0 | 0 | 100.8093 | [7 empty] | Mechanicville | Stephentown | 2035 | 327.6139 | 0 | 0 | 0 | 327.6139 | 34.5824
[7 empty] | 0 | [14 empty] | 0
Mechanicville | Falls Park | 2026 | 0 | 0 | 0 | 0 | 0 | [7 empty] | Mechanicville | Falls Park | 2026 | 0 | 0 | 0 | 0 | 0
Mechanicville | Falls Park | 2027 | 0 | 0 | 0 | 0 | 0 | [7 empty] | Mechanicville | Falls Park | 2027 | 0 | 0 | 0 | 0 | 0
Mechanicville | Falls Park | 2028 | 0 | 0 | 0 | 0 | 0 | [7 empty] | Mechanicville | Falls Park | 2028 | 0 | 0 | 0 | 0 | 0
Mechanicville | Falls Park | 2029 | 0 | 0 | 0 | 0 | 0 | [7 empty] | Mechanicville | Falls Park | 2029 | 0 | 0 | 0 | 0 | 0
Mechanicville | Falls Park | 2030 | 0 | 0 | 0 | 0 | 0 | [7 empty] | Mechanicville | Falls Park | 2030 | 0 | 0 | 0 | 0 | 0
Mechanicville | Falls Park | 2031 | 0 | 0 | 0 | 0 | 0 | [7 empty] | Mechanicville | Falls Park | 2031 | 0 | 0 | 0 | 0 | 0
Mechanicville | Falls Park | 2032 | 0 | 0 | 0 | 0 | 0 | [7 empty] | Mechanicville | Falls Park | 2032 | 0 | 0 | 0 | 0 | 0
Mechanicville | Falls Park | 2033 | 0 | 0 | 0 | 0 | 0 | [7 empty] | Mechanicville | Falls Park | 2033 | 0 | 0 | 0 | 0 | 0
Mechanicville | Falls Park | 2034 | 0 | 122.6226 | 0 | 0 | 71.501 | [7 empty] | Mechanicville | Falls Park | 2034 | 0 | 122.6226 | 0 | 0 | 122.6226
Mechanicville | Falls Park | 2035 | 0 | 162.1365 | 0 | 0 | 88.3772 | [7 empty] | Mechanicville | Falls Park | 2035 | 0 | 287.2116 | 0 | 0 | 287.2116 | 30.3176
[7 empty] | 0 | [14 empty] | 0
Oneonta | Jordanville | 2026 | 0 | 0 | 0 | 0 | 0 | [7 empty] | Oneonta | Jordanville | 2026 | 0 | 0 | 0 | 0 | 0
Oneonta | Jordanville | 2027 | 0 | 0 | 0 | 0 | 0 | [7 empty] | Oneonta | Jordanville | 2027 | 0 | 0 | 0 | 0 | 0
Oneonta | Jordanville | 2028 | 0 | 0 | 0 | 0 | 0 | [7 empty] | Oneonta | Jordanville | 2028 | 0 | 0 | 0 | 0 | 0
Oneonta | Jordanville | 2029 | 0 | 0 | 0 | 0 | 0 | [7 empty] | Oneonta | Jordanville | 2029 | 0 | 0 | 0 | 0 | 0
Oneonta | Jordanville | 2030 | 0 | 0 | 0 | 77.0744 | 58.8547 | [7 empty] | Oneonta | Jordanville | 2030 | 0 | 0 | 0 | 77.0744 | 77.0744
Oneonta | Jordanville | 2031 | 0 | 0 | 0 | 0 | 0 | [7 empty] | Oneonta | Jordanville | 2031 | 0 | 0 | 0 | 78.6159 | 78.6159
Oneonta | Jordanville | 2032 | 0 | 0 | 0 | 0 | 0 | [7 empty] | Oneonta | Jordanville | 2032 | 0 | 0 | 0 | 80.1882 | 80.1882
Oneonta | Jordanville | 2033 | 0 | 0 | 0 | 0 | 0 | [7 empty] | Oneonta | Jordanville | 2033 | 0 | 0 | 0 | 81.792 | 81.792
Oneonta | Jordanville | 2034 | 0 | 0 | 0 | 0 | 0 | [7 empty] | Oneonta | Jordanville | 2034 | 0 | 0 | 0 | 83.4278 | 83.4278
Oneonta | Jordanville | 2035 | 0 | 0 | 0 | 0 | 0 | [7 empty] | Oneonta | Jordanville | 2035 | 0 | 0 | 0 | 85.0964 | 85.0964 | 41.8138
[7 empty] | 0 | [14 empty] | 0
Oneonta | Richfield Springs | 2026 | 0 | 0 | 0 | 0 | 0 | [7 empty] | Oneonta | Richfield Springs | 2026 | 0 | 0 | 0 | 0 | 0
Oneonta | Richfield Springs | 2027 | 0 | 0 | 0 | 0 | 0 | [7 empty] | Oneonta | Richfield Springs | 2027 | 0 | 0 | 0 | 0 | 0
Oneonta | Richfield Springs | 2028 | 0 | 0 | 0 | 0 | 0 | [7 empty] | Oneonta | Richfield Springs | 2028 | 0 | 0 | 0 | 0 | 0
Oneonta | Richfield Springs | 2029 | 0 | 0 | 0 | 0 | 0 | [7 empty] | Oneonta | Richfield Springs | 2029 | 0 | 0 | 0 | 0 | 0
Oneonta | Richfield Springs | 2030 | 0 | 0 | 0 | 0 | 0 | [7 empty] | Oneonta | Richfield Springs | 2030 | 0 | 0 | 0 | 0 | 0
Oneonta | Richfield Springs | 2031 | 0 | 0 | 0 | 0 | 0 | [7 empty] | Oneonta | Richfield Springs | 2031 | 0 | 0 | 0 | 0 | 0
Oneonta | Richfield Springs | 2032 | 0 | 0 | 0 | 0 | 0 | [7 empty] | Oneonta | Richfield Springs | 2032 | 0 | 0 | 0 | 0 | 0
Oneonta | Richfield Springs | 2033 | 0 | 0 | 0 | 0 | 0 | [7 empty] | Oneonta | Richfield Springs | 2033 | 0 | 0 | 0 | 0 | 0
Oneonta | Richfield Springs | 2034 | 0 | 61.3113 | 0 | 0 | 35.7505 | [7 empty] | Oneonta | Richfield Springs | 2034 | 0 | 61.3113 | 0 | 0 | 61.3113
Oneonta | Richfield Springs | 2035 | 0 | 81.0683 | 0 | 0 | 44.1886 | [7 empty] | Oneonta | Richfield Springs | 2035 | 0 | 143.6058 | 0 | 0 | 143.6058 | 15.1588
[7 empty] | 0 | [14 empty] | 0
Oneonta | Grand Gorge | 2026 | 0 | 0 | 0 | 0 | 0 | [7 empty] | Oneonta | Grand Gorge | 2026 | 0 | 0 | 0 | 0 | 0
Oneonta | Grand Gorge | 2027 | 0 | 0 | 0 | 0 | 0 | [7 empty] | Oneonta | Grand Gorge | 2027 | 0 | 0 | 0 | 0 | 0
Oneonta | Grand Gorge | 2028 | 0 | 0 | 0 | 0 | 0 | [7 empty] | Oneonta | Grand Gorge | 2028 | 0 | 0 | 0 | 0 | 0
Oneonta | Grand Gorge | 2029 | 0 | 0 | 0 | 0 | 0 | [7 empty] | Oneonta | Grand Gorge | 2029 | 0 | 0 | 0 | 0 | 0
Oneonta | Grand Gorge | 2030 | 0 | 0 | 0 | 0 | 0 | [7 empty] | Oneonta | Grand Gorge | 2030 | 0 | 0 | 0 | 0 | 0
Oneonta | Grand Gorge | 2031 | 0 | 0 | 0 | 0 | 0 | [7 empty] | Oneonta | Grand Gorge | 2031 | 0 | 0 | 0 | 0 | 0
Oneonta | Grand Gorge | 2032 | 0 | 0 | 0 | 0 | 0 | [7 empty] | Oneonta | Grand Gorge | 2032 | 0 | 0 | 0 | 0 | 0
Oneonta | Grand Gorge | 2033 | 0 | 0 | 0 | 0 | 0 | [7 empty] | Oneonta | Grand Gorge | 2033 | 0 | 0 | 0 | 0 | 0
Oneonta | Grand Gorge | 2034 | 0 | 0 | 44.8569 | 0 | 26.156 | [7 empty] | Oneonta | Grand Gorge | 2034 | 0 | 0 | 44.8569 | 0 | 44.8569
Oneonta | Grand Gorge | 2035 | 0 | 0 | 59.3116 | 0 | 32.3295 | [7 empty] | Oneonta | Grand Gorge | 2035 | 0 | 0 | 105.0657 | 0 | 105.0657 | 11.0906
[7 empty] | 0 | [14 empty] | 0
Plattsburgh | Kent Falls | 2026 | 0 | 0 | 0 | 0 | 0 | [7 empty] | Plattsburgh | Kent Falls | 2026 | 0 | 0 | 0 | 0 | 0
Plattsburgh | Kent Falls | 2027 | 3.4323 | 0 | 0 | 0 | 3.2085 | [7 empty] | Plattsburgh | Kent Falls | 2027 | 3.4323 | 0 | 0 | 0 | 3.4323
Plattsburgh | Kent Falls | 2028 | 27.0372 | 0 | 0 | 0 | 23.6264 | [7 empty] | Plattsburgh | Kent Falls | 2028 | 30.5382 | 0 | 0 | 0 | 30.5382
Plattsburgh | Kent Falls | 2029 | 55.3107 | 0 | 0 | 0 | 45.1817 | [7 empty] | Plattsburgh | Kent Falls | 2029 | 86.4597 | 0 | 0 | 0 | 86.4597
Plattsburgh | Kent Falls | 2030 | 0 | 0 | 0 | 0 | 0 | [7 empty] | Plattsburgh | Kent Falls | 2030 | 88.1889 | 0 | 0 | 0 | 88.1889
Plattsburgh | Kent Falls | 2031 | 0 | 0 | 0 | 0 | 0 | [7 empty] | Plattsburgh | Kent Falls | 2031 | 89.9526 | 0 | 0 | 0 | 89.9526
Plattsburgh | Kent Falls | 2032 | 0 | 0 | 0 | 0 | 0 | [7 empty] | Plattsburgh | Kent Falls | 2032 | 91.7517 | 0 | 0 | 0 | 91.7517
Plattsburgh | Kent Falls | 2033 | 0 | 0 | 0 | 0 | 0 | [7 empty] | Plattsburgh | Kent Falls | 2033 | 93.5867 | 0 | 0 | 0 | 93.5867
Plattsburgh | Kent Falls | 2034 | 0 | 0 | 0 | 0 | 0 | [7 empty] | Plattsburgh | Kent Falls | 2034 | 95.4585 | 0 | 0 | 0 | 95.4585
Plattsburgh | Kent Falls | 2035 | 0 | 0 | 0 | 0 | 0 | [7 empty] | Plattsburgh | Kent Falls | 2035 | 97.3676 | 0 | 0 | 0 | 97.3676 | 61.2067
[7 empty] | 0 | [14 empty] | 0
Plattsburgh | Hyde | 2026 | 0 | 0 | 0 | 0 | 0 | [7 empty] | Plattsburgh | Hyde | 2026 | 0 | 0 | 0 | 0 | 0
Plattsburgh | Hyde | 2027 | 0 | 0 | 0 | 0 | 0 | [7 empty] | Plattsburgh | Hyde | 2027 | 0 | 0 | 0 | 0 | 0
Plattsburgh | Hyde | 2028 | 0 | 0 | 0 | 0 | 0 | [7 empty] | Plattsburgh | Hyde | 2028 | 0 | 0 | 0 | 0 | 0
Plattsburgh | Hyde | 2029 | 0 | 0 | 0 | 0 | 0 | [7 empty] | Plattsburgh | Hyde | 2029 | 0 | 0 | 0 | 0 | 0
Plattsburgh | Hyde | 2030 | 0 | 0 | 0 | 0 | 0 | [7 empty] | Plattsburgh | Hyde | 2030 | 0 | 0 | 0 | 0 | 0
Plattsburgh | Hyde | 2031 | 0 | 0 | 195.4798 | 0 | 139.5374 | [7 empty] | Plattsburgh | Hyde | 2031 | 0 | 0 | 195.4798 | 0 | 195.4798
Plattsburgh | Hyde | 2032 | 0 | 0 | 251.122 | 0 | 167.5679 | [7 empty] | Plattsburgh | Hyde | 2032 | 0 | 0 | 450.5114 | 0 | 450.5114
Plattsburgh | Hyde | 2033 | 0 | 0 | 0 | 0 | 0 | [7 empty] | Plattsburgh | Hyde | 2033 | 0 | 0 | 459.5216 | 0 | 459.5216
Plattsburgh | Hyde | 2034 | 0 | 0 | 0 | 0 | 0 | [7 empty] | Plattsburgh | Hyde | 2034 | 0 | 0 | 468.7121 | 0 | 468.7121
Plattsburgh | Hyde | 2035 | 0 | 0 | 0 | 0 | 0 | [7 empty] | Plattsburgh | Hyde | 2035 | 0 | 0 | 478.0863 | 0 | 478.0863 | 167.5965
[7 empty] | 0 | [14 empty] | 0
Plattsburgh | Ashley Rd | 2026 | 0 | 0 | 0 | 0 | 0 | [7 empty] | Plattsburgh | Ashley Rd | 2026 | 0 | 0 | 0 | 0 | 0
Plattsburgh | Ashley Rd | 2027 | 0 | 0 | 0 | 0 | 0 | [7 empty] | Plattsburgh | Ashley Rd | 2027 | 0 | 0 | 0 | 0 | 0
Plattsburgh | Ashley Rd | 2028 | 0 | 0 | 0 | 0 | 0 | [7 empty] | Plattsburgh | Ashley Rd | 2028 | 0 | 0 | 0 | 0 | 0
Plattsburgh | Ashley Rd | 2029 | 0 | 0 | 0 | 0 | 0 | [7 empty] | Plattsburgh | Ashley Rd | 2029 | 0 | 0 | 0 | 0 | 0
Plattsburgh | Ashley Rd | 2030 | 0 | 0 | 0 | 0 | 0 | [7 empty] | Plattsburgh | Ashley Rd | 2030 | 0 | 0 | 0 | 0 | 0
Plattsburgh | Ashley Rd | 2031 | 0 | 0 | 0 | 0 | 0 | [7 empty] | Plattsburgh | Ashley Rd | 2031 | 0 | 0 | 0 | 0 | 0
Plattsburgh | Ashley Rd | 2032 | 0 | 0 | 0 | 2.5988 | 1.7341 | [7 empty] | Plattsburgh | Ashley Rd | 2032 | 0 | 0 | 0 | 2.5988 | 2.5988
Plattsburgh | Ashley Rd | 2033 | 0 | 0 | 0 | 60.7342 | 37.8841 | [7 empty] | Plattsburgh | Ashley Rd | 2033 | 0 | 0 | 0 | 63.385 | 63.385
Plattsburgh | Ashley Rd | 2034 | 0 | 0 | 0 | 0 | 0 | [7 empty] | Plattsburgh | Ashley Rd | 2034 | 0 | 0 | 0 | 64.6527 | 64.6527
Plattsburgh | Ashley Rd | 2035 | 0 | 0 | 0 | 0 | 0 | [7 empty] | Plattsburgh | Ashley Rd | 2035 | 0 | 0 | 0 | 65.9458 | 65.9458 | 15.277
[7 empty] | 0 | [14 empty] | 0
Plattsburgh | Ashley Rd | 2026 | 0 | 0 | 0 | 0 | 0 | [7 empty] | Plattsburgh | Ashley Rd | 2026 | 0 | 0 | 0 | 0 | 0
Plattsburgh | Ashley Rd | 2027 | 0 | 0 | 0 | 0 | 0 | [7 empty] | Plattsburgh | Ashley Rd | 2027 | 0 | 0 | 0 | 0 | 0
Plattsburgh | Ashley Rd | 2028 | 0 | 0 | 0 | 0 | 0 | [7 empty] | Plattsburgh | Ashley Rd | 2028 | 0 | 0 | 0 | 0 | 0
Plattsburgh | Ashley Rd | 2029 | 0 | 10.1174 | 0 | 0 | 8.2646 | [7 empty] | Plattsburgh | Ashley Rd | 2029 | 0 | 10.1174 | 0 | 0 | 10.1174
Plattsburgh | Ashley Rd | 2030 | 0 | 32.8883 | 40.5788 | 0 | 56.1001 | [7 empty] | Plattsburgh | Ashley Rd | 2030 | 0 | 43.208 | 40.5788 | 0 | 83.7868
Plattsburgh | Ashley Rd | 2031 | 0 | 68.2048 | 65.2998 | 0 | 95.2982 | [7 empty] | Plattsburgh | Ashley Rd | 2031 | 0 | 112.277 | 106.6902 | 0 | 218.9671
Plattsburgh | Ashley Rd | 2032 | 0 | 87.6189 | 83.887 | 0 | 114.442 | [7 empty] | Plattsburgh | Ashley Rd | 2032 | 0 | 202.1414 | 192.711 | 0 | 394.8524
Plattsburgh | Ashley Rd | 2033 | 0 | 17.7612 | 17.0047 | 0 | 21.6859 | [7 empty] | Plattsburgh | Ashley Rd | 2033 | 0 | 223.9454 | 213.5699 | 0 | 437.5153
Plattsburgh | Ashley Rd | 2034 | 0 | 0 | 0 | 0 | 0 | [7 empty] | Plattsburgh | Ashley Rd | 2034 | 0 | 228.4243 | 217.8413 | 0 | 446.2656
Plattsburgh | Ashley Rd | 2035 | 0 | 0 | 0 | 0 | 0 | [7 empty] | Plattsburgh | Ashley Rd | 2035 | 0 | 232.9928 | 222.1981 | 0 | 455.1909 | 169.2683
[7 empty] | 0 | [14 empty] | 0
Plattsburgh | Peru | 2026 | 0 | 0 | 0 | 0 | 0 | [7 empty] | Plattsburgh | Peru | 2026 | 0 | 0 | 0 | 0 | 0
Plattsburgh | Peru | 2027 | 0 | 0 | 0 | 0 | 0 | [7 empty] | Plattsburgh | Peru | 2027 | 0 | 0 | 0 | 0 | 0
Plattsburgh | Peru | 2028 | 0 | 0 | 0 | 0 | 0 | [7 empty] | Plattsburgh | Peru | 2028 | 0 | 0 | 0 | 0 | 0
Plattsburgh | Peru | 2029 | 0 | 0 | 0 | 0 | 0 | [7 empty] | Plattsburgh | Peru | 2029 | 0 | 0 | 0 | 0 | 0
Plattsburgh | Peru | 2030 | 0 | 0 | 0 | 0 | 0 | [7 empty] | Plattsburgh | Peru | 2030 | 0 | 0 | 0 | 0 | 0
Plattsburgh | Peru | 2031 | 0 | 0 | 0 | 0 | 0 | [7 empty] | Plattsburgh | Peru | 2031 | 0 | 0 | 0 | 0 | 0
Plattsburgh | Peru | 2032 | 0 | 0 | 0 | 0 | 0 | [7 empty] | Plattsburgh | Peru | 2032 | 0 | 0 | 0 | 0 | 0
Plattsburgh | Peru | 2033 | 0 | 0 | 0 | 0 | 0 | [7 empty] | Plattsburgh | Peru | 2033 | 0 | 0 | 0 | 0 | 0
Plattsburgh | Peru | 2034 | 68.6872 | 0 | 0 | 0 | 40.0514 | [7 empty] | Plattsburgh | Peru | 2034 | 68.6872 | 0 | 0 | 0 | 68.6872
Plattsburgh | Peru | 2035 | 90.8209 | 0 | 0 | 0 | 49.5046 | [7 empty] | Plattsburgh | Peru | 2035 | 160.8818 | 0 | 0 | 0 | 160.8818 | 16.9824
[7 empty] | 0 | [14 empty] | 0
Plattsburgh | Sciota-Flatrock | 2026 | 0 | 0 | 0 | 0 | 0 | [7 empty] | Plattsburgh | Sciota-Flatrock | 2026 | 0 | 0 | 0 | 0 | 0
Plattsburgh | Sciota-Flatrock | 2027 | 0 | 0 | 0 | 0 | 0 | [7 empty] | Plattsburgh | Sciota-Flatrock | 2027 | 0 | 0 | 0 | 0 | 0
Plattsburgh | Sciota-Flatrock | 2028 | 0 | 0 | 0 | 0 | 0 | [7 empty] | Plattsburgh | Sciota-Flatrock | 2028 | 0 | 0 | 0 | 0 | 0
Plattsburgh | Sciota-Flatrock | 2029 | 0 | 0 | 0 | 0 | 0 | [7 empty] | Plattsburgh | Sciota-Flatrock | 2029 | 0 | 0 | 0 | 0 | 0
Plattsburgh | Sciota-Flatrock | 2030 | 0 | 0 | 0 | 0 | 0 | [7 empty] | Plattsburgh | Sciota-Flatrock | 2030 | 0 | 0 | 0 | 0 | 0
Plattsburgh | Sciota-Flatrock | 2031 | 0 | 0 | 0 | 0 | 0 | [7 empty] | Plattsburgh | Sciota-Flatrock | 2031 | 0 | 0 | 0 | 0 | 0
Plattsburgh | Sciota-Flatrock | 2032 | 0 | 0 | 0 | 0 | 0 | [7 empty] | Plattsburgh | Sciota-Flatrock | 2032 | 0 | 0 | 0 | 0 | 0
Plattsburgh | Sciota-Flatrock | 2033 | 0 | 0 | 0 | 0 | 0 | [7 empty] | Plattsburgh | Sciota-Flatrock | 2033 | 0 | 0 | 0 | 0 | 0
Plattsburgh | Sciota-Flatrock | 2034 | 68.6872 | 0 | 0 | 0 | 40.0514 | [7 empty] | Plattsburgh | Sciota-Flatrock | 2034 | 68.6872 | 0 | 0 | 0 | 68.6872
Plattsburgh | Sciota-Flatrock | 2035 | 90.8209 | 0 | 0 | 0 | 49.5046 | [7 empty] | Plattsburgh | Sciota-Flatrock | 2035 | 160.8818 | 0 | 0 | 0 | 160.8818 | 16.9824
[7 empty] | 0 | [14 empty] | 0
Plattsburgh | Hallock Hill | 2026 | 0 | 0 | 0 | 0 | 0 | [7 empty] | Plattsburgh | Hallock Hill | 2026 | 0 | 0 | 0 | 0 | 0
Plattsburgh | Hallock Hill | 2027 | 0 | 0 | 0 | 0 | 0 | [7 empty] | Plattsburgh | Hallock Hill | 2027 | 0 | 0 | 0 | 0 | 0
Plattsburgh | Hallock Hill | 2028 | 0 | 0 | 0 | 0 | 0 | [7 empty] | Plattsburgh | Hallock Hill | 2028 | 0 | 0 | 0 | 0 | 0
Plattsburgh | Hallock Hill | 2029 | 0 | 0 | 0 | 0 | 0 | [7 empty] | Plattsburgh | Hallock Hill | 2029 | 0 | 0 | 0 | 0 | 0
Plattsburgh | Hallock Hill | 2030 | 0 | 0 | 0 | 0 | 0 | [7 empty] | Plattsburgh | Hallock Hill | 2030 | 0 | 0 | 0 | 0 | 0
Plattsburgh | Hallock Hill | 2031 | 0 | 0 | 0 | 0 | 0 | [7 empty] | Plattsburgh | Hallock Hill | 2031 | 0 | 0 | 0 | 0 | 0
Plattsburgh | Hallock Hill | 2032 | 0 | 0 | 0 | 0 | 0 | [7 empty] | Plattsburgh | Hallock Hill | 2032 | 0 | 0 | 0 | 0 | 0
Plattsburgh | Hallock Hill | 2033 | 0 | 0 | 0 | 0 | 0 | [7 empty] | Plattsburgh | Hallock Hill | 2033 | 0 | 0 | 0 | 0 | 0
Plattsburgh | Hallock Hill | 2034 | 68.6872 | 0 | 0 | 0 | 40.0514 | [7 empty] | Plattsburgh | Hallock Hill | 2034 | 68.6872 | 0 | 0 | 0 | 68.6872
Plattsburgh | Hallock Hill | 2035 | 90.8209 | 0 | 0 | 0 | 49.5046 | [7 empty] | Plattsburgh | Hallock Hill | 2035 | 160.8818 | 0 | 0 | 0 | 160.8818 | 16.9824

## O&R
Source: tabs "CapEx Secondary," "CapEx Primary," "CapEx Substation," "CapEx Transmission" of the Orange and Rockland Workpaper
Revised Schedule 3
| 1 | 1.024 | 1.0455 | 1.0675 | 1.0899 | 1.1128 | 1.1361 | 1.16 | 1.1844 | 1.2092 | [9 empty] | Cumulative Dollars | [11 empty] | Cumulative Nominal Dollars
| 2025 | 2026 | 2027 | 2028 | 2029 | 2030 | 2031 | 2032 | 2033 | 2034 | [10 empty] | 100% | 102.4% | 104.6% | 106.7% | 109% | 111.3% | 113.6% | 116% | 118.4% | 120.9%
Aluf | 1.7052 | 1.7462 | 1.7828 | 1.8203 | 1.8585 | 1.8975 | 1.9374 | 1.9781 | 2.0196 | 2.062 | [9 empty] | Substation | 2025 | 2026 | 2027 | 2028 | 2029 | 2030 | 2031 | 2032 | 2033 | 2034 |  | Substation | 2025 | 2026 | 2027 | 2028 | 2029 | 2030 | 2031 | 2032 | 2033 | 2034
Blooming Grove | 1.7052 | 1.7462 | 1.7828 | 1.8203 | 1.8585 | 1.8975 | 1.9374 | 1.9781 | 2.0196 | 2.062 | [9 empty] | West Nyack | 130.137 | 166.186 | 166.186 | 166.186 | 166.186 | 166.186 | 166.186 | 166.186 | 166.186 | 166.186 |  | Aluf | 12.5659 | 12.5659 | 12.5659 | 12.5659 | 12.5659 | 12.5659 | 12.5659 | 12.5659 | 12.5659 | 12.5659
Bloomingburg (SubArea) | 1.7052 | 1.7462 | 1.7828 | 1.8203 | 1.8585 | 1.8975 | 1.9374 | 1.9781 | 2.0196 | 2.062 | [9 empty] | Oak St. | 0 | 6.2657 | 12.5313 | 25.0627 | 37.594 | 50.1253 | 206.7669 | 363.4085 | 363.4085 | 363.4085 |  | Blooming Grove | 135.3729 | 135.3729 | 194.7124 | 180.1361 | 180.1361 | 180.1361 | 180.1361 | 180.1361 | 180.1361 | 180.1361
Blue Hill | 1.7052 | 1.7462 | 1.7828 | 1.8203 | 1.8585 | 1.8975 | 1.9374 | 1.9781 | 2.0196 | 2.062 | [9 empty] | New Hempstead | 0 | 0 | 2.7996 | 5.5991 | 44.7928 | 83.9866 | 83.9866 | 83.9866 | 83.9866 | 83.9866 |  | Bloomingburg (SubArea) | 12.5659 | 12.5659 | 12.5659 | 12.5659 | 12.5659 | 12.5659 | 12.5659 | 12.5659 | 12.5659 | 12.5659
Blue Lake | 1.7052 | 1.7462 | 1.7828 | 1.8203 | 1.8585 | 1.8975 | 1.9374 | 1.9781 | 2.0196 | 2.062 | [9 empty] | Little Tor | 1.8487 | 2.6823 | 3.8571 | 69.6466 | 135.4361 | 135.4361 | 135.4361 | 135.4361 | 135.4361 | 135.4361 |  | Blue Hill | 12.5659 | 12.5659 | 12.5659 | 12.5659 | 12.5659 | 12.5659 | 12.5659 | 12.5659 | 12.5659 | 12.5659
Bullville (SubArea) | 1.7052 | 1.7462 | 1.7828 | 1.8203 | 1.8585 | 1.8975 | 1.9374 | 1.9781 | 2.0196 | 2.062 | [9 empty] | Viola Road | 776.9424 | 388.4712 | 388.4712 | 394.7368 | 401.0025 | 463.6591 | 588.9724 | 714.2857 | 776.9424 | 776.9424 |  | Blue Lake | 12.5659 | 12.5659 | 12.5659 | 12.5659 | 12.5659 | 12.5659 | 12.5659 | 12.5659 | 12.5659 | 12.5659
Burns | 1.7052 | 1.7462 | 1.7828 | 1.8203 | 1.8585 | 1.8975 | 1.9374 | 1.9781 | 2.0196 | 2.062 | [9 empty] | South Goshen | 24.0275 | 62.357 | 153.8902 | 405.6064 | 497.1396 | 497.1396 | 497.1396 | 497.1396 | 497.1396 | 497.1396 |  | Bullville (SubArea) | 12.5659 | 12.5659 | 12.5659 | 12.5659 | 771.2193 | 612.0375 | 612.0375 | 612.0375 | 612.0375 | 612.0375
Chester | 1.7052 | 1.7462 | 1.7828 | 1.8203 | 1.8585 | 1.8975 | 1.9374 | 1.9781 | 2.0196 | 2.062 | [9 empty] | Sloatsburg | 24.1984 | 120.9921 | 193.5874 | 217.7858 | 217.7858 | 217.7858 | 217.7858 | 217.7858 | 217.7858 | 217.7858 |  | Burns | 12.5659 | 12.5659 | 12.5659 | 12.5659 | 12.5659 | 12.5659 | 12.5659 | 12.5659 | 12.5659 | 12.5659
Chester 34.5KV | 1.7052 | 1.7462 | 1.7828 | 1.8203 | 1.8585 | 1.8975 | 1.9374 | 1.9781 | 2.0196 | 2.062 | [9 empty] | Blooming Grove | 122.807 | 122.807 | 182.1465 | 167.5703 | 167.5703 | 167.5703 | 167.5703 | 167.5703 | 167.5703 | 167.5703 |  | Chester | 12.5659 | 12.5659 | 12.5659 | 12.5659 | 12.5659 | 12.5659 | 12.5659 | 12.5659 | 12.5659 | 12.5659
Congers | 1.7052 | 1.7462 | 1.7828 | 1.8203 | 1.8585 | 1.8975 | 1.9374 | 1.9781 | 2.0196 | 2.062 | [9 empty] | Mongaup | 0 | 0 | 0 | 0 | 1033.6652 | 1033.6652 | 1033.6652 | 1033.6652 | 1033.6652 | 1033.6652 |  | Chester 34.5KV | 12.5659 | 12.5659 | 12.5659 | 12.5659 | 12.5659 | 12.5659 | 12.5659 | 12.5659 | 12.5659 | 12.5659
Corporate Drive | 1.7052 | 1.7462 | 1.7828 | 1.8203 | 1.8585 | 1.8975 | 1.9374 | 1.9781 | 2.0196 | 2.062 | [9 empty] | Otisville (SubArea) | 0 | 0 | 379.3267 | 379.3267 | 379.3267 | 379.3267 | 379.3267 | 379.3267 | 379.3267 | 379.3267 |  | Congers | 12.5659 | 12.5659 | 12.5659 | 12.5659 | 12.5659 | 12.5659 | 12.5659 | 12.5659 | 12.5659 | 12.5659
Cuddebackville | 1.7052 | 1.7462 | 1.7828 | 1.8203 | 1.8585 | 1.8975 | 1.9374 | 1.9781 | 2.0196 | 2.062 | [9 empty] | Bullville (SubArea) | 0 | 0 | 0 | 0 | 758.6534 | 599.4717 | 599.4717 | 599.4717 | 599.4717 | 599.4717 |  | Corporate Drive | 12.5659 | 12.5659 | 12.5659 | 368.1847 | 368.1847 | 368.1847 | 368.1847 | 368.1847 | 368.1847 | 368.1847
Dean (SubArea) | 1.7052 | 1.7462 | 1.7828 | 1.8203 | 1.8585 | 1.8975 | 1.9374 | 1.9781 | 2.0196 | 2.062 | [9 empty] | Corporate Drive | 0 | 0 | 0 | 355.6188 | 355.6188 | 355.6188 | 355.6188 | 355.6188 | 355.6188 | 355.6188 |  | Cuddebackville | 12.5659 | 12.5659 | 12.5659 | 12.5659 | 12.5659 | 12.5659 | 12.5659 | 12.5659 | 12.5659 | 12.5659
Deer Park | 1.7052 | 1.7462 | 1.7828 | 1.8203 | 1.8585 | 1.8975 | 1.9374 | 1.9781 | 2.0196 | 2.062 | [9 empty] | Dean (SubArea) | 0 | 160.0284 | 160.0284 | 160.0284 | 160.0284 | 160.0284 | 160.0284 | 160.0284 | 160.0284 | 160.0284 |  | Dean (SubArea) | 12.5659 | 172.5943 | 172.5943 | 172.5943 | 172.5943 | 172.5943 | 172.5943 | 172.5943 | 172.5943 | 172.5943
Deer Park 34.5KV | 1.7052 | 1.7462 | 1.7828 | 1.8203 | 1.8585 | 1.8975 | 1.9374 | 1.9781 | 2.0196 | 2.062 | [9 empty] | East Wallkill | 0 | 0 | 0 | 0 | 0 | 142.2475 | 142.2475 | 142.2475 | 142.2475 | 142.2475 |  | Deer Park | 12.5659 | 12.5659 | 12.5659 | 12.5659 | 12.5659 | 12.5659 | 12.5659 | 12.5659 | 12.5659 | 12.5659
East Wallkill | 1.7052 | 1.7462 | 1.7828 | 1.8203 | 1.8585 | 1.8975 | 1.9374 | 1.9781 | 2.0196 | 2.062 | [9 empty] | Port Jervis | 71.1238 | 71.1238 | 71.1238 | 71.1238 | 71.1238 | 71.1238 | 71.1238 | 71.1238 | 71.1238 | 71.1238 |  | Deer Park 34.5KV | 12.5659 | 12.5659 | 12.5659 | 12.5659 | 12.5659 | 12.5659 | 12.5659 | 12.5659 | 12.5659 | 12.5659
Grassy Point | 1.7052 | 1.7462 | 1.7828 | 1.8203 | 1.8585 | 1.8975 | 1.9374 | 1.9781 | 2.0196 | 2.062 | [9 empty] | Sterling Forest | 0 | 0 | 122.3329 | 190.5745 | 189.9359 | 189.9359 | 189.9359 | 189.9359 | 189.9359 | 189.9359 |  | East Wallkill | 12.5659 | 12.5659 | 12.5659 | 12.5659 | 12.5659 | 154.8134 | 154.8134 | 154.8134 | 154.8134 | 154.8134
Harriman | 1.7052 | 1.7462 | 1.7828 | 1.8203 | 1.8585 | 1.8975 | 1.9374 | 1.9781 | 2.0196 | 2.062 | [9 empty] | Stony Point | 0 | 142.2475 | 142.2475 | 142.2475 | 142.2475 | 142.2475 | 142.2475 | 142.2475 | 142.2475 | 142.2475 |  | Grassy Point | 12.5659 | 12.5659 | 12.5659 | 12.5659 | 12.5659 | 12.5659 | 12.5659 | 12.5659 | 12.5659 | 12.5659
Harriman-34.5KV | 1.7052 | 1.7462 | 1.7828 | 1.8203 | 1.8585 | 1.8975 | 1.9374 | 1.9781 | 2.0196 | 2.062 | [9 empty] | Summitville (SubArea) | 0 | 0 | 0 | 260.7871 | 260.7871 | 260.7871 | 260.7871 | 260.7871 | 260.7871 | 260.7871 |  | Harriman | 12.5659 | 12.5659 | 12.5659 | 12.5659 | 12.5659 | 12.5659 | 12.5659 | 12.5659 | 12.5659 | 12.5659
Hartley Road | 1.7052 | 1.7462 | 1.7828 | 1.8203 | 1.8585 | 1.8975 | 1.9374 | 1.9781 | 2.0196 | 2.062 | [9 empty] | Tallman | 0 | 0 | 184.9218 | 184.9218 | 184.9218 | 184.9218 | 184.9218 | 184.9218 | 184.9218 | 184.9218 |  | Harriman-34.5KV | 12.5659 | 12.5659 | 12.5659 | 12.5659 | 12.5659 | 12.5659 | 12.5659 | 12.5659 | 12.5659 | 12.5659
Highland Falls (SubArea) | 1.7052 | 1.7462 | 1.7828 | 1.8203 | 1.8585 | 1.8975 | 1.9374 | 1.9781 | 2.0196 | 2.062 | [9 empty] | Wurstboro (SubArea) | 812.4365 | 812.4365 | 812.4365 | 812.4365 | 812.4365 | 812.4365 | 812.4365 | 812.4365 | 812.4365 | 812.4365 |  | Hartley Road | 12.5659 | 12.5659 | 12.5659 | 12.5659 | 12.5659 | 12.5659 | 12.5659 | 12.5659 | 12.5659 | 12.5659
Hillburn | 1.7052 | 1.7462 | 1.7828 | 1.8203 | 1.8585 | 1.8975 | 1.9374 | 1.9781 | 2.0196 | 2.062 | [9 empty] | Aluf | 12.5659 | 12.5659 | 12.5659 | 12.5659 | 12.5659 | 12.5659 | 12.5659 | 12.5659 | 12.5659 | 12.5659 |  | Highland Falls (SubArea) | 12.5659 | 12.5659 | 12.5659 | 12.5659 | 12.5659 | 12.5659 | 12.5659 | 12.5659 | 12.5659 | 12.5659
Hunt | 1.7052 | 1.7462 | 1.7828 | 1.8203 | 1.8585 | 1.8975 | 1.9374 | 1.9781 | 2.0196 | 2.062 | [9 empty] | Blooming Grove | 12.5659 | 12.5659 | 12.5659 | 12.5659 | 12.5659 | 12.5659 | 12.5659 | 12.5659 | 12.5659 | 12.5659 |  | Hillburn | 12.5659 | 12.5659 | 12.5659 | 12.5659 | 12.5659 | 12.5659 | 12.5659 | 12.5659 | 12.5659 | 12.5659
Lake Road | 1.7052 | 1.7462 | 1.7828 | 1.8203 | 1.8585 | 1.8975 | 1.9374 | 1.9781 | 2.0196 | 2.062 | [9 empty] | Bloomingburg (SubArea) | 12.5659 | 12.5659 | 12.5659 | 12.5659 | 12.5659 | 12.5659 | 12.5659 | 12.5659 | 12.5659 | 12.5659 |  | Hunt | 12.5659 | 12.5659 | 12.5659 | 12.5659 | 12.5659 | 12.5659 | 12.5659 | 12.5659 | 12.5659 | 12.5659
Lederle | 1.7052 | 1.7462 | 1.7828 | 1.8203 | 1.8585 | 1.8975 | 1.9374 | 1.9781 | 2.0196 | 2.062 | [9 empty] | Blue Hill | 12.5659 | 12.5659 | 12.5659 | 12.5659 | 12.5659 | 12.5659 | 12.5659 | 12.5659 | 12.5659 | 12.5659 |  | Lake Road | 12.5659 | 12.5659 | 12.5659 | 12.5659 | 12.5659 | 12.5659 | 12.5659 | 12.5659 | 12.5659 | 12.5659
Little Tor | 1.7052 | 1.7462 | 1.7828 | 1.8203 | 1.8585 | 1.8975 | 1.9374 | 1.9781 | 2.0196 | 2.062 | [9 empty] | Blue Lake | 12.5659 | 12.5659 | 12.5659 | 12.5659 | 12.5659 | 12.5659 | 12.5659 | 12.5659 | 12.5659 | 12.5659 |  | Lederle | 12.5659 | 12.5659 | 12.5659 | 12.5659 | 12.5659 | 12.5659 | 12.5659 | 12.5659 | 12.5659 | 12.5659
Mongaup | 1.7052 | 1.7462 | 1.7828 | 1.8203 | 1.8585 | 1.8975 | 1.9374 | 1.9781 | 2.0196 | 2.062 | [9 empty] | Bullville (SubArea) | 12.5659 | 12.5659 | 12.5659 | 12.5659 | 12.5659 | 12.5659 | 12.5659 | 12.5659 | 12.5659 | 12.5659 |  | Little Tor | 14.4146 | 15.2482 | 16.423 | 82.2125 | 148.002 | 148.002 | 148.002 | 148.002 | 148.002 | 148.002
Monroe | 1.7052 | 1.7462 | 1.7828 | 1.8203 | 1.8585 | 1.8975 | 1.9374 | 1.9781 | 2.0196 | 2.062 | [9 empty] | Burns | 12.5659 | 12.5659 | 12.5659 | 12.5659 | 12.5659 | 12.5659 | 12.5659 | 12.5659 | 12.5659 | 12.5659 |  | Mongaup | 12.5659 | 12.5659 | 12.5659 | 12.5659 | 1046.2311 | 1046.2311 | 1046.2311 | 1046.2311 | 1046.2311 | 1046.2311
Monsey | 1.7052 | 1.7462 | 1.7828 | 1.8203 | 1.8585 | 1.8975 | 1.9374 | 1.9781 | 2.0196 | 2.062 | [9 empty] | Chester | 12.5659 | 12.5659 | 12.5659 | 12.5659 | 12.5659 | 12.5659 | 12.5659 | 12.5659 | 12.5659 | 12.5659 |  | Monroe | 12.5659 | 12.5659 | 12.5659 | 12.5659 | 12.5659 | 12.5659 | 12.5659 | 12.5659 | 12.5659 | 12.5659
Nanuet | 1.7052 | 1.7462 | 1.7828 | 1.8203 | 1.8585 | 1.8975 | 1.9374 | 1.9781 | 2.0196 | 2.062 | [9 empty] | Chester 34.5KV | 12.5659 | 12.5659 | 12.5659 | 12.5659 | 12.5659 | 12.5659 | 12.5659 | 12.5659 | 12.5659 | 12.5659 |  | Monsey | 12.5659 | 12.5659 | 12.5659 | 12.5659 | 12.5659 | 12.5659 | 12.5659 | 12.5659 | 12.5659 | 12.5659
New Hempstead | 1.7052 | 1.7462 | 1.7828 | 1.8203 | 1.8585 | 1.8975 | 1.9374 | 1.9781 | 2.0196 | 2.062 | [9 empty] | Congers | 12.5659 | 12.5659 | 12.5659 | 12.5659 | 12.5659 | 12.5659 | 12.5659 | 12.5659 | 12.5659 | 12.5659 |  | Nanuet | 12.5659 | 12.5659 | 12.5659 | 12.5659 | 12.5659 | 12.5659 | 12.5659 | 12.5659 | 12.5659 | 12.5659
Oak St. | 1.7052 | 1.7462 | 1.7828 | 1.8203 | 1.8585 | 1.8975 | 1.9374 | 1.9781 | 2.0196 | 2.062 | [9 empty] | Corporate Drive | 12.5659 | 12.5659 | 12.5659 | 12.5659 | 12.5659 | 12.5659 | 12.5659 | 12.5659 | 12.5659 | 12.5659 |  | New Hempstead | 12.5659 | 12.5659 | 15.3654 | 18.165 | 57.3587 | 96.5524 | 96.5524 | 96.5524 | 96.5524 | 96.5524
Orangeburg | 1.7052 | 1.7462 | 1.7828 | 1.8203 | 1.8585 | 1.8975 | 1.9374 | 1.9781 | 2.0196 | 2.062 | [9 empty] | Cuddebackville | 12.5659 | 12.5659 | 12.5659 | 12.5659 | 12.5659 | 12.5659 | 12.5659 | 12.5659 | 12.5659 | 12.5659 |  | Oak St. | 12.5659 | 18.8315 | 25.0972 | 37.6285 | 50.1599 | 62.6912 | 219.3328 | 375.9744 | 375.9744 | 375.9744
Otisville (SubArea) | 1.7052 | 1.7462 | 1.7828 | 1.8203 | 1.8585 | 1.8975 | 1.9374 | 1.9781 | 2.0196 | 2.062 | [9 empty] | Dean (SubArea) | 12.5659 | 12.5659 | 12.5659 | 12.5659 | 12.5659 | 12.5659 | 12.5659 | 12.5659 | 12.5659 | 12.5659 |  | Orangeburg | 12.5659 | 12.5659 | 12.5659 | 12.5659 | 12.5659 | 12.5659 | 12.5659 | 12.5659 | 12.5659 | 12.5659
Port Jervis | 1.7052 | 1.7462 | 1.7828 | 1.8203 | 1.8585 | 1.8975 | 1.9374 | 1.9781 | 2.0196 | 2.062 | [9 empty] | Deer Park | 12.5659 | 12.5659 | 12.5659 | 12.5659 | 12.5659 | 12.5659 | 12.5659 | 12.5659 | 12.5659 | 12.5659 |  | Otisville (SubArea) | 12.5659 | 12.5659 | 391.8926 | 391.8926 | 391.8926 | 391.8926 | 391.8926 | 391.8926 | 391.8926 | 391.8926
Rio-34.5KV | 1.7052 | 1.7462 | 1.7828 | 1.8203 | 1.8585 | 1.8975 | 1.9374 | 1.9781 | 2.0196 | 2.062 | [9 empty] | Deer Park 34.5KV | 12.5659 | 12.5659 | 12.5659 | 12.5659 | 12.5659 | 12.5659 | 12.5659 | 12.5659 | 12.5659 | 12.5659 |  | Port Jervis | 83.6896 | 83.6896 | 83.6896 | 83.6896 | 83.6896 | 83.6896 | 83.6896 | 83.6896 | 83.6896 | 83.6896
Rockland Sewer | 1.7052 | 1.7462 | 1.7828 | 1.8203 | 1.8585 | 1.8975 | 1.9374 | 1.9781 | 2.0196 | 2.062 | [9 empty] | East Wallkill | 12.5659 | 12.5659 | 12.5659 | 12.5659 | 12.5659 | 12.5659 | 12.5659 | 12.5659 | 12.5659 | 12.5659 |  | Rio-34.5KV | 12.5659 | 12.5659 | 12.5659 | 12.5659 | 12.5659 | 12.5659 | 12.5659 | 12.5659 | 12.5659 | 12.5659
Shoemaker | 1.7052 | 1.7462 | 1.7828 | 1.8203 | 1.8585 | 1.8975 | 1.9374 | 1.9781 | 2.0196 | 2.062 | [9 empty] | Grassy Point | 12.5659 | 12.5659 | 12.5659 | 12.5659 | 12.5659 | 12.5659 | 12.5659 | 12.5659 | 12.5659 | 12.5659 |  | Rockland Sewer | 12.5659 | 12.5659 | 12.5659 | 12.5659 | 12.5659 | 12.5659 | 12.5659 | 12.5659 | 12.5659 | 12.5659
Shoemaker-34.5KV | 1.7052 | 1.7462 | 1.7828 | 1.8203 | 1.8585 | 1.8975 | 1.9374 | 1.9781 | 2.0196 | 2.062 | [9 empty] | Harriman | 12.5659 | 12.5659 | 12.5659 | 12.5659 | 12.5659 | 12.5659 | 12.5659 | 12.5659 | 12.5659 | 12.5659 |  | Shoemaker | 12.5659 | 12.5659 | 12.5659 | 12.5659 | 12.5659 | 12.5659 | 12.5659 | 12.5659 | 12.5659 | 12.5659
Silver Lake | 1.7052 | 1.7462 | 1.7828 | 1.8203 | 1.8585 | 1.8975 | 1.9374 | 1.9781 | 2.0196 | 2.062 | [9 empty] | Harriman-34.5KV | 12.5659 | 12.5659 | 12.5659 | 12.5659 | 12.5659 | 12.5659 | 12.5659 | 12.5659 | 12.5659 | 12.5659 |  | Shoemaker-34.5KV | 12.5659 | 12.5659 | 12.5659 | 12.5659 | 12.5659 | 12.5659 | 12.5659 | 12.5659 | 12.5659 | 12.5659
Sloatsburg | 1.7052 | 1.7462 | 1.7828 | 1.8203 | 1.8585 | 1.8975 | 1.9374 | 1.9781 | 2.0196 | 2.062 | [9 empty] | Hartley Road | 12.5659 | 12.5659 | 12.5659 | 12.5659 | 12.5659 | 12.5659 | 12.5659 | 12.5659 | 12.5659 | 12.5659 |  | Silver Lake | 12.5659 | 12.5659 | 12.5659 | 12.5659 | 12.5659 | 12.5659 | 12.5659 | 12.5659 | 12.5659 | 12.5659
Snake Hill | 1.7052 | 1.7462 | 1.7828 | 1.8203 | 1.8585 | 1.8975 | 1.9374 | 1.9781 | 2.0196 | 2.062 | [9 empty] | Highland Falls (SubArea) | 12.5659 | 12.5659 | 12.5659 | 12.5659 | 12.5659 | 12.5659 | 12.5659 | 12.5659 | 12.5659 | 12.5659 |  | Sloatsburg | 36.7643 | 133.558 | 206.1533 | 230.3517 | 230.3517 | 230.3517 | 230.3517 | 230.3517 | 230.3517 | 230.3517
South Goshen | 1.7052 | 1.7462 | 1.7828 | 1.8203 | 1.8585 | 1.8975 | 1.9374 | 1.9781 | 2.0196 | 2.062 | [9 empty] | Hillburn | 12.5659 | 12.5659 | 12.5659 | 12.5659 | 12.5659 | 12.5659 | 12.5659 | 12.5659 | 12.5659 | 12.5659 |  | Snake Hill | 12.5659 | 12.5659 | 12.5659 | 12.5659 | 12.5659 | 12.5659 | 12.5659 | 12.5659 | 12.5659 | 12.5659
South Goshen 34.5KV | 1.7052 | 1.7462 | 1.7828 | 1.8203 | 1.8585 | 1.8975 | 1.9374 | 1.9781 | 2.0196 | 2.062 | [9 empty] | Hunt | 12.5659 | 12.5659 | 12.5659 | 12.5659 | 12.5659 | 12.5659 | 12.5659 | 12.5659 | 12.5659 | 12.5659 |  | South Goshen | 36.5933 | 74.9229 | 166.456 | 418.1723 | 509.7055 | 509.7055 | 509.7055 | 509.7055 | 509.7055 | 509.7055
Sparkill | 1.7052 | 1.7462 | 1.7828 | 1.8203 | 1.8585 | 1.8975 | 1.9374 | 1.9781 | 2.0196 | 2.062 | [9 empty] | Lake Road | 12.5659 | 12.5659 | 12.5659 | 12.5659 | 12.5659 | 12.5659 | 12.5659 | 12.5659 | 12.5659 | 12.5659 |  | South Goshen 34.5KV | 12.5659 | 12.5659 | 12.5659 | 12.5659 | 12.5659 | 12.5659 | 12.5659 | 12.5659 | 12.5659 | 12.5659
State School | 1.7052 | 1.7462 | 1.7828 | 1.8203 | 1.8585 | 1.8975 | 1.9374 | 1.9781 | 2.0196 | 2.062 | [9 empty] | Lederle | 12.5659 | 12.5659 | 12.5659 | 12.5659 | 12.5659 | 12.5659 | 12.5659 | 12.5659 | 12.5659 | 12.5659 |  | Sparkill | 12.5659 | 12.5659 | 12.5659 | 12.5659 | 12.5659 | 12.5659 | 12.5659 | 12.5659 | 12.5659 | 12.5659
Sterling Forest | 1.7052 | 1.7462 | 1.7828 | 1.8203 | 1.8585 | 1.8975 | 1.9374 | 1.9781 | 2.0196 | 2.062 | [9 empty] | Little Tor | 12.5659 | 12.5659 | 12.5659 | 12.5659 | 12.5659 | 12.5659 | 12.5659 | 12.5659 | 12.5659 | 12.5659 |  | State School | 12.5659 | 12.5659 | 12.5659 | 12.5659 | 12.5659 | 12.5659 | 12.5659 | 12.5659 | 12.5659 | 12.5659
Stony Point | 1.7052 | 1.7462 | 1.7828 | 1.8203 | 1.8585 | 1.8975 | 1.9374 | 1.9781 | 2.0196 | 2.062 | [9 empty] | Mongaup | 12.5659 | 12.5659 | 12.5659 | 12.5659 | 12.5659 | 12.5659 | 12.5659 | 12.5659 | 12.5659 | 12.5659 |  | Sterling Forest | 12.5659 | 12.5659 | 134.8987 | 203.1404 | 202.5018 | 202.5018 | 202.5018 | 202.5018 | 202.5018 | 202.5018
Summitville (SubArea) | 1.7052 | 1.7462 | 1.7828 | 1.8203 | 1.8585 | 1.8975 | 1.9374 | 1.9781 | 2.0196 | 2.062 | [9 empty] | Monroe | 12.5659 | 12.5659 | 12.5659 | 12.5659 | 12.5659 | 12.5659 | 12.5659 | 12.5659 | 12.5659 | 12.5659 |  | Stony Point | 12.5659 | 154.8134 | 154.8134 | 154.8134 | 154.8134 | 154.8134 | 154.8134 | 154.8134 | 154.8134 | 154.8134
Swinging Bridge | 1.7052 | 1.7462 | 1.7828 | 1.8203 | 1.8585 | 1.8975 | 1.9374 | 1.9781 | 2.0196 | 2.062 | [9 empty] | Monsey | 12.5659 | 12.5659 | 12.5659 | 12.5659 | 12.5659 | 12.5659 | 12.5659 | 12.5659 | 12.5659 | 12.5659 |  | Summitville (SubArea) | 12.5659 | 12.5659 | 12.5659 | 273.353 | 273.353 | 273.353 | 273.353 | 273.353 | 273.353 | 273.353
Tallman | 1.7052 | 1.7462 | 1.7828 | 1.8203 | 1.8585 | 1.8975 | 1.9374 | 1.9781 | 2.0196 | 2.062 | [9 empty] | Nanuet | 12.5659 | 12.5659 | 12.5659 | 12.5659 | 12.5659 | 12.5659 | 12.5659 | 12.5659 | 12.5659 | 12.5659 |  | Swinging Bridge | 12.5659 | 12.5659 | 12.5659 | 12.5659 | 12.5659 | 12.5659 | 12.5659 | 12.5659 | 12.5659 | 12.5659
Washington Heights | 1.7052 | 1.7462 | 1.7828 | 1.8203 | 1.8585 | 1.8975 | 1.9374 | 1.9781 | 2.0196 | 2.062 | [9 empty] | New Hempstead | 12.5659 | 12.5659 | 12.5659 | 12.5659 | 12.5659 | 12.5659 | 12.5659 | 12.5659 | 12.5659 | 12.5659 |  | Tallman | 12.5659 | 12.5659 | 197.4876 | 197.4876 | 197.4876 | 197.4876 | 197.4876 | 197.4876 | 197.4876 | 197.4876
Washington Heights 34.5KV | 1.7052 | 1.7462 | 1.7828 | 1.8203 | 1.8585 | 1.8975 | 1.9374 | 1.9781 | 2.0196 | 2.062 | [9 empty] | Oak St. | 12.5659 | 12.5659 | 12.5659 | 12.5659 | 12.5659 | 12.5659 | 12.5659 | 12.5659 | 12.5659 | 12.5659 |  | Washington Heights | 12.5659 | 12.5659 | 12.5659 | 12.5659 | 12.5659 | 12.5659 | 12.5659 | 12.5659 | 12.5659 | 12.5659
West Haverstraw | 1.7052 | 1.7462 | 1.7828 | 1.8203 | 1.8585 | 1.8975 | 1.9374 | 1.9781 | 2.0196 | 2.062 | [9 empty] | Orangeburg | 12.5659 | 12.5659 | 12.5659 | 12.5659 | 12.5659 | 12.5659 | 12.5659 | 12.5659 | 12.5659 | 12.5659 |  | Washington Heights 34.5KV | 12.5659 | 12.5659 | 12.5659 | 12.5659 | 12.5659 | 12.5659 | 12.5659 | 12.5659 | 12.5659 | 12.5659
West Nyack | 1.7052 | 1.7462 | 1.7828 | 1.8203 | 1.8585 | 1.8975 | 1.9374 | 1.9781 | 2.0196 | 2.062 | [9 empty] | Otisville (SubArea) | 12.5659 | 12.5659 | 12.5659 | 12.5659 | 12.5659 | 12.5659 | 12.5659 | 12.5659 | 12.5659 | 12.5659 |  | West Haverstraw | 12.5659 | 12.5659 | 12.5659 | 12.5659 | 12.5659 | 12.5659 | 12.5659 | 12.5659 | 12.5659 | 12.5659
Westtown | 1.7052 | 1.7462 | 1.7828 | 1.8203 | 1.8585 | 1.8975 | 1.9374 | 1.9781 | 2.0196 | 2.062 | [9 empty] | Port Jervis | 12.5659 | 12.5659 | 12.5659 | 12.5659 | 12.5659 | 12.5659 | 12.5659 | 12.5659 | 12.5659 | 12.5659 |  | West Nyack | 142.7029 | 178.7519 | 178.7519 | 178.7519 | 178.7519 | 178.7519 | 178.7519 | 178.7519 | 178.7519 | 178.7519
Wisner | 1.7052 | 1.7462 | 1.7828 | 1.8203 | 1.8585 | 1.8975 | 1.9374 | 1.9781 | 2.0196 | 2.062 | [9 empty] | Rio-34.5KV | 12.5659 | 12.5659 | 12.5659 | 12.5659 | 12.5659 | 12.5659 | 12.5659 | 12.5659 | 12.5659 | 12.5659 |  | Westtown | 12.5659 | 12.5659 | 12.5659 | 12.5659 | 12.5659 | 12.5659 | 12.5659 | 12.5659 | 12.5659 | 12.5659
Wurstboro (SubArea) | 1.7052 | 1.7462 | 1.7828 | 1.8203 | 1.8585 | 1.8975 | 1.9374 | 1.9781 | 2.0196 | 2.062 | [9 empty] | Rockland Sewer | 12.5659 | 12.5659 | 12.5659 | 12.5659 | 12.5659 | 12.5659 | 12.5659 | 12.5659 | 12.5659 | 12.5659 |  | Wisner | 12.5659 | 12.5659 | 12.5659 | 12.5659 | 12.5659 | 12.5659 | 12.5659 | 12.5659 | 12.5659 | 12.5659
Viola Road | 1.7052 | 1.7462 | 1.7828 | 1.8203 | 1.8585 | 1.8975 | 1.9374 | 1.9781 | 2.0196 | 2.062 | [9 empty] | Shoemaker | 12.5659 | 12.5659 | 12.5659 | 12.5659 | 12.5659 | 12.5659 | 12.5659 | 12.5659 | 12.5659 | 12.5659 |  | Wurstboro (SubArea) | 825.0024 | 825.0024 | 825.0024 | 825.0024 | 825.0024 | 825.0024 | 825.0024 | 825.0024 | 825.0024 | 825.0024
[20 empty] | Shoemaker-34.5KV | 12.5659 | 12.5659 | 12.5659 | 12.5659 | 12.5659 | 12.5659 | 12.5659 | 12.5659 | 12.5659 | 12.5659 |  | Viola Road | 789.5082 | 401.0371 | 401.0371 | 407.3027 | 413.5684 | 476.225 | 601.5383 | 726.8516 | 789.5082 | 789.5082
[20 empty] | Silver Lake | 12.5659 | 12.5659 | 12.5659 | 12.5659 | 12.5659 | 12.5659 | 12.5659 | 12.5659 | 12.5659 | 12.5659
Primary Composite Rate | [19 empty] | Sloatsburg | 12.5659 | 12.5659 | 12.5659 | 12.5659 | 12.5659 | 12.5659 | 12.5659 | 12.5659 | 12.5659 | 12.5659
0.1522 | [19 empty] | Snake Hill | 12.5659 | 12.5659 | 12.5659 | 12.5659 | 12.5659 | 12.5659 | 12.5659 | 12.5659 | 12.5659 | 12.5659
Blooming Grove | 122.807 | 122.807 | 182.1465 | 167.5703 | 167.5703 | 167.5703 | 167.5703 | 167.5703 | 167.5703 | 167.5703 | [9 empty] | South Goshen | 12.5659 | 12.5659 | 12.5659 | 12.5659 | 12.5659 | 12.5659 | 12.5659 | 12.5659 | 12.5659 | 12.5659
Mongaup | 0 | 0 | 0 | 0 | 1033.6652 | 1033.6652 | 1033.6652 | 1033.6652 | 1033.6652 | 1033.6652 | [9 empty] | South Goshen 34.5KV | 12.5659 | 12.5659 | 12.5659 | 12.5659 | 12.5659 | 12.5659 | 12.5659 | 12.5659 | 12.5659 | 12.5659
Otisville (SubArea) | 0 | 0 | 379.3267 | 379.3267 | 379.3267 | 379.3267 | 379.3267 | 379.3267 | 379.3267 | 379.3267 | [9 empty] | Sparkill | 12.5659 | 12.5659 | 12.5659 | 12.5659 | 12.5659 | 12.5659 | 12.5659 | 12.5659 | 12.5659 | 12.5659
Bullville (SubArea) | 0 | 0 | 0 | 0 | 758.6534 | 599.4717 | 599.4717 | 599.4717 | 599.4717 | 599.4717 | [9 empty] | State School | 12.5659 | 12.5659 | 12.5659 | 12.5659 | 12.5659 | 12.5659 | 12.5659 | 12.5659 | 12.5659 | 12.5659
Corporate Drive | 0 | 0 | 0 | 355.6188 | 355.6188 | 355.6188 | 355.6188 | 355.6188 | 355.6188 | 355.6188 | [9 empty] | Sterling Forest | 12.5659 | 12.5659 | 12.5659 | 12.5659 | 12.5659 | 12.5659 | 12.5659 | 12.5659 | 12.5659 | 12.5659
Dean (SubArea) | 0 | 160.0284 | 160.0284 | 160.0284 | 160.0284 | 160.0284 | 160.0284 | 160.0284 | 160.0284 | 160.0284 | [9 empty] | Stony Point | 12.5659 | 12.5659 | 12.5659 | 12.5659 | 12.5659 | 12.5659 | 12.5659 | 12.5659 | 12.5659 | 12.5659
East Wallkill | 0 | 0 | 0 | 0 | 0 | 142.2475 | 142.2475 | 142.2475 | 142.2475 | 142.2475 | [9 empty] | Summitville (SubArea) | 12.5659 | 12.5659 | 12.5659 | 12.5659 | 12.5659 | 12.5659 | 12.5659 | 12.5659 | 12.5659 | 12.5659
Port Jervis | 71.1238 | 71.1238 | 71.1238 | 71.1238 | 71.1238 | 71.1238 | 71.1238 | 71.1238 | 71.1238 | 71.1238 | [9 empty] | Swinging Bridge | 12.5659 | 12.5659 | 12.5659 | 12.5659 | 12.5659 | 12.5659 | 12.5659 | 12.5659 | 12.5659 | 12.5659
Sterling Forest | 0 | 0 | 122.3329 | 190.5745 | 189.9359 | 189.9359 | 189.9359 | 189.9359 | 189.9359 | 189.9359 | [9 empty] | Tallman | 12.5659 | 12.5659 | 12.5659 | 12.5659 | 12.5659 | 12.5659 | 12.5659 | 12.5659 | 12.5659 | 12.5659
Stony Point | 0 | 142.2475 | 142.2475 | 142.2475 | 142.2475 | 142.2475 | 142.2475 | 142.2475 | 142.2475 | 142.2475 | [9 empty] | Washington Heights | 12.5659 | 12.5659 | 12.5659 | 12.5659 | 12.5659 | 12.5659 | 12.5659 | 12.5659 | 12.5659 | 12.5659
Summitville (SubArea) | 0 | 0 | 0 | 260.7871 | 260.7871 | 260.7871 | 260.7871 | 260.7871 | 260.7871 | 260.7871 | [9 empty] | Washington Heights 34.5KV | 12.5659 | 12.5659 | 12.5659 | 12.5659 | 12.5659 | 12.5659 | 12.5659 | 12.5659 | 12.5659 | 12.5659
Tallman | 0 | 0 | 184.9218 | 184.9218 | 184.9218 | 184.9218 | 184.9218 | 184.9218 | 184.9218 | 184.9218 | [9 empty] | West Haverstraw | 12.5659 | 12.5659 | 12.5659 | 12.5659 | 12.5659 | 12.5659 | 12.5659 | 12.5659 | 12.5659 | 12.5659
Wurstboro (SubArea) | 812.4365 | 812.4365 | 812.4365 | 812.4365 | 812.4365 | 812.4365 | 812.4365 | 812.4365 | 812.4365 | 812.4365 | [9 empty] | West Nyack | 12.5659 | 12.5659 | 12.5659 | 12.5659 | 12.5659 | 12.5659 | 12.5659 | 12.5659 | 12.5659 | 12.5659
[20 empty] | Westtown | 12.5659 | 12.5659 | 12.5659 | 12.5659 | 12.5659 | 12.5659 | 12.5659 | 12.5659 | 12.5659 | 12.5659
Blooming Grove | 18.6912 | 19.1398 | 28.9842 | 27.2247 | 27.7964 | 28.3801 | 28.9761 | 29.5846 | 30.2059 | 30.8402 | [9 empty] | Wisner | 12.5659 | 12.5659 | 12.5659 | 12.5659 | 12.5659 | 12.5659 | 12.5659 | 12.5659 | 12.5659 | 12.5659
Mongaup | 0 | 0 | 0 | 0 | 171.4635 | 175.0643 | 178.7406 | 182.4942 | 186.3265 | 190.2394 | [9 empty] | Wurstboro (SubArea) | 12.5659 | 12.5659 | 12.5659 | 12.5659 | 12.5659 | 12.5659 | 12.5659 | 12.5659 | 12.5659 | 12.5659
Otisville (SubArea) | 0 | 0 | 60.3606 | 61.6282 | 62.9224 | 64.2438 | 65.5929 | 66.9703 | 68.3767 | 69.8126 | [9 empty] | Viola Road | 12.5659 | 12.5659 | 12.5659 | 12.5659 | 12.5659 | 12.5659 | 12.5659 | 12.5659 | 12.5659 | 12.5659
Bullville (SubArea) | 0 | 0 | 0 | 0 | 125.8448 | 101.5281 | 103.6602 | 105.837 | 108.0596 | 110.3289
Corporate Drive | 0 | 0 | 0 | 57.7764 | 58.9897 | 60.2285 | 61.4933 | 62.7847 | 64.1032 | 65.4493
Dean (SubArea) | 0 | 24.9409 | 25.4646 | 25.9994 | 26.5454 | 27.1028 | 27.672 | 28.2531 | 28.8464 | 29.4522
East Wallkill | 0 | 0 | 0 | 0 | 0 | 24.0914 | 24.5973 | 25.1139 | 25.6413 | 26.1797
Port Jervis | 10.825 | 11.0848 | 11.3176 | 11.5553 | 11.7979 | 12.0457 | 12.2987 | 12.5569 | 12.8206 | 13.0899
Sterling Forest | 0 | 0 | 19.4663 | 30.9621 | 31.5064 | 32.168 | 32.8436 | 33.5333 | 34.2375 | 34.9565
Stony Point | 0 | 22.1697 | 22.6352 | 23.1106 | 23.5959 | 24.0914 | 24.5973 | 25.1139 | 25.6413 | 26.1797
Summitville (SubArea) | 0 | 0 | 0 | 42.3694 | 43.2591 | 44.1676 | 45.0951 | 46.0421 | 47.009 | 47.9962
Tallman | 0 | 0 | 29.4258 | 30.0437 | 30.6747 | 31.3188 | 31.9765 | 32.648 | 33.3336 | 34.0337
Wurstboro (SubArea) | 123.6528 | 126.6205 | 129.2795 | 131.9944 | 134.7663 | 137.5964 | 140.4859 | 143.4361 | 146.4483 | 149.5237
Substation Composite Rate
0.1172
Little Tor | 1.8487 | 2.6823 | 3.8571 | 69.6466 | 135.4361 | 135.4361 | 135.4361 | 135.4361 | 135.4361 | 135.4361
Viola Road | 776.9424 | 388.4712 | 388.4712 | 394.7368 | 401.0025 | 463.6591 | 588.9724 | 714.2857 | 776.9424 | 776.9424
South Goshen | 24.0275 | 62.357 | 153.8902 | 405.6064 | 497.1396 | 497.1396 | 497.1396 | 497.1396 | 497.1396 | 497.1396
Sloatsburg | 24.1984 | 120.9921 | 193.5874 | 217.7858 | 217.7858 | 217.7858 | 217.7858 | 217.7858 | 217.7858 | 217.7858
Little Tor | 0.21667 | 0.32191 | 0.47263 | 8.7132 | 17.2997 | 17.663 | 18.0339 | 18.4127 | 18.7993 | 19.1941
Viola Road | 91.0576 | 46.6215 | 47.6006 | 49.3841 | 51.2215 | 60.4685 | 78.4244 | 97.1078 | 107.8441 | 110.1089
South Goshen | 2.816 | 7.4836 | 18.8566 | 50.7439 | 63.5014 | 64.8349 | 66.1964 | 67.5866 | 69.0059 | 70.455
Sloatsburg | 2.8361 | 14.5206 | 23.7209 | 27.2464 | 27.8185 | 28.4027 | 28.9992 | 29.6082 | 30.2299 | 30.8648
Transmission Composite Rate
0.1289
West Nyack | 130.137 | 166.186 | 166.186 | 166.186 | 166.186 | 166.186 | 166.186 | 166.186 | 166.186 | 166.186
Oak St. | 0 | 6.2657 | 12.5313 | 25.0627 | 37.594 | 50.1253 | 206.7669 | 363.4085 | 363.4085 | 363.4085
New Hempstead | 0 | 0 | 2.7996 | 5.5991 | 44.7928 | 83.9866 | 83.9866 | 83.9866 | 83.9866 | 83.9866
West Nyack | 16.7747 | 21.9355 | 22.3961 | 22.8665 | 23.3466 | 23.8369 | 24.3375 | 24.8486 | 25.3704 | 25.9032
Oak St. | 0 | 0.82703 | 1.6888 | 3.4485 | 5.2814 | 7.1897 | 30.2805 | 54.3378 | 55.4789 | 56.644
New Hempstead | 0 | 0 | 0.37728 | 0.77041 | 6.2927 | 12.0466 | 12.2996 | 12.5579 | 12.8216 | 13.0909
[11 empty] | WACC | 0.08956 |  |  |  |  | From OR updated workpapers
kW
| 2025 | 2026 | 2027 | 2028 | 2029 | 2030 | 2031 | 2032 | 2033 | 2034 | Levelized Cost | Secondary | Primary | Substation | Transmission | Total kW
Aluf | 1.7052 | 1.7462 | 1.7828 | 1.8203 | 1.8585 | 1.8975 | 1.9374 | 1.9781 | 2.0196 | 2.062 | 1.8533 | 16000 | 0 | 0 | 0 | 16000 | 1.7052 | 1.7462 | 1.7828 | 1.8203 | 1.8585 | 1.8975 | 1.9374 | 1.9781 | 2.0196 | 2.062 |  |  |  | 0 | 0 | 0 | 0 | 0 | 0 | 0 | 0 | 0 | 0
Blooming Grove | 20.3965 | 20.886 | 30.767 | 29.045 | 29.6549 | 30.2777 | 30.9135 | 31.5627 | 32.2255 | 32.9022 | 27.9646 | 16000 | 11989 | 0 | 0 | 27989 | 20.397 | 20.8865 | 30.7678 | 29.0457 | 29.6556 | 30.2784 | 30.9142 | 31.5634 | 32.2263 | 32.903 |  |  |  | 0.00047717 | 0.00048862 | 0.00073994 | 0.00069502 | 0.00070961 | 0.00072451 | 0.00073973 | 0.00075526 | 0.00077112 | 0.00078732
Bloomingburg (SubArea) | 1.7052 | 1.7462 | 1.7828 | 1.8203 | 1.8585 | 1.8975 | 1.9374 | 1.9781 | 2.0196 | 2.062 | 1.8533 | 16000 | 0 | 0 | 0 | 16000 | 1.7052 | 1.7462 | 1.7828 | 1.8203 | 1.8585 | 1.8975 | 1.9374 | 1.9781 | 2.0196 | 2.062 |  |  |  | 0 | 0 | 0 | 0 | 0 | 0 | 0 | 0 | 0 | 0
Blue Hill | 1.7052 | 1.7462 | 1.7828 | 1.8203 | 1.8585 | 1.8975 | 1.9374 | 1.9781 | 2.0196 | 2.062 | 1.8533 | 16000 | 0 | 0 | 0 | 16000 | 1.7052 | 1.7462 | 1.7828 | 1.8203 | 1.8585 | 1.8975 | 1.9374 | 1.9781 | 2.0196 | 2.062 |  |  |  | 0 | 0 | 0 | 0 | 0 | 0 | 0 | 0 | 0 | 0
Blue Lake | 1.7052 | 1.7462 | 1.7828 | 1.8203 | 1.8585 | 1.8975 | 1.9374 | 1.9781 | 2.0196 | 2.062 | 1.8533 | 16000 | 0 | 0 | 0 | 16000 | 1.7052 | 1.7462 | 1.7828 | 1.8203 | 1.8585 | 1.8975 | 1.9374 | 1.9781 | 2.0196 | 2.062 |  |  |  | 0 | 0 | 0 | 0 | 0 | 0 | 0 | 0 | 0 | 0
Bullville (SubArea) | 1.7052 | 1.7462 | 1.7828 | 1.8203 | 127.7033 | 103.4256 | 105.5976 | 107.8151 | 110.0792 | 112.3909 | 56.2104 | 16000 | 4921 | 0 | 0 | 20921 | 1.7052 | 1.7462 | 1.7828 | 1.8203 | 127.7065 | 103.4282 | 105.6002 | 107.8178 | 110.082 | 112.3937 |  |  |  | 0 | 0 | 0 | 0 | 0.0032127 | 0.0025919 | 0.0026463 | 0.0027019 | 0.0027586 | 0.0028166
Burns | 1.7052 | 1.7462 | 1.7828 | 1.8203 | 1.8585 | 1.8975 | 1.9374 | 1.9781 | 2.0196 | 2.062 | 1.8533 | 16000 | 0 | 0 | 0 | 16000 | 1.7052 | 1.7462 | 1.7828 | 1.8203 | 1.8585 | 1.8975 | 1.9374 | 1.9781 | 2.0196 | 2.062 |  |  |  | 0 | 0 | 0 | 0 | 0 | 0 | 0 | 0 | 0 | 0
Chester | 1.7052 | 1.7462 | 1.7828 | 1.8203 | 1.8585 | 1.8975 | 1.9374 | 1.9781 | 2.0196 | 2.062 | 1.8533 | 16000 | 0 | 0 | 0 | 16000 | 1.7052 | 1.7462 | 1.7828 | 1.8203 | 1.8585 | 1.8975 | 1.9374 | 1.9781 | 2.0196 | 2.062 |  |  |  | 0 | 0 | 0 | 0 | 0 | 0 | 0 | 0 | 0 | 0
Chester 34.5KV | 1.7052 | 1.7462 | 1.7828 | 1.8203 | 1.8585 | 1.8975 | 1.9374 | 1.9781 | 2.0196 | 2.062 | 1.8533 | 16000 | 0 | 0 | 0 | 16000 | 1.7052 | 1.7462 | 1.7828 | 1.8203 | 1.8585 | 1.8975 | 1.9374 | 1.9781 | 2.0196 | 2.062 |  |  |  | 0 | 0 | 0 | 0 | 0 | 0 | 0 | 0 | 0 | 0
Congers | 1.7052 | 1.7462 | 1.7828 | 1.8203 | 1.8585 | 1.8975 | 1.9374 | 1.9781 | 2.0196 | 2.062 | 1.8533 | 16000 | 0 | 0 | 0 | 16000 | 1.7052 | 1.7462 | 1.7828 | 1.8203 | 1.8585 | 1.8975 | 1.9374 | 1.9781 | 2.0196 | 2.062 |  |  |  | 0 | 0 | 0 | 0 | 0 | 0 | 0 | 0 | 0 | 0
Corporate Drive | 1.7052 | 1.7462 | 1.7828 | 59.5967 | 60.8483 | 62.1261 | 63.4307 | 64.7628 | 66.1228 | 67.5114 | 38.8883 | 16000 | 2109 | 0 | 0 | 18109 | 1.7052 | 1.7462 | 1.7828 | 59.5982 | 60.8498 | 62.1276 | 63.4323 | 64.7644 | 66.1244 | 67.513 |  |  |  | 0 | 0 | 0 | 0.001475 | 0.0015059 | 0.0015376 | 0.0015699 | 0.0016028 | 0.0016365 | 0.0016709
Cuddebackville | 1.7052 | 1.7462 | 1.7828 | 1.8203 | 1.8585 | 1.8975 | 1.9374 | 1.9781 | 2.0196 | 2.062 | 1.8533 | 16000 | 0 | 0 | 0 | 16000 | 1.7052 | 1.7462 | 1.7828 | 1.8203 | 1.8585 | 1.8975 | 1.9374 | 1.9781 | 2.0196 | 2.062 |  |  |  | 0 | 0 | 0 | 0 | 0 | 0 | 0 | 0 | 0 | 0
Dean (SubArea) | 1.7052 | 26.6871 | 27.2475 | 27.8197 | 28.4039 | 29.0004 | 29.6094 | 30.2312 | 30.866 | 31.5142 | 24.8481 | 16000 | 2812 | 0 | 0 | 18812 | 1.7052 | 26.6877 | 27.2481 | 27.8203 | 28.4046 | 29.0011 | 29.6101 | 30.2319 | 30.8668 | 31.515 |  |  |  | 0 | 0.00063671 | 0.00065008 | 0.00066374 | 0.00067768 | 0.00069191 | 0.00070644 | 0.00072127 | 0.00073642 | 0.00075188
Deer Park | 1.7052 | 1.7462 | 1.7828 | 1.8203 | 1.8585 | 1.8975 | 1.9374 | 1.9781 | 2.0196 | 2.062 | 1.8533 | 16000 | 0 | 0 | 0 | 16000 | 1.7052 | 1.7462 | 1.7828 | 1.8203 | 1.8585 | 1.8975 | 1.9374 | 1.9781 | 2.0196 | 2.062 |  |  |  | 0 | 0 | 0 | 0 | 0 | 0 | 0 | 0 | 0 | 0
Deer Park 34.5KV | 1.7052 | 1.7462 | 1.7828 | 1.8203 | 1.8585 | 1.8975 | 1.9374 | 1.9781 | 2.0196 | 2.062 | 1.8533 | 16000 | 0 | 0 | 0 | 16000 | 1.7052 | 1.7462 | 1.7828 | 1.8203 | 1.8585 | 1.8975 | 1.9374 | 1.9781 | 2.0196 | 2.062 |  |  |  | 0 | 0 | 0 | 0 | 0 | 0 | 0 | 0 | 0 | 0
East Wallkill | 1.7052 | 1.7462 | 1.7828 | 1.8203 | 1.8585 | 25.9889 | 26.5347 | 27.0919 | 27.6609 | 28.2418 | 11.7272 | 16000 | 2812 | 0 | 0 | 18812 | 1.7052 | 1.7462 | 1.7828 | 1.8203 | 1.8585 | 25.9896 | 26.5353 | 27.0926 | 27.6615 | 28.2424 |  |  |  | 0 | 0 | 0 | 0 | 0 | 0.00061503 | 0.00062794 | 0.00064113 | 0.00065459 | 0.00066834
Grassy Point | 1.7052 | 1.7462 | 1.7828 | 1.8203 | 1.8585 | 1.8975 | 1.9374 | 1.9781 | 2.0196 | 2.062 | 1.8533 | 16000 | 0 | 0 | 0 | 16000 | 1.7052 | 1.7462 | 1.7828 | 1.8203 | 1.8585 | 1.8975 | 1.9374 | 1.9781 | 2.0196 | 2.062 |  |  |  | 0 | 0 | 0 | 0 | 0 | 0 | 0 | 0 | 0 | 0
Harriman | 1.7052 | 1.7462 | 1.7828 | 1.8203 | 1.8585 | 1.8975 | 1.9374 | 1.9781 | 2.0196 | 2.062 | 1.8533 | 16000 | 0 | 0 | 0 | 16000 | 1.7052 | 1.7462 | 1.7828 | 1.8203 | 1.8585 | 1.8975 | 1.9374 | 1.9781 | 2.0196 | 2.062 |  |  |  | 0 | 0 | 0 | 0 | 0 | 0 | 0 | 0 | 0 | 0
Harriman-34.5KV | 1.7052 | 1.7462 | 1.7828 | 1.8203 | 1.8585 | 1.8975 | 1.9374 | 1.9781 | 2.0196 | 2.062 | 1.8533 | 16000 | 0 | 0 | 0 | 16000 | 1.7052 | 1.7462 | 1.7828 | 1.8203 | 1.8585 | 1.8975 | 1.9374 | 1.9781 | 2.0196 | 2.062 |  |  |  | 0 | 0 | 0 | 0 | 0 | 0 | 0 | 0 | 0 | 0
Hartley Road | 1.7052 | 1.7462 | 1.7828 | 1.8203 | 1.8585 | 1.8975 | 1.9374 | 1.9781 | 2.0196 | 2.062 | 1.8533 | 16000 | 0 | 0 | 0 | 16000 | 1.7052 | 1.7462 | 1.7828 | 1.8203 | 1.8585 | 1.8975 | 1.9374 | 1.9781 | 2.0196 | 2.062 |  |  |  | 0 | 0 | 0 | 0 | 0 | 0 | 0 | 0 | 0 | 0
Highland Falls (SubArea) | 1.7052 | 1.7462 | 1.7828 | 1.8203 | 1.8585 | 1.8975 | 1.9374 | 1.9781 | 2.0196 | 2.062 | 1.8533 | 16000 | 0 | 0 | 0 | 16000 | 1.7052 | 1.7462 | 1.7828 | 1.8203 | 1.8585 | 1.8975 | 1.9374 | 1.9781 | 2.0196 | 2.062 |  |  |  | 0 | 0 | 0 | 0 | 0 | 0 | 0 | 0 | 0 | 0
Hillburn | 1.7052 | 1.7462 | 1.7828 | 1.8203 | 1.8585 | 1.8975 | 1.9374 | 1.9781 | 2.0196 | 2.062 | 1.8533 | 16000 | 0 | 0 | 0 | 16000 | 1.7052 | 1.7462 | 1.7828 | 1.8203 | 1.8585 | 1.8975 | 1.9374 | 1.9781 | 2.0196 | 2.062 |  |  |  | 0 | 0 | 0 | 0 | 0 | 0 | 0 | 0 | 0 | 0
Hunt | 1.7052 | 1.7462 | 1.7828 | 1.8203 | 1.8585 | 1.8975 | 1.9374 | 1.9781 | 2.0196 | 2.062 | 1.8533 | 16000 | 0 | 0 | 0 | 16000 | 1.7052 | 1.7462 | 1.7828 | 1.8203 | 1.8585 | 1.8975 | 1.9374 | 1.9781 | 2.0196 | 2.062 |  |  |  | 0 | 0 | 0 | 0 | 0 | 0 | 0 | 0 | 0 | 0
Lake Road | 1.7052 | 1.7462 | 1.7828 | 1.8203 | 1.8585 | 1.8975 | 1.9374 | 1.9781 | 2.0196 | 2.062 | 1.8533 | 16000 | 0 | 0 | 0 | 16000 | 1.7052 | 1.7462 | 1.7828 | 1.8203 | 1.8585 | 1.8975 | 1.9374 | 1.9781 | 2.0196 | 2.062 |  |  |  | 0 | 0 | 0 | 0 | 0 | 0 | 0 | 0 | 0 | 0
Lederle | 1.7052 | 1.7462 | 1.7828 | 1.8203 | 1.8585 | 1.8975 | 1.9374 | 1.9781 | 2.0196 | 2.062 | 1.8533 | 16000 | 0 | 0 | 0 | 16000 | 1.7052 | 1.7462 | 1.7828 | 1.8203 | 1.8585 | 1.8975 | 1.9374 | 1.9781 | 2.0196 | 2.062 |  |  |  | 0 | 0 | 0 | 0 | 0 | 0 | 0 | 0 | 0 | 0
Little Tor | 1.9219 | 2.0681 | 2.2555 | 10.5335 | 19.1582 | 19.5606 | 19.9713 | 20.3907 | 20.8189 | 21.2561 | 11.9361 | 16000 | 0 | 106400 | 0 | 122400 | 1.9219 | 2.068 | 2.2553 | 10.5313 | 19.1538 | 19.556 | 19.9667 | 20.386 | 20.8141 | 21.2512 |  |  |  | -5.581e-05 | -8.292e-05 | -0.00012174 | -0.0022444 | -0.0044561 | -0.0045497 | -0.0046452 | -0.0047428 | -0.0048424 | -0.0049441
Mongaup | 1.7052 | 1.7462 | 1.7828 | 1.8203 | 173.322 | 176.9618 | 180.678 | 184.4722 | 188.3461 | 192.3014 | 90.9696 | 16000 | 2109 | 0 | 0 | 18109 | 1.7052 | 1.7462 | 1.7828 | 1.8203 | 173.3264 | 176.9663 | 180.6826 | 184.4769 | 188.3509 | 192.3063 |  |  |  | 0 | 0 | 0 | 0 | 0.0043773 | 0.0044692 | 0.0045631 | 0.0046589 | 0.0047567 | 0.0048566
Monroe | 1.7052 | 1.7462 | 1.7828 | 1.8203 | 1.8585 | 1.8975 | 1.9374 | 1.9781 | 2.0196 | 2.062 | 1.8533 | 16000 | 0 | 0 | 0 | 16000 | 1.7052 | 1.7462 | 1.7828 | 1.8203 | 1.8585 | 1.8975 | 1.9374 | 1.9781 | 2.0196 | 2.062 |  |  |  | 0 | 0 | 0 | 0 | 0 | 0 | 0 | 0 | 0 | 0
Monsey | 1.7052 | 1.7462 | 1.7828 | 1.8203 | 1.8585 | 1.8975 | 1.9374 | 1.9781 | 2.0196 | 2.062 | 1.8533 | 16000 | 0 | 0 | 0 | 16000 | 1.7052 | 1.7462 | 1.7828 | 1.8203 | 1.8585 | 1.8975 | 1.9374 | 1.9781 | 2.0196 | 2.062 |  |  |  | 0 | 0 | 0 | 0 | 0 | 0 | 0 | 0 | 0 | 0
Nanuet | 1.7052 | 1.7462 | 1.7828 | 1.8203 | 1.8585 | 1.8975 | 1.9374 | 1.9781 | 2.0196 | 2.062 | 1.8533 | 16000 | 0 | 0 | 0 | 16000 | 1.7052 | 1.7462 | 1.7828 | 1.8203 | 1.8585 | 1.8975 | 1.9374 | 1.9781 | 2.0196 | 2.062 |  |  |  | 0 | 0 | 0 | 0 | 0 | 0 | 0 | 0 | 0 | 0
New Hempstead | 1.7052 | 1.7462 | 2.1601 | 2.5907 | 8.1512 | 13.9442 | 14.237 | 14.536 | 14.8412 | 15.1529 | 7.5584 | 16000 | 0 | 0 | 89300 | 105300 | 1.7052 | 1.7462 | 2.1601 | 2.5906 | 8.1502 | 13.9422 | 14.235 | 14.5339 | 14.8391 | 15.1508 |  |  |  | 0 | 0 | -6.1449e-05 | -0.00012548 | -0.0010249 | -0.0019621 | -0.0020033 | -0.0020453 | -0.0020883 | -0.0021321
Oak St. | 1.7052 | 2.5732 | 3.4716 | 5.2688 | 7.1399 | 9.0873 | 32.2179 | 56.3159 | 57.4986 | 58.706 | 18.3098 | 16000 | 0 | 0 | 79800 | 95800 | 1.7052 | 2.5731 | 3.4714 | 5.2682 | 7.139 | 9.0861 | 32.2129 | 56.3071 | 57.4895 | 58.6968 |  |  |  | 0 | -0.0001347 | -0.00027506 | -0.00056166 | -0.00086019 | -0.001171 | -0.0049318 | -0.0088501 | -0.0090359 | -0.0092257
Orangeburg | 1.7052 | 1.7462 | 1.7828 | 1.8203 | 1.8585 | 1.8975 | 1.9374 | 1.9781 | 2.0196 | 2.062 | 1.8533 | 16000 | 0 | 0 | 0 | 16000 | 1.7052 | 1.7462 | 1.7828 | 1.8203 | 1.8585 | 1.8975 | 1.9374 | 1.9781 | 2.0196 | 2.062 |  |  |  | 0 | 0 | 0 | 0 | 0 | 0 | 0 | 0 | 0 | 0
Otisville (SubArea) | 1.7052 | 1.7462 | 62.1435 | 63.4485 | 64.7809 | 66.1413 | 67.5303 | 68.9484 | 70.3963 | 71.8746 | 48.6147 | 16000 | 2109 | 0 | 0 | 18109 | 1.7052 | 1.7462 | 62.145 | 63.4501 | 64.7825 | 66.1429 | 67.5319 | 68.9501 | 70.3981 | 71.8764 |  |  |  | 0 | 0 | 0.0015409 | 0.0015733 | 0.0016063 | 0.0016401 | 0.0016745 | 0.0017097 | 0.0017456 | 0.0017822
Port Jervis | 12.5303 | 12.831 | 13.1005 | 13.3756 | 13.6565 | 13.9432 | 14.2361 | 14.535 | 14.8402 | 15.1519 | 13.6183 | 16000 | 2109 | 0 | 0 | 18109 | 12.5306 | 12.8313 | 13.1007 | 13.3759 | 13.6568 | 13.9436 | 14.2364 | 14.5353 | 14.8406 | 15.1522 |  |  |  | 0.00027635 | 0.00028298 | 0.00028893 | 0.00029499 | 0.00030119 | 0.00030751 | 0.00031397 | 0.00032057 | 0.0003273 | 0.00033417
Rio-34.5KV | 1.7052 | 1.7462 | 1.7828 | 1.8203 | 1.8585 | 1.8975 | 1.9374 | 1.9781 | 2.0196 | 2.062 | 1.8533 | 16000 | 0 | 0 | 0 | 16000 | 1.7052 | 1.7462 | 1.7828 | 1.8203 | 1.8585 | 1.8975 | 1.9374 | 1.9781 | 2.0196 | 2.062 |  |  |  | 0 | 0 | 0 | 0 | 0 | 0 | 0 | 0 | 0 | 0
Rockland Sewer | 1.7052 | 1.7462 | 1.7828 | 1.8203 | 1.8585 | 1.8975 | 1.9374 | 1.9781 | 2.0196 | 2.062 | 1.8533 | 16000 | 0 | 0 | 0 | 16000 | 1.7052 | 1.7462 | 1.7828 | 1.8203 | 1.8585 | 1.8975 | 1.9374 | 1.9781 | 2.0196 | 2.062 |  |  |  | 0 | 0 | 0 | 0 | 0 | 0 | 0 | 0 | 0 | 0
Shoemaker | 1.7052 | 1.7462 | 1.7828 | 1.8203 | 1.8585 | 1.8975 | 1.9374 | 1.9781 | 2.0196 | 2.062 | 1.8533 | 16000 | 0 | 0 | 0 | 16000 | 1.7052 | 1.7462 | 1.7828 | 1.8203 | 1.8585 | 1.8975 | 1.9374 | 1.9781 | 2.0196 | 2.062 |  |  |  | 0 | 0 | 0 | 0 | 0 | 0 | 0 | 0 | 0 | 0
Shoemaker-34.5KV | 1.7052 | 1.7462 | 1.7828 | 1.8203 | 1.8585 | 1.8975 | 1.9374 | 1.9781 | 2.0196 | 2.062 | 1.8533 | 16000 | 0 | 0 | 0 | 16000 | 1.7052 | 1.7462 | 1.7828 | 1.8203 | 1.8585 | 1.8975 | 1.9374 | 1.9781 | 2.0196 | 2.062 |  |  |  | 0 | 0 | 0 | 0 | 0 | 0 | 0 | 0 | 0 | 0
Silver Lake | 1.7052 | 1.7462 | 1.7828 | 1.8203 | 1.8585 | 1.8975 | 1.9374 | 1.9781 | 2.0196 | 2.062 | 1.8533 | 16000 | 0 | 0 | 0 | 16000 | 1.7052 | 1.7462 | 1.7828 | 1.8203 | 1.8585 | 1.8975 | 1.9374 | 1.9781 | 2.0196 | 2.062 |  |  |  | 0 | 0 | 0 | 0 | 0 | 0 | 0 | 0 | 0 | 0
Sloatsburg | 4.5413 | 16.2668 | 25.5037 | 29.0667 | 29.6771 | 30.3003 | 30.9366 | 31.5862 | 32.2496 | 32.9268 | 24.4775 | 16000 | 0 | 82650 | 0 | 98650 | 4.5406 | 16.263 | 25.4976 | 29.0596 | 29.6699 | 30.293 | 30.9291 | 31.5786 | 32.2418 | 32.9188 |  |  |  | -0.00073052 | -0.0037403 | -0.0061101 | -0.0070182 | -0.0071656 | -0.0073161 | -0.0074697 | -0.0076266 | -0.0077867 | -0.0079503
Snake Hill | 1.7052 | 1.7462 | 1.7828 | 1.8203 | 1.8585 | 1.8975 | 1.9374 | 1.9781 | 2.0196 | 2.062 | 1.8533 | 16000 | 0 | 0 | 0 | 16000 | 1.7052 | 1.7462 | 1.7828 | 1.8203 | 1.8585 | 1.8975 | 1.9374 | 1.9781 | 2.0196 | 2.062 |  |  |  | 0 | 0 | 0 | 0 | 0 | 0 | 0 | 0 | 0 | 0
South Goshen | 4.5213 | 9.2298 | 20.6395 | 52.5642 | 65.3599 | 66.7324 | 68.1338 | 69.5646 | 71.0255 | 72.517 | 44.1067 | 16000 | 0 | 87400 | 0 | 103400 | 4.5205 | 9.2279 | 20.6346 | 52.5511 | 65.3435 | 66.7157 | 68.1168 | 69.5472 | 71.0077 | 72.4989 |  |  |  | -0.00072536 | -0.0019277 | -0.0048572 | -0.013071 | -0.016357 | -0.0167 | -0.017051 | -0.017409 | -0.017775 | -0.018148
South Goshen 34.5KV | 1.7052 | 1.7462 | 1.7828 | 1.8203 | 1.8585 | 1.8975 | 1.9374 | 1.9781 | 2.0196 | 2.062 | 1.8533 | 16000 | 0 | 0 | 0 | 16000 | 1.7052 | 1.7462 | 1.7828 | 1.8203 | 1.8585 | 1.8975 | 1.9374 | 1.9781 | 2.0196 | 2.062 |  |  |  | 0 | 0 | 0 | 0 | 0 | 0 | 0 | 0 | 0 | 0
Sparkill | 1.7052 | 1.7462 | 1.7828 | 1.8203 | 1.8585 | 1.8975 | 1.9374 | 1.9781 | 2.0196 | 2.062 | 1.8533 | 16000 | 0 | 0 | 0 | 16000 | 1.7052 | 1.7462 | 1.7828 | 1.8203 | 1.8585 | 1.8975 | 1.9374 | 1.9781 | 2.0196 | 2.062 |  |  |  | 0 | 0 | 0 | 0 | 0 | 0 | 0 | 0 | 0 | 0
State School | 1.7052 | 1.7462 | 1.7828 | 1.8203 | 1.8585 | 1.8975 | 1.9374 | 1.9781 | 2.0196 | 2.062 | 1.8533 | 16000 | 0 | 0 | 0 | 16000 | 1.7052 | 1.7462 | 1.7828 | 1.8203 | 1.8585 | 1.8975 | 1.9374 | 1.9781 | 2.0196 | 2.062 |  |  |  | 0 | 0 | 0 | 0 | 0 | 0 | 0 | 0 | 0 | 0
Sterling Forest | 1.7052 | 1.7462 | 21.2491 | 32.7824 | 33.3649 | 34.0656 | 34.781 | 35.5114 | 36.2571 | 37.0185 | 23.9857 | 16000 | 9519 | 0 | 0 | 25519 | 1.7052 | 1.7462 | 21.2496 | 32.7832 | 33.3657 | 34.0664 | 34.7818 | 35.5122 | 36.258 | 37.0194 |  |  |  | 0 | 0 | 0.00049695 | 0.00079043 | 0.00080432 | 0.00082122 | 0.00083846 | 0.00085607 | 0.00087405 | 0.0008924
Stony Point | 1.7052 | 23.9158 | 24.4181 | 24.9309 | 25.4544 | 25.9889 | 26.5347 | 27.0919 | 27.6609 | 28.2418 | 22.2931 | 16000 | 5624 | 0 | 0 | 21624 | 1.7052 | 23.9164 | 24.4187 | 24.9314 | 25.455 | 25.9896 | 26.5353 | 27.0926 | 27.6615 | 28.2424 |  |  |  | 0 | 0.00056597 | 0.00057785 | 0.00058999 | 0.00060238 | 0.00061503 | 0.00062794 | 0.00064113 | 0.00065459 | 0.00066834
Summitville (SubArea) | 1.7052 | 1.7462 | 1.7828 | 44.1897 | 45.1177 | 46.0651 | 47.0325 | 48.0202 | 49.0286 | 50.0582 | 29.0123 | 16000 | 2109 | 0 | 0 | 18109 | 1.7052 | 1.7462 | 1.7828 | 44.1908 | 45.1188 | 46.0663 | 47.0336 | 48.0214 | 49.0298 | 50.0594 |  |  |  | 0 | 0 | 0 | 0.0010816 | 0.0011044 | 0.0011276 | 0.0011512 | 0.0011754 | 0.0012001 | 0.0012253
Swinging Bridge | 1.7052 | 1.7462 | 1.7828 | 1.8203 | 1.8585 | 1.8975 | 1.9374 | 1.9781 | 2.0196 | 2.062 | 1.8533 | 16000 | 0 | 0 | 0 | 16000 | 1.7052 | 1.7462 | 1.7828 | 1.8203 | 1.8585 | 1.8975 | 1.9374 | 1.9781 | 2.0196 | 2.062 |  |  |  | 0 | 0 | 0 | 0 | 0 | 0 | 0 | 0 | 0 | 0
Tallman | 1.7052 | 1.7462 | 31.2086 | 31.864 | 32.5332 | 33.2164 | 33.9139 | 34.6261 | 35.3533 | 36.0957 | 24.6495 | 16000 | 3515 | 0 | 0 | 19515 | 1.7052 | 1.7462 | 31.2094 | 31.8648 | 32.534 | 33.2172 | 33.9147 | 34.6269 | 35.3541 | 36.0965 |  |  |  | 0 | 0 | 0.00075121 | 0.00076698 | 0.00078309 | 0.00079954 | 0.00081633 | 0.00083347 | 0.00085097 | 0.00086884
Washington Heights | 1.7052 | 1.7462 | 1.7828 | 1.8203 | 1.8585 | 1.8975 | 1.9374 | 1.9781 | 2.0196 | 2.062 | 1.8533 | 16000 | 0 | 0 | 0 | 16000 | 1.7052 | 1.7462 | 1.7828 | 1.8203 | 1.8585 | 1.8975 | 1.9374 | 1.9781 | 2.0196 | 2.062 |  |  |  | 0 | 0 | 0 | 0 | 0 | 0 | 0 | 0 | 0 | 0
Washington Heights 34.5KV | 1.7052 | 1.7462 | 1.7828 | 1.8203 | 1.8585 | 1.8975 | 1.9374 | 1.9781 | 2.0196 | 2.062 | 1.8533 | 16000 | 0 | 0 | 0 | 16000 | 1.7052 | 1.7462 | 1.7828 | 1.8203 | 1.8585 | 1.8975 | 1.9374 | 1.9781 | 2.0196 | 2.062 |  |  |  | 0 | 0 | 0 | 0 | 0 | 0 | 0 | 0 | 0 | 0
West Haverstraw | 1.7052 | 1.7462 | 1.7828 | 1.8203 | 1.8585 | 1.8975 | 1.9374 | 1.9781 | 2.0196 | 2.062 | 1.8533 | 16000 | 0 | 0 | 0 | 16000 | 1.7052 | 1.7462 | 1.7828 | 1.8203 | 1.8585 | 1.8975 | 1.9374 | 1.9781 | 2.0196 | 2.062 |  |  |  | 0 | 0 | 0 | 0 | 0 | 0 | 0 | 0 | 0 | 0
West Nyack | 18.4799 | 23.6817 | 24.179 | 24.6867 | 25.2052 | 25.7345 | 26.2749 | 26.8267 | 27.39 | 27.9652 | 24.4716 | 16000 | 0 | 0 | 277400 | 293400 | 18.4772 | 23.6781 | 24.1753 | 24.683 | 25.2014 | 25.7306 | 26.2709 | 26.8226 | 27.3859 | 27.961 |  |  |  | -0.0027321 | -0.0035727 | -0.0036477 | -0.0037243 | -0.0038025 | -0.0038824 | -0.0039639 | -0.0040471 | -0.0041321 | -0.0042189
Westtown | 1.7052 | 1.7462 | 1.7828 | 1.8203 | 1.8585 | 1.8975 | 1.9374 | 1.9781 | 2.0196 | 2.062 | 1.8533 | 16000 | 0 | 0 | 0 | 16000 | 1.7052 | 1.7462 | 1.7828 | 1.8203 | 1.8585 | 1.8975 | 1.9374 | 1.9781 | 2.0196 | 2.062 |  |  |  | 0 | 0 | 0 | 0 | 0 | 0 | 0 | 0 | 0 | 0
Wisner | 1.7052 | 1.7462 | 1.7828 | 1.8203 | 1.8585 | 1.8975 | 1.9374 | 1.9781 | 2.0196 | 2.062 | 1.8533 | 16000 | 0 | 0 | 0 | 16000 | 125.3612 | 128.3699 | 131.0657 | 133.8181 | 136.6282 | 139.4974 | 142.4269 | 145.4178 | 148.4716 | 151.5895 |  |  |  | 123.656 | 126.6237 | 129.2828 | 131.9978 | 134.7697 | 137.5999 | 140.4895 | 143.4398 | 146.452 | 149.5275
Wurstboro (SubArea) | 125.3581 | 128.3667 | 131.0624 | 133.8147 | 136.6248 | 139.4939 | 142.4233 | 145.4142 | 148.4679 | 151.5857 | 136.2434 | 16000 | 2460.5 | 0 | 0 | 18460.5 | 125.3612 | 128.3699 | 131.0657 | 133.8181 | 136.6282 | 139.4974 | 142.4269 | 145.4178 | 148.4716 | 151.5895 |  |  |  | 0.0031567 | 0.0032325 | 0.0033004 | 0.0033697 | 0.0034404 | 0.0035127 | 0.0035865 | 0.0036618 | 0.0037387 | 0.0038172
Viola Road | 92.7629 | 48.3677 | 49.3834 | 51.2043 | 53.08 | 62.3661 | 80.3618 | 99.0858 | 109.8638 | 112.1709 | 72.2468 | 16000 | 0 | 159600 | 0 | 175600 | 92.7394 | 48.3557 | 49.3711 | 51.1916 | 53.0668 | 62.3505 | 80.3416 | 99.0608 | 109.836 | 112.1425 |  |  |  | -0.023455 | -0.012009 | -0.012261 | -0.012721 | -0.013194 | -0.015576 | -0.020201 | -0.025013 | -0.027779 | -0.028362

## RGE
Source: tab "T3B_MC BY SUBST CUMULATIVE" of Rochester Gas and Electric workpaper
NEW YORK STATE ELECTRIC AND GAS CORPORATION
SUMMARY OF CUMULATIVE ECONOMIC CARRYING CHARGES BY SUBSTATION AREA
Cumulative Annualized Marginal Cost per kW-yr, Nominal $
Division | Substation ID | Year | Upstream Substation (115 kV/46 kV/34 kV) | Upstream Feeder 115 kV or 34.5 kV | Distribution Substation (12.5 kV) | Distribution Primary Feeder 12.5 kV
|  |  | Upstream | Upstream | Distribution | Distribution
|  |  | Substation | Feeder | Substation | Feeder |  | 6.975%
[7 empty] | Total Cost per Year |  | Substation | Total Cost MC per Substation | MCOS | System MCOS |  |  | weighted average | Substation | MW
Canandaigua | 154 | 2026 | 0 | 0 | 0 | 0 | 0 |  | 154 | 92.0961 | 92.0961 | 53.326 | 44.7545 | 20.0148 | #REF! | 154 | 109.665
Canandaigua | 154 | 2027 | 0 | 0 | 0 | 0 | 0 |  | 127 | 77.1562 | 77.1562 |  |  |  |  | 127 | 50.76
Canandaigua | 154 | 2028 | 0 | 0 | 0 | 0 | 0 |  | 122 | 59.621 | 59.621 |  |  |  |  | 122 | 66.6
Canandaigua | 154 | 2029 | 0 | 0 | 0 | 0 | 0 |  | 156 | 10.2146 | 10.2146 |  |  |  |  | 156 | 20.25
Canandaigua | 154 | 2030 | 0 | 0 | 14.4396 | 0 | 14.4396 |  | 45 | 135.6281 | 135.6281 |  |  |  |  | 45 | 46.8
Canandaigua | 154 | 2031 | 0 | 0 | 70.1213 | 0 | 70.1213 |  | 16 | 171.7796 | 171.7796 |  |  |  |  | 16 | 20.772
Canandaigua | 154 | 2032 | 0 | 0 | 133.928 | 30.875 | 164.803 |  | 424 | 74.8301 | 74.8301 |  |  |  |  | 424 | 24.39
Canandaigua | 154 | 2033 | 0 | 64.0032 | 196.6772 | 31.4925 | 292.1729 |  | 89 | 131.0223 | 131.0223 |  |  |  |  | 89 | 90.9
Canandaigua | 154 | 2034 | 0 | 65.2833 | 200.6108 | 32.1223 | 298.0164 |  | 255 | 67.7502 | 67.7502 |  |  |  |  | 255 | 152.1
Canandaigua | 154 | 2035 | 0 | 66.5889 | 204.623 | 32.7648 | 303.9767 | 92.0961 | 124 | 66.4123 | 66.4123 |  |  |  |  | 124 | 116.28
[9 empty] | 19 | 87.6237 | 87.6237 |  |  |  |  | 19 | 117
Canandaigua | 127 | 2026 | 0 | 0 | 0 | 0 | 0 |  | 29 | 94.7691 | 94.7691 |  |  |  |  | 29 | 124.2
Canandaigua | 127 | 2027 | 0 | 0 | 0 | 0 | 0 |  | 49 | 88.076 | 88.076 |  |  |  |  | 49 | 120.15
Canandaigua | 127 | 2028 | 0 | 0 | 0 | 0 | 0 |  | 81 | 82.6429 | 82.6429 |  |  |  |  | 81 | 117
Canandaigua | 127 | 2029 | 0 | 0 | 0 | 0 | 0 |  | 103 | 74.391 | 74.391 |  |  |  |  | 103 | 117
Canandaigua | 127 | 2030 | 0 | 0 | 0 | 0 | 0 |  | 23 | 17.7367 | 17.7367 |  |  |  |  | 23 | 99
Canandaigua | 127 | 2031 | 0 | 0 | 0 | 0 | 0 |  | 55 | 68.1069 | 68.1069 |  |  |  |  | 55 | 167.4
Canandaigua | 127 | 2032 | 0 | 0 | 84.4398 | 0 | 84.4398 |  | 62 | 62.9309 | 62.9309 |  |  |  |  | 62 | 157.14
Canandaigua | 127 | 2033 | 0 | 120.615 | 172.8598 | 0 | 293.4748 |  | 109 | 57.0639 | 57.0639 |  |  |  |  | 109 | 135
Canandaigua | 127 | 2034 | 0 | 123.0273 | 176.317 | 0 | 299.3443 |  | 58 | 84.3405 | 84.3405 |  |  |  |  | 58 | 32.76
Canandaigua | 127 | 2035 | 0 | 125.4878 | 179.8433 | 0 | 305.3312 | 77.1562 | 117 | 8.1072 | 8.1072 |  |  |  |  | 117 | 7.2
[7 empty] | 0 |  | 230 | 190.6624 | 190.6624 |  |  |  |  | 230 | 73.53
Canandaigua | 122 | 2026 | 0 | 0 | 0 | 0 | 0 |  | 60 | 6.3833 | 6.3833 |  |  |  |  | 60 | 12.6
Canandaigua | 122 | 2027 | 0 | 0 | 0 | 0 | 0 |  | 74 | 3.0546 | 3.0546 |  |  |  |  | 74 | 18.9
Canandaigua | 122 | 2028 | 0 | 0 | 0 | 0 | 0 |  | 420 | 3.0546 | 3.0546 |  |  |  |  | 420 | 25.2
Canandaigua | 122 | 2029 | 0 | 0 | 0 | 0 | 0 |  | 136 | 2.6728 | 2.6728 |  |  |  |  | 136 | 14.4
Canandaigua | 122 | 2030 | 0 | 0 | 12.7714 | 0 | 12.7714 |  | 46 | 68.4859 | 68.4859 |  |  |  |  | 46 | 49.5
Canandaigua | 122 | 2031 | 0 | 0 | 59.4282 | 0 | 59.4282 |  | 65 | 86.7281 | 86.7281 |  |  |  |  | 65 | 192.6
Canandaigua | 122 | 2032 | 0 | 0 | 98.6236 | 0 | 98.6236 |  | 69 | 19.7712 | 19.7712 |  |  |  |  | 69 | 78.84
Canandaigua | 122 | 2033 | 0 | 64.0032 | 121.0838 | 0 | 185.087 |  | 70 | 61.866 | 61.866 |  |  |  |  | 70 | 118.8
Canandaigua | 122 | 2034 | 0 | 65.2833 | 123.5055 | 0 | 188.7887 |  | 71 | 43.5887 | 43.5887 |  |  |  |  | 71 | 63.36
Canandaigua | 122 | 2035 | 0 | 66.5889 | 125.9756 | 0 | 192.5645 | 59.621 | 93 | 35.7995 | 35.7995 |  |  |  |  | 93 | 111.24
[7 empty] | 0 |  | 112 | 23.2925 | 23.2925 |  |  |  |  | 112 | 72.9
Canandaigua | 156 | 2026 | 0 | 0 | 0 | 0 | 0 |  | 126 | 78.252 | 78.252 |  |  |  |  | 126 | 129.6
Canandaigua | 156 | 2027 | 0 | 0 | 0 | 0 | 0 |  | 72 | 14.6813 | 14.6813 |  |  |  |  | 72 | 18.9
Canandaigua | 156 | 2028 | 0 | 0 | 0 | 0 | 0 |  | 115 | 22.7215 | 22.7215 |  |  |  |  | 115 | 30.6
Canandaigua | 156 | 2029 | 0 | 0 | 0 | 0 | 0 |  | 216 | 24.9401 | 24.9401 |  |  |  |  | 216 | 54
Canandaigua | 156 | 2030 | 0 | 0 | 0 | 0 | 0 |  | 104 | 13.7327 | 13.7327 |  |  |  |  | 104 | 16.2
Canandaigua | 156 | 2031 | 0 | 0 | 0 | 0 | 0 |  | Line 739 | 6.8749 | 6.8749 |  |  |  |  | Line 739 | 6.3
Canandaigua | 156 | 2032 | 0 | 0 | 0 | 30.875 | 30.875 |  | Line 764 | 9.1665 | 9.1665 |  |  |  |  | Line 764 | 12.6
Canandaigua | 156 | 2033 | 0 | 0 | 0 | 31.4925 | 31.4925 |  | 762 | 20.614 | 20.614 |  |  |  |  | 762 | 19.8
Canandaigua | 156 | 2034 | 0 | 0 | 0 | 32.1223 | 32.1223 |  | 567 | 20.1783 | 20.1783 |  |  |  |  | 567 | 19.8
Canandaigua | 156 | 2035 | 0 | 0 | 0 | 32.7648 | 32.7648 | 10.2146 | 769 | 25.2075 | 25.2075 |  |  |  |  | 769 | 118.8
[7 empty] | 0 |  | 766 | 25.2821 | 25.2821 |  |  |  |  | 766 | 18
Canandaigua | 154 | 2026 | 0 | 0 | 0 | 0 | 0 |  | 246 | 15.3625 | 15.3625 |  |  |  |  | 246 | 12.6
Canandaigua | 154 | 2027 | 0 | 0 | 0 | 0 | 0 |  | 205 | 18.3246 | 18.3246 |  |  |  |  | 205 | 15.435
Canandaigua | 154 | 2028 | 0 | 0 | 0 | 0 | 0
Canandaigua | 154 | 2029 | 0 | 0 | 0 | 0 | 0
Canandaigua | 154 | 2030 | 0 | 0 | 14.4396 | 0 | 14.4396
Canandaigua | 154 | 2031 | 0 | 0 | 70.1213 | 0 | 70.1213
Canandaigua | 154 | 2032 | 0 | 0 | 133.928 | 30.875 | 164.803
Canandaigua | 154 | 2033 | 0 | 64.0032 | 196.6772 | 31.4925 | 292.1729
Canandaigua | 154 | 2034 | 0 | 65.2833 | 200.6108 | 32.1223 | 298.0164
Canandaigua | 154 | 2035 | 0 | 66.5889 | 204.623 | 32.7648 | 303.9767 | 92.0961
0
Central | 45 | 2026 | 0 | 0 | 0 | 0 | 0
Central | 45 | 2027 | 0 | 64.6226 | 0 | 0 | 64.6226
Central | 45 | 2028 | 0 | 65.9151 | 0 | 0 | 65.9151
Central | 45 | 2029 | 0 | 67.2334 | 104.3134 | 0 | 171.5468
Central | 45 | 2030 | 0 | 68.5781 | 106.3996 | 0 | 174.9777
Central | 45 | 2031 | 0 | 69.9496 | 108.5276 | 0 | 178.4772
Central | 45 | 2032 | 0 | 71.3486 | 110.6982 | 0 | 182.0468
Central | 45 | 2033 | 0 | 72.7756 | 112.9121 | 0 | 185.6877
Central | 45 | 2034 | 0 | 74.2311 | 115.1704 | 42.1538 | 231.5553
Central | 45 | 2035 | 0 | 75.7157 | 117.4738 | 42.9969 | 236.1864 | 135.6281
0
Central | 16 | 2026 | 0 | 0 | 0 | 0 | 0
Central | 16 | 2027 | 0 | 87.6214 | 0 | 0 | 87.6214
Central | 16 | 2028 | 0 | 89.3738 | 66.0472 | 0 | 155.421
Central | 16 | 2029 | 0 | 91.1613 | 124.6162 | 0 | 215.7775
Central | 16 | 2030 | 0 | 92.9845 | 127.1085 | 0 | 220.0931
Central | 16 | 2031 | 0 | 94.8442 | 129.6507 | 0 | 224.4949
Central | 16 | 2032 | 0 | 96.7411 | 132.2437 | 0 | 228.9848
Central | 16 | 2033 | 0 | 98.6759 | 134.8886 | 0 | 233.5645
Central | 16 | 2034 | 0 | 100.6494 | 137.5864 | 0 | 238.2358
Central | 16 | 2035 | 0 | 102.6624 | 140.3381 | 0 | 243.0005 | 171.7796
0
Central | 424 | 2026 | 0 | 0 | 0 | 0 | 0
Central | 424 | 2027 | 0 | 0 | 0 | 0 | 0
Central | 424 | 2028 | 0 | 44.8505 | 0 | 0 | 44.8505
Central | 424 | 2029 | 0 | 45.7475 | 0 | 59.4252 | 105.1727
Central | 424 | 2030 | 0 | 46.6625 | 0 | 60.6137 | 107.2761
Central | 424 | 2031 | 0 | 47.5957 | 0 | 61.8259 | 109.4217
Central | 424 | 2032 | 0 | 48.5476 | 0 | 63.0625 | 111.6101
Central | 424 | 2033 | 0 | 49.5186 | 0 | 64.3237 | 113.8423
Central | 424 | 2034 | 0 | 50.509 | 0 | 65.6102 | 116.1191
Central | 424 | 2035 | 0 | 51.5191 | 0 | 66.9224 | 118.4415 | 74.8301
0
Central | 89 | 2026 | 0 | 0 | 0 | 0 | 0
Central | 89 | 2027 | 0 | 35.9478 | 33.7485 | 0 | 69.6963
Central | 89 | 2028 | 0 | 36.6668 | 61.9433 | 0 | 98.6101
Central | 89 | 2029 | 0 | 37.4001 | 94.9753 | 0 | 132.3754
Central | 89 | 2030 | 0 | 38.1481 | 139.7838 | 0 | 177.932
Central | 89 | 2031 | 0 | 38.9111 | 142.5795 | 0 | 181.4906
Central | 89 | 2032 | 0 | 39.6893 | 145.4311 | 0 | 185.1204
Central | 89 | 2033 | 0 | 40.4831 | 148.3397 | 0 | 188.8228
Central | 89 | 2034 | 0 | 41.2928 | 151.3065 | 0 | 192.5993
Central | 89 | 2035 | 0 | 42.1186 | 154.3326 | 0 | 196.4513 | 131.0223
0
Central | 255 | 2026 | 0 | 0 | 0 | 0 | 0
Central | 255 | 2027 | 0 | 0 | 0 | 0 | 0
Central | 255 | 2028 | 0 | 0 | 0 | 0 | 0
Central | 255 | 2029 | 0 | 0 | 0 | 40.5613 | 40.5613
Central | 255 | 2030 | 0 | 0 | 25.8908 | 44.6004 | 70.4912
Central | 255 | 2031 | 0 | 0 | 52.6888 | 66.3829 | 119.0717
Central | 255 | 2032 | 0 | 0 | 53.7426 | 81.9437 | 135.6863
Central | 255 | 2033 | 0 | 0 | 54.8174 | 83.5826 | 138.4001
Central | 255 | 2034 | 0 | 0 | 55.9138 | 85.2543 | 141.1681
Central | 255 | 2035 | 0 | 0 | 57.0321 | 86.9594 | 143.9914 | 67.7502
0
Central | 124 | 2026 | 0 | 0 | 0 | 0 | 0
Central | 124 | 2027 | 0 | 0 | 0 | 0 | 0
Central | 124 | 2028 | 0 | 0 | 0 | 0 | 0
Central | 124 | 2029 | 0 | 0 | 0 | 0 | 0
Central | 124 | 2030 | 0 | 0 | 10.5309 | 0 | 10.5309
Central | 124 | 2031 | 0 | 0 | 51.1402 | 0 | 51.1402
Central | 124 | 2032 | 0 | 0 | 158.7587 | 0 | 158.7587
Central | 124 | 2033 | 0 | 0 | 184.236 | 0 | 184.236
Central | 124 | 2034 | 0 | 0 | 187.9208 | 0 | 187.9208
Central | 124 | 2035 | 0 | 0 | 191.6792 | 36.8846 | 228.5638 | 66.4123
0
Central | 19 | 2026 | 0 | 0 | 0 | 0 | 0
Central | 19 | 2027 | 0 | 0 | 0 | 0 | 0
Central | 19 | 2028 | 0 | 0 | 0 | 0 | 0
Central | 19 | 2029 | 0 | 0 | 0 | 0 | 0
Central | 19 | 2030 | 0 | 47.5423 | 0 | 0 | 47.5423
Central | 19 | 2031 | 0 | 48.4932 | 0 | 10.0617 | 58.5549
Central | 19 | 2032 | 0 | 49.463 | 14.7211 | 53.6737 | 117.8578
Central | 19 | 2033 | 0 | 50.4523 | 83.8217 | 73.0083 | 207.2823
Central | 19 | 2034 | 0 | 51.4613 | 178.1187 | 74.4685 | 304.0485
Central | 19 | 2035 | 0 | 52.4906 | 230.744 | 75.9578 | 359.1923 | 87.6237
0
Central | 29 | 2026 | 0 | 0 | 0 | 0 | 0
Central | 29 | 2027 | 0 | 0 | 0 | 0 | 0
Central | 29 | 2028 | 0 | 0 | 0 | 0 | 0
Central | 29 | 2029 | 0 | 0 | 0 | 0 | 0
Central | 29 | 2030 | 0 | 0 | 0 | 0 | 0
Central | 29 | 2031 | 0 | 81.78 | 0 | 10.0617 | 91.8417
Central | 29 | 2032 | 0 | 83.4156 | 13.8026 | 53.6737 | 150.8918
Central | 29 | 2033 | 0 | 85.0839 | 78.5917 | 73.0083 | 236.6839
Central | 29 | 2034 | 0 | 86.7855 | 167.0051 | 74.4685 | 328.2591
Central | 29 | 2035 | 0 | 88.5213 | 216.3469 | 75.9578 | 380.826 | 94.7691
0
Central | 49 | 2026 | 0 | 0 | 0 | 0 | 0
Central | 49 | 2027 | 0 | 0 | 0 | 0 | 0
Central | 49 | 2028 | 0 | 0 | 0 | 0 | 0
Central | 49 | 2029 | 0 | 0 | 0 | 0 | 0
Central | 49 | 2030 | 0 | 0 | 0 | 0 | 0
Central | 49 | 2031 | 0 | 0 | 0 | 10.0617 | 10.0617
Central | 49 | 2032 | 0 | 86.1536 | 13.8639 | 53.6737 | 153.6912
Central | 49 | 2033 | 0 | 87.8767 | 78.9409 | 73.0083 | 239.8259
Central | 49 | 2034 | 0 | 89.6343 | 167.7472 | 74.4685 | 331.8499
Central | 49 | 2035 | 0 | 91.4269 | 217.3082 | 75.9578 | 384.693 | 88.076
0
Central | 81 | 2026 | 0 | 0 | 0 | 0 | 0
Central | 81 | 2027 | 0 | 0 | 0 | 0 | 0
Central | 81 | 2028 | 0 | 0 | 0 | 0 | 0
Central | 81 | 2029 | 0 | 0 | 0 | 0 | 0
Central | 81 | 2030 | 0 | 0 | 0 | 0 | 0
Central | 81 | 2031 | 0 | 0 | 0 | 10.0617 | 10.0617
Central | 81 | 2032 | 0 | 0 | 14.6726 | 53.6737 | 68.3463
Central | 81 | 2033 | 0 | 96.0048 | 83.5458 | 73.0083 | 252.5589
Central | 81 | 2034 | 0 | 97.9249 | 165.3112 | 74.4685 | 337.7046
Central | 81 | 2035 | 0 | 99.8834 | 217.5188 | 75.9578 | 393.3601 | 82.6429
0 | [6 empty] | 0
Central | 103 | 2026 | 0 | 0 | 0 | 0 | 0
Central | 103 | 2027 | 0 | 0 | 0 | 0 | 0
Central | 103 | 2028 | 0 | 0 | 0 | 0 | 0
Central | 103 | 2029 | 0 | 0 | 0 | 0 | 0
Central | 103 | 2030 | 0 | 0 | 0 | 0 | 0
Central | 103 | 2031 | 0 | 0 | 0 | 10.0617 | 10.0617
Central | 103 | 2032 | 0 | 0 | 14.6726 | 53.6737 | 68.3463
Central | 103 | 2033 | 0 | 0 | 83.5458 | 73.0083 | 156.5541
Central | 103 | 2034 | 0 | 96.0048 | 165.3112 | 74.4685 | 335.7845
Central | 103 | 2035 | 0 | 97.9249 | 217.5188 | 75.9578 | 391.4016 | 74.391
0 | [6 empty] | 0
Central | 23 | 2026 | 0 | 0 | 0 | 0 | 0
Central | 23 | 2027 | 0 | 0 | 0 | 0 | 0
Central | 23 | 2028 | 0 | 0 | 0 | 0 | 0
Central | 23 | 2029 | 0 | 0 | 0 | 0 | 0
Central | 23 | 2030 | 0 | 0 | 0 | 0 | 0
Central | 23 | 2031 | 0 | 0 | 0 | 5.3247 | 5.3247
Central | 23 | 2032 | 0 | 0 | 0 | 28.4046 | 28.4046
Central | 23 | 2033 | 0 | 0 | 0 | 38.6366 | 38.6366
Central | 23 | 2034 | 0 | 0 | 0 | 39.4093 | 39.4093
Central | 23 | 2035 | 0 | 76.4533 | 0 | 40.1975 | 116.6508 | 17.7367
0
0
Central | 23 | 2026 | 0 | 0 | 0 | 0 | 0
Central | 23 | 2027 | 0 | 0 | 0 | 0 | 0
Central | 23 | 2028 | 0 | 0 | 0 | 0 | 0
Central | 23 | 2029 | 0 | 0 | 0 | 0 | 0
Central | 23 | 2030 | 0 | 0 | 0 | 0 | 0
Central | 23 | 2031 | 0 | 0 | 0 | 5.3247 | 5.3247
Central | 23 | 2032 | 0 | 0 | 0 | 28.4046 | 28.4046
Central | 23 | 2033 | 0 | 0 | 0 | 38.6366 | 38.6366
Central | 23 | 2034 | 0 | 0 | 0 | 39.4093 | 39.4093
Central | 23 | 2035 | 0 | 76.4533 | 0 | 40.1975 | 116.6508 | 17.7367
0
Central | 55 | 2026 | 0 | 0 | 0 | 0 | 0
Central | 55 | 2027 | 0 | 0 | 0 | 0 | 0
Central | 55 | 2028 | 0 | 0 | 0 | 0 | 0
Central | 55 | 2029 | 0 | 0 | 0 | 0 | 0
Central | 55 | 2030 | 0 | 0 | 0 | 0 | 0
Central | 55 | 2031 | 0 | 0 | 55.3524 | 0 | 55.3524
Central | 55 | 2032 | 0 | 0 | 107.7991 | 0 | 107.7991
Central | 55 | 2033 | 0 | 0 | 160.221 | 0 | 160.221
Central | 55 | 2034 | 0 | 35.2343 | 211.3001 | 0 | 246.5345
Central | 55 | 2035 | 0 | 35.939 | 215.5261 | 36.8846 | 288.3497 | 68.1069
0
Central | 62 | 2026 | 0 | 0 | 0 | 0 | 0
Central | 62 | 2027 | 0 | 0 | 0 | 0 | 0
Central | 62 | 2028 | 0 | 0 | 0 | 0 | 0
Central | 62 | 2029 | 0 | 0 | 0 | 0 | 0
Central | 62 | 2030 | 0 | 0 | 0 | 0 | 0
Central | 62 | 2031 | 0 | 0 | 53.0468 | 0 | 53.0468
Central | 62 | 2032 | 0 | 0 | 103.3089 | 0 | 103.3089
Central | 62 | 2033 | 0 | 0 | 153.5473 | 0 | 153.5473
Central | 62 | 2034 | 0 | 35.2343 | 202.4988 | 0 | 237.7332
Central | 62 | 2035 | 0 | 35.939 | 206.5488 | 0 | 242.4879 | 62.9309
0
Central | 109 | 2026 | 0 | 0 | 0 | 0 | 0
Central | 109 | 2027 | 0 | 0 | 0 | 0 | 0
Central | 109 | 2028 | 0 | 0 | 0 | 0 | 0
Central | 109 | 2029 | 0 | 0 | 0 | 0 | 0
Central | 109 | 2030 | 0 | 0 | 0 | 0 | 0
Central | 109 | 2031 | 0 | 0 | 0 | 0 | 0
Central | 109 | 2032 | 0 | 0 | 73.4081 | 0 | 73.4081
Central | 109 | 2033 | 0 | 0 | 146.7492 | 0 | 146.7492
Central | 109 | 2034 | 0 | 35.3325 | 218.138 | 0 | 253.4705
Central | 109 | 2035 | 0 | 36.0391 | 222.5008 | 0 | 258.5399 | 57.0639
0
Central | 58 | 2026 | 0 | 0 | 0 | 0 | 0
Central | 58 | 2027 | 0 | 0 | 0 | 0 | 0
Central | 58 | 2028 | 0 | 0 | 0 | 0 | 0
Central | 58 | 2029 | 0 | 0 | 0 | 0 | 0
Central | 58 | 2030 | 0 | 0 | 0 | 0 | 0
Central | 58 | 2031 | 0 | 0 | 0 | 0 | 0
Central | 58 | 2032 | 0 | 0 | 0 | 0 | 0
Central | 58 | 2033 | 0 | 0 | 125.3052 | 0 | 125.3052
Central | 58 | 2034 | 0 | 0 | 167.7088 | 42.1538 | 209.8626
Central | 58 | 2035 | 0 | 0 | 171.063 | 42.9969 | 214.0599 | 42.1702
0
Central | 117 | 2026 | 0 | 0 | 0 | 0 | 0
Central | 117 | 2027 | 0 | 0 | 0 | 0 | 0
Central | 117 | 2028 | 0 | 0 | 0 | 0 | 0
Central | 117 | 2029 | 0 | 0 | 0 | 0 | 0
Central | 117 | 2030 | 0 | 0 | 0 | 0 | 0
Central | 117 | 2031 | 0 | 0 | 0 | 0 | 0
Central | 117 | 2032 | 0 | 0 | 0 | 0 | 0
Central | 117 | 2033 | 0 | 0 | 0 | 34.1524 | 34.1524
Central | 117 | 2034 | 0 | 0 | 0 | 34.8354 | 34.8354
Central | 117 | 2035 | 0 | 0 | 0 | 35.5321 | 35.5321 | 8.1072
0
Central | 230 | 2026 | 0 | 0 | 0 | 0 | 0
Central | 230 | 2027 | 0 | 0 | 0 | 0 | 0
Central | 230 | 2028 | 0 | 0 | 0 | 0 | 0
Central | 230 | 2029 | 0 | 0 | 0 | 0 | 0
Central | 230 | 2030 | 0 | 0 | 0 | 0 | 0
Central | 230 | 2031 | 0 | 0 | 0 | 0 | 0
Central | 230 | 2032 | 0 | 0 | 166.971 | 0 | 166.971
Central | 230 | 2033 | 0 | 0 | 197.1236 | 142.074 | 339.1976
Central | 230 | 2034 | 0 | 0 | 201.0661 | 144.9154 | 345.9815
Central | 230 | 2035 | 0 | 0 | 205.0874 | 147.8137 | 352.9012 | 95.3312
0
0
Central | 230 | 2026 | 0 | 0 | 0 | 0 | 0
Central | 230 | 2027 | 0 | 0 | 0 | 0 | 0
Central | 230 | 2028 | 0 | 0 | 0 | 0 | 0
Central | 230 | 2029 | 0 | 0 | 0 | 0 | 0
Central | 230 | 2030 | 0 | 0 | 0 | 0 | 0
Central | 230 | 2031 | 0 | 0 | 0 | 0 | 0
Central | 230 | 2032 | 0 | 0 | 166.971 | 0 | 166.971
Central | 230 | 2033 | 0 | 0 | 197.1236 | 142.074 | 339.1976
Central | 230 | 2034 | 0 | 0 | 201.0661 | 144.9154 | 345.9815
Central | 230 | 2035 | 0 | 0 | 205.0874 | 147.8137 | 352.9012 | 95.3312
0 | [6 empty] | 0
Central | 45 | 2026 | 0 | 0 | 0 | 0 | 0
Central | 45 | 2027 | 0 | 64.6226 | 0 | 0 | 64.6226
Central | 45 | 2028 | 0 | 65.9151 | 0 | 0 | 65.9151
Central | 45 | 2029 | 0 | 67.2334 | 104.3134 | 0 | 171.5468
Central | 45 | 2030 | 0 | 68.5781 | 106.3996 | 0 | 174.9777
Central | 45 | 2031 | 0 | 69.9496 | 108.5276 | 0 | 178.4772
Central | 45 | 2032 | 0 | 71.3486 | 110.6982 | 0 | 182.0468
Central | 45 | 2033 | 0 | 72.7756 | 112.9121 | 0 | 185.6877
Central | 45 | 2034 | 0 | 74.2311 | 115.1704 | 42.1538 | 231.5553
Central | 45 | 2035 | 0 | 75.7157 | 117.4738 | 42.9969 | 236.1864 | 135.6281
0 | [6 empty] | 0
Central | 58 | 2026 | 0 | 0 | 0 | 0 | 0
Central | 58 | 2027 | 0 | 0 | 0 | 0 | 0
Central | 58 | 2028 | 0 | 0 | 0 | 0 | 0
Central | 58 | 2029 | 0 | 0 | 0 | 0 | 0
Central | 58 | 2030 | 0 | 0 | 0 | 0 | 0
Central | 58 | 2031 | 0 | 0 | 0 | 0 | 0
Central | 58 | 2032 | 0 | 0 | 0 | 0 | 0
Central | 58 | 2033 | 0 | 0 | 125.3052 | 0 | 125.3052
Central | 58 | 2034 | 0 | 0 | 167.7088 | 42.1538 | 209.8626
Central | 58 | 2035 | 0 | 0 | 171.063 | 42.9969 | 214.0599 | 42.1702
0
Central | 60 | 2026 | 0 | 0 | 0 | 0 | 0
Central | 60 | 2027 | 0 | 0 | 0 | 0 | 0
Central | 60 | 2028 | 0 | 0 | 0 | 0 | 0
Central | 60 | 2029 | 0 | 0 | 0 | 0 | 0
Central | 60 | 2030 | 0 | 0 | 0 | 0 | 0
Central | 60 | 2031 | 0 | 0 | 0 | 0 | 0
Central | 60 | 2032 | 0 | 0 | 0 | 0 | 0
Central | 60 | 2033 | 0 | 0 | 0 | 0 | 0
Central | 60 | 2034 | 0 | 0 | 0 | 42.1538 | 42.1538
Central | 60 | 2035 | 0 | 0 | 0 | 42.9969 | 42.9969 | 6.3833
0
Central | 74 | 2026 | 0 | 0 | 0 | 0 | 0
Central | 74 | 2027 | 0 | 0 | 0 | 0 | 0
Central | 74 | 2028 | 0 | 0 | 0 | 0 | 0
Central | 74 | 2029 | 0 | 0 | 0 | 0 | 0
Central | 74 | 2030 | 0 | 0 | 0 | 0 | 0
Central | 74 | 2031 | 0 | 0 | 0 | 0 | 0
Central | 74 | 2032 | 0 | 0 | 0 | 0 | 0
Central | 74 | 2033 | 0 | 0 | 0 | 0 | 0
Central | 74 | 2034 | 0 | 0 | 0 | 0 | 0
Central | 74 | 2035 | 0 | 0 | 0 | 42.1538 | 42.1538 | 3.0546
0
Central | 420 | 2026 | 0 | 0 | 0 | 0 | 0
Central | 420 | 2027 | 0 | 0 | 0 | 0 | 0
Central | 420 | 2028 | 0 | 0 | 0 | 0 | 0
Central | 420 | 2029 | 0 | 0 | 0 | 0 | 0
Central | 420 | 2030 | 0 | 0 | 0 | 0 | 0
Central | 420 | 2031 | 0 | 0 | 0 | 0 | 0
Central | 420 | 2032 | 0 | 0 | 0 | 0 | 0
Central | 420 | 2033 | 0 | 0 | 0 | 0 | 0
Central | 420 | 2034 | 0 | 0 | 0 | 0 | 0
Central | 420 | 2035 | 0 | 0 | 0 | 42.1538 | 42.1538 | 3.0546
0
Central | 136 | 2026 | 0 | 0 | 0 | 0 | 0
Central | 136 | 2027 | 0 | 0 | 0 | 0 | 0
Central | 136 | 2028 | 0 | 0 | 0 | 0 | 0
Central | 136 | 2029 | 0 | 0 | 0 | 0 | 0
Central | 136 | 2030 | 0 | 0 | 0 | 0 | 0
Central | 136 | 2031 | 0 | 0 | 0 | 0 | 0
Central | 136 | 2032 | 0 | 0 | 0 | 0 | 0
Central | 136 | 2033 | 0 | 0 | 0 | 0 | 0
Central | 136 | 2034 | 0 | 0 | 0 | 0 | 0
Central | 136 | 2035 | 0 | 0 | 0 | 36.8846 | 36.8846 | 2.6728
0
Central | 46 | 2026 | 0 | 0 | 0 | 0 | 0
Central | 46 | 2027 | 0 | 0 | 0 | 0 | 0
Central | 46 | 2028 | 0 | 0 | 0 | 0 | 0
Central | 46 | 2029 | 0 | 0 | 0 | 0 | 0
Central | 46 | 2030 | 0 | 0 | 0 | 0 | 0
Central | 46 | 2031 | 0 | 0 | 30.0578 | 0 | 30.0578
Central | 46 | 2032 | 0 | 0 | 88.5004 | 0 | 88.5004
Central | 46 | 2033 | 0 | 0 | 181.9887 | 0 | 181.9887
Central | 46 | 2034 | 0 | 0 | 266.4398 | 0 | 266.4398
Central | 46 | 2035 | 0 | 0 | 304.1259 | 0 | 304.1259 | 68.4859
0
Central | 65 | 2026 | 0 | 0 | 0 | 0 | 0
Central | 65 | 2027 | 0 | 0 | 0 | 0 | 0
Central | 65 | 2028 | 0 | 0 | 0 | 0 | 0
Central | 65 | 2029 | 0 | 0 | 0 | 0 | 0
Central | 65 | 2030 | 0 | 0 | 0 | 58.9373 | 58.9373
Central | 65 | 2031 | 0 | 0 | 20.4888 | 60.116 | 80.6048
Central | 65 | 2032 | 0 | 0 | 60.3267 | 61.3183 | 121.645
Central | 65 | 2033 | 0 | 0 | 127.2934 | 62.5447 | 189.8381
Central | 65 | 2034 | 0 | 48.2141 | 184.9251 | 63.7956 | 296.9348
Central | 65 | 2035 | 0 | 49.1784 | 210.6799 | 65.0715 | 324.9298 | 86.7281
0
Central | 69 | 2026 | 0 | 0 | 0 | 0 | 0
Central | 69 | 2027 | 0 | 0 | 0 | 0 | 0
Central | 69 | 2028 | 0 | 0 | 0 | 0 | 0
Central | 69 | 2029 | 0 | 0 | 0 | 0 | 0
Central | 69 | 2030 | 0 | 0 | 0 | 31.8756 | 31.8756
Central | 69 | 2031 | 0 | 0 | 0 | 32.5131 | 32.5131
Central | 69 | 2032 | 0 | 0 | 0 | 33.1633 | 33.1633
Central | 69 | 2033 | 0 | 0 | 0 | 33.8266 | 33.8266
Central | 69 | 2034 | 0 | 0 | 0 | 34.5031 | 34.5031
Central | 69 | 2035 | 0 | 0 | 34.2007 | 35.1932 | 69.3939 | 19.7712
0
Central | 70 | 2026 | 0 | 0 | 0 | 0 | 0
Central | 70 | 2027 | 0 | 0 | 0 | 0 | 0
Central | 70 | 2028 | 0 | 0 | 0 | 0 | 0
Central | 70 | 2029 | 0 | 0 | 0 | 0 | 0
Central | 70 | 2030 | 0 | 0 | 0 | 31.8756 | 31.8756
Central | 70 | 2031 | 0 | 0 | 0 | 32.5131 | 32.5131
Central | 70 | 2032 | 0 | 0 | 0 | 33.1633 | 33.1633
Central | 70 | 2033 | 0 | 0 | 96.5874 | 33.8266 | 130.414
Central | 70 | 2034 | 0 | 48.2141 | 177.2739 | 34.5031 | 259.9911
Central | 70 | 2035 | 0 | 49.1784 | 214.1905 | 35.1932 | 298.562 | 61.866
0
Central | 71 | 2026 | 0 | 0 | 0 | 0 | 0
Central | 71 | 2027 | 0 | 0 | 0 | 0 | 0
Central | 71 | 2028 | 0 | 0 | 0 | 0 | 0
Central | 71 | 2029 | 0 | 0 | 0 | 0 | 0
Central | 71 | 2030 | 0 | 0 | 0 | 31.8756 | 31.8756
Central | 71 | 2031 | 0 | 0 | 11.3538 | 32.5131 | 43.8669
Central | 71 | 2032 | 0 | 0 | 33.4297 | 33.1633 | 66.5931
Central | 71 | 2033 | 0 | 0 | 70.539 | 33.8266 | 104.3656
Central | 71 | 2034 | 0 | 0 | 102.4754 | 34.5031 | 136.9786
Central | 71 | 2035 | 0 | 0 | 116.7473 | 35.1932 | 151.9405 | 43.5887
0
Central | 93 | 2026 | 0 | 0 | 0 | 0 | 0
Central | 93 | 2027 | 0 | 0 | 0 | 0 | 0
Central | 93 | 2028 | 0 | 0 | 0 | 0 | 0
Central | 93 | 2029 | 0 | 0 | 0 | 0 | 0
Central | 93 | 2030 | 0 | 0 | 0 | 0 | 0
Central | 93 | 2031 | 0 | 0 | 5.3254 | 37.3879 | 42.7133
Central | 93 | 2032 | 0 | 0 | 15.6799 | 38.1356 | 53.8155
Central | 93 | 2033 | 0 | 0 | 33.0856 | 38.8984 | 71.984
Central | 93 | 2034 | 0 | 48.2141 | 48.065 | 39.6763 | 135.9554
Central | 93 | 2035 | 0 | 49.1784 | 54.7591 | 40.4698 | 144.4073 | 35.7995
0
Central | 112 | 2026 | 0 | 0 | 0 | 0 | 0
Central | 112 | 2027 | 0 | 0 | 0 | 0 | 0
Central | 112 | 2028 | 0 | 0 | 0 | 0 | 0
Central | 112 | 2029 | 0 | 0 | 0 | 0 | 0
Central | 112 | 2030 | 0 | 0 | 0 | 27.0617 | 27.0617
Central | 112 | 2031 | 0 | 0 | 3.7181 | 27.6029 | 31.321
Central | 112 | 2032 | 0 | 0 | 10.9474 | 28.155 | 39.1024
Central | 112 | 2033 | 0 | 0 | 23.0998 | 28.7181 | 51.8178
Central | 112 | 2034 | 0 | 0 | 33.5581 | 29.2925 | 62.8506
Central | 112 | 2035 | 0 | 0 | 38.2318 | 29.8783 | 68.1101 | 23.2925
0
Central | 126 | 2026 | 0 | 0 | 0 | 0 | 0
Central | 126 | 2027 | 0 | 0 | 0 | 0 | 0
Central | 126 | 2028 | 0 | 0 | 0 | 0 | 0
Central | 126 | 2029 | 0 | 0 | 0 | 0 | 0
Central | 126 | 2030 | 0 | 0 | 0 | 0 | 0
Central | 126 | 2031 | 0 | 0 | 23.8342 | 36.4292 | 60.2634
Central | 126 | 2032 | 0 | 0 | 70.1766 | 37.1578 | 107.3344
Central | 126 | 2033 | 0 | 0 | 148.0774 | 37.901 | 185.9783
Central | 126 | 2034 | 0 | 48.2141 | 215.1191 | 38.659 | 301.9921
Central | 126 | 2035 | 0 | 49.1784 | 245.079 | 39.4322 | 333.6895 | 78.252
0
Central | 72 | 2026 | 0 | 0 | 0 | 0 | 0
Central | 72 | 2027 | 0 | 0 | 0 | 0 | 0
Central | 72 | 2028 | 0 | 0 | 0 | 0 | 0
Central | 72 | 2029 | 0 | 0 | 0 | 0 | 0
Central | 72 | 2030 | 0 | 0 | 0 | 27.0617 | 27.0617
Central | 72 | 2031 | 0 | 0 | 0 | 27.6029 | 27.6029
Central | 72 | 2032 | 0 | 0 | 0 | 28.155 | 28.155
Central | 72 | 2033 | 0 | 0 | 0 | 28.7181 | 28.7181
Central | 72 | 2034 | 0 | 0 | 0 | 29.2925 | 29.2925
Central | 72 | 2035 | 0 | 0 | 0 | 29.8783 | 29.8783 | 14.6813
0
Central | 115 | 2026 | 0 | 0 | 0 | 0 | 0
Central | 115 | 2027 | 0 | 0 | 0 | 0 | 0
Central | 115 | 2028 | 0 | 0 | 0 | 0 | 0
Central | 115 | 2029 | 0 | 0 | 0 | 0 | 0
Central | 115 | 2030 | 0 | 0 | 0 | 0 | 0
Central | 115 | 2031 | 0 | 0 | 0 | 0 | 0
Central | 115 | 2032 | 0 | 0 | 0 | 41.1068 | 41.1068
Central | 115 | 2033 | 0 | 0 | 0 | 80.3554 | 80.3554
Central | 115 | 2034 | 0 | 0 | 0 | 81.9625 | 81.9625
Central | 115 | 2035 | 0 | 0 | 0 | 83.6017 | 83.6017 | 22.7215
0
Central | 216 | 2026 | 0 | 0 | 0 | 0 | 0
Central | 216 | 2027 | 0 | 0 | 0 | 0 | 0
Central | 216 | 2028 | 0 | 0 | 0 | 0 | 0
Central | 216 | 2029 | 0 | 0 | 0 | 0 | 0
Central | 216 | 2030 | 0 | 0 | 0 | 0 | 0
Central | 216 | 2031 | 0 | 0 | 0 | 0 | 0
Central | 216 | 2032 | 0 | 0 | 0 | 0 | 0
Central | 216 | 2033 | 45.5788 | 0 | 0 | 0 | 45.5788
Central | 216 | 2034 | 117.5023 | 0 | 0 | 0 | 117.5023
Central | 216 | 2035 | 166.3195 | 0 | 0 | 0 | 166.3195 | 24.9401
0
Central | 104 | 2026 | 0 | 0 | 0 | 0 | 0
Central | 104 | 2027 | 0 | 0 | 0 | 0 | 0
Central | 104 | 2028 | 0 | 0 | 0 | 0 | 0
Central | 104 | 2029 | 0 | 0 | 0 | 0 | 0
Central | 104 | 2030 | 0 | 0 | 0 | 0 | 0
Central | 104 | 2031 | 0 | 0 | 0 | 0 | 0
Central | 104 | 2032 | 0 | 0 | 0 | 0 | 0
Central | 104 | 2033 | 0 | 0 | 0 | 0 | 0
Central | 104 | 2034 | 0 | 0 | 90.6872 | 0 | 90.6872
Central | 104 | 2035 | 0 | 0 | 92.501 | 0 | 92.501 | 13.7327
0
Central | Line 739 | 2026 | 0 | 0 | 0 | 0 | 0
Central | Line 739 | 2027 | 0 | 0 | 0 | 0 | 0
Central | Line 739 | 2028 | 0 | 0 | 0 | 0 | 0
Central | Line 739 | 2029 | 0 | 0 | 0 | 0 | 0
Central | Line 739 | 2030 | 0 | 0 | 0 | 0 | 0
Central | Line 739 | 2031 | 0 | 0 | 0 | 0 | 0
Central | Line 739 | 2032 | 0 | 0 | 0 | 0 | 0
Central | Line 739 | 2033 | 0 | 0 | 0 | 0 | 0
Central | Line 739 | 2034 | 0 | 45.3997 | 0 | 0 | 45.3997
Central | Line 739 | 2035 | 0 | 46.3076 | 0 | 0 | 46.3076 | 6.8749
0
Central | Line 764 | 2026 | 0 | 0 | 0 | 0 | 0
Central | Line 764 | 2027 | 0 | 0 | 0 | 0 | 0
Central | Line 764 | 2028 | 0 | 0 | 0 | 0 | 0
Central | Line 764 | 2029 | 0 | 0 | 0 | 0 | 0
Central | Line 764 | 2030 | 0 | 0 | 0 | 0 | 0
Central | Line 764 | 2031 | 0 | 0 | 0 | 0 | 0
Central | Line 764 | 2032 | 0 | 0 | 0 | 0 | 0
Central | Line 764 | 2033 | 0 | 0 | 0 | 0 | 0
Central | Line 764 | 2034 | 0 | 60.5329 | 0 | 0 | 60.5329
Central | Line 764 | 2035 | 0 | 61.7435 | 0 | 0 | 61.7435 | 9.1665
0
Central | 762 | 2026 | 0 | 0 | 0 | 0 | 0
Central | 762 | 2027 | 0 | 0 | 0 | 0 | 0
Central | 762 | 2028 | 0 | 0 | 0 | 0 | 0
Central | 762 | 2029 | 0 | 0 | 0 | 0 | 0
Central | 762 | 2030 | 0 | 0 | 0 | 0 | 0
Central | 762 | 2031 | 0 | 0 | 0 | 0 | 0
Central | 762 | 2032 | 0 | 0 | 0 | 0 | 0
Central | 762 | 2033 | 0 | 86.839 | 0 | 0 | 86.839
Central | 762 | 2034 | 0 | 88.5758 | 0 | 0 | 88.5758
Central | 762 | 2035 | 0 | 90.3473 | 0 | 0 | 90.3473 | 20.614
0
Central | 567 | 2026 | 0 | 0 | 0 | 0 | 0
Central | 567 | 2027 | 0 | 0 | 0 | 0 | 0
Central | 567 | 2028 | 0 | 0 | 0 | 0 | 0
Central | 567 | 2029 | 0 | 0 | 0 | 0 | 0
Central | 567 | 2030 | 0 | 0 | 0 | 0 | 0
Central | 567 | 2031 | 0 | 0 | 0 | 0 | 0
Central | 567 | 2032 | 0 | 60.9915 | 0 | 0 | 60.9915
Central | 567 | 2033 | 0 | 62.2113 | 0 | 0 | 62.2113
Central | 567 | 2034 | 0 | 63.4555 | 0 | 0 | 63.4555
Central | 567 | 2035 | 0 | 64.7246 | 0 | 0 | 64.7246 | 20.1783
0
Central | 769 | 2026 | 0 | 0 | 0 | 0 | 0
Central | 769 | 2027 | 0 | 0 | 0 | 0 | 0
Central | 769 | 2028 | 0 | 0 | 0 | 0 | 0
Central | 769 | 2029 | 0 | 0 | 0 | 0 | 0
Central | 769 | 2030 | 0 | 0 | 0 | 0 | 0
Central | 769 | 2031 | 0 | 8.984 | 0 | 0 | 8.984
Central | 769 | 2032 | 0 | 42.7567 | 0 | 0 | 42.7567
Central | 769 | 2033 | 0 | 67.5248 | 0 | 0 | 67.5248
Central | 769 | 2034 | 0 | 93.3379 | 0 | 0 | 93.3379
Central | 769 | 2035 | 0 | 106.6385 | 0 | 0 | 106.6385 | 25.2075
0
Central | 766 | 2026 | 0 | 0 | 0 | 0 | 0
Central | 766 | 2027 | 0 | 0 | 0 | 0 | 0
Central | 766 | 2028 | 0 | 0 | 0 | 0 | 0
Central | 766 | 2029 | 0 | 0 | 0 | 0 | 0
Central | 766 | 2030 | 0 | 0 | 0 | 0 | 0
Central | 766 | 2031 | 0 | 0 | 0 | 0 | 0
Central | 766 | 2032 | 0 | 76.4183 | 0 | 0 | 76.4183
Central | 766 | 2033 | 0 | 77.9467 | 0 | 0 | 77.9467
Central | 766 | 2034 | 0 | 79.5056 | 0 | 0 | 79.5056
Central | 766 | 2035 | 0 | 81.0957 | 0 | 0 | 81.0957 | 25.2821
0
Fillmore | 246 | 2026 | 0 | 0 | 0 | 0 | 0
Fillmore | 246 | 2027 | 0 | 0 | 0 | 0 | 0
Fillmore | 246 | 2028 | 0 | 0 | 0 | 0 | 0
Fillmore | 246 | 2029 | 0 | 0 | 0 | 0 | 0
Fillmore | 246 | 2030 | 0 | 0 | 0 | 0 | 0
Fillmore | 246 | 2031 | 0 | 0 | 0 | 0 | 0
Fillmore | 246 | 2032 | 0 | 0 | 0 | 0 | 0
Fillmore | 246 | 2033 | 0 | 0 | 64.7164 | 0 | 64.7164
Fillmore | 246 | 2034 | 0 | 0 | 66.0107 | 0 | 66.0107
Fillmore | 246 | 2035 | 0 | 0 | 67.3309 | 0 | 67.3309 | 15.3625
0
Sodus | 205 | 2026 | 0 | 0 | 0 | 0 | 0
Sodus | 205 | 2027 | 0 | 0 | 0 | 0 | 0
Sodus | 205 | 2028 | 0 | 0 | 0 | 0 | 0
Sodus | 205 | 2029 | 0 | 0 | 0 | 0 | 0
Sodus | 205 | 2030 | 0 | 0 | 0 | 0 | 0
Sodus | 205 | 2031 | 0 | 0 | 42.3837 | 0 | 42.3837
Sodus | 205 | 2032 | 0 | 0 | 43.2314 | 0 | 43.2314
Sodus | 205 | 2033 | 0 | 0 | 44.096 | 0 | 44.096
Sodus | 205 | 2034 | 0 | 0 | 44.9779 | 0 | 44.9779
Sodus | 205 | 2035 | 0 | 0 | 45.8775 | 0 | 45.8775 | 18.3246

## O&R KW
Primary
| Blooming Grove | 2.109
| Wurstboro (SubArea) | 0.52725
| Wurstboro (SubArea) | 0.703
| Wurstboro (SubArea) | 0.703
| Wurstboro (SubArea) | 0.52725
| Port Jervis | 2.109
| Dean (SubArea) | 2.812
| Stony Point | 2.812
| Sterling Forest | 0.703
| Blooming Grove | 3.705
| Sterling Forest | 1.406
| Tallman | 3.515
| Otisville (SubArea) | 2.109
| Blooming Grove | 2.47
| Sterling Forest | 3.705
| Corporate Drive | 2.109
| Summitville (SubArea) | 2.109
| Blooming Grove | 3.705
| Sterling Forest | 3.705
| Bullville (SubArea) | 1.0545
| Mongaup | 1.0545
| Mongaup | 1.0545
| Stony Point | 2.812
| Bullville (SubArea) | 2.812
| East Wallkill | 2.812
| Bullville (SubArea) | 1.0545
Substation
| Little Tor | 106.4
| Viola Road | 159.6
| South Goshen | 87.4
| Sloatsburg | 82.65
Transmission
| West Nyack | 277.4
| Oak St. | 79.8
| New Hempstead | 89.3

## Aggregated Table
Serving Utility | Substation | Std Errors in Staff proposal | 1.645 | System-Wide Avg | Standard Deviation | SEM | LSRV Price | LSRV Threshold | #LSRV Zones | Total Substations | Listed Substations | Target LSRV numbers | Deferral Value (Use Example dataset average of .640854 |  | LSRV 1 Zones | LSRV 2 Zones
CECONY |  | MW | 10yr levelized MCOS | 252.5372 | 101.5531 | 33.851 | 55.685 | 308.2221 | 2 |  | 69 | 7 |  |  | 10 | 1
| Astor | 0 | 0 | [7 empty] | 46 | 9 | 0 | 0
| Atlantic | 716 | 204.3558 | [9 empty] | 130.9622 | 1.0372
| Avenue A | 2.558 | 66.0249 | [9 empty] | 42.3123 | 0.3351
| Bensonhurst No. 1 | 2.5092 | 57.2207 | [9 empty] | 36.6701 | 0.29041
| Bensonhurst No. 2 | 5.7009 | 45.9188 | [9 empty] | 29.4273 | 0.23305
| Brownsville No. 1 | 5.2377 | 103.2145 | [9 empty] | 66.1454 | 0.52385
| Brownsville No. 2 | 0.7225 | 38.5057 | [9 empty] | 24.6765 | 0.19543
| Bruckner | 33.134 | 137.0533 | [9 empty] | 87.8311 | 0.69559
| Buchanan | 0 | 0 | [9 empty] | 0 | 0
| Cedar Street | 85 | 208.4367 | [9 empty] | 133.5775 | 1.0579
| Cherry Street | 0 | 0 | [9 empty] | 0 | 0
| Co-Op City/Radial 27kV | 0 | 0 | [9 empty] | 0 | 0
| Corona No. 1 | 0 | 0 | [9 empty] | 0 | 0
| Corona No. 2 | 1.1772 | 97.8873 | [9 empty] | 62.7315 | 0.49681
| East 179th Street | 2.577 | 33.7196 | [9 empty] | 21.6094 | 0.17114
| East 29th Street | 0.574 | 40.2331 | [9 empty] | 25.7836 | 0.2042
| East 36th Street | 1.164 | 18.3598 | [9 empty] | 11.7659 | 0.093182
| East 40th Street No. 1 | 0 | 0 | [9 empty] | 0 | 0
| East 40th Street No. 2 | 0 | 0 | [9 empty] | 0 | 0
| East 63rd Street No. 1 | 0.5 | 23.4836 | [9 empty] | 15.0496 | 0.11919
| East 63rd Street No. 2 | 2.091 | 32.2322 | [9 empty] | 20.6561 | 0.16359
| East 75th Street | 0.81 | 59.1958 | [9 empty] | 37.9359 | 0.30044
| Elmsford No. 2 | 0 | 0 | [9 empty] | 0 | 0
| Fox Hills 33 kV | 9.726 | 143.4395 | [9 empty] | 91.9238 | 0.728
| Fresh Kills 33 kV | 6.3155 | 18.8083 | [9 empty] | 12.0534 | 0.095458
| Gateway Park | 358 | 493.1802 | [9 empty] | 316.0565 | 2.503
| Glendale | 130.219 | 150.6836 | [9 empty] | 96.5662 | 0.76477
| Granite Hill | 0 | 0 | [9 empty] | 0 | 0
| Grasslands | 82 | 82.9669 | [9 empty] | 53.1696 | 0.42108
| Greenwood | 9.0695 | 56.3238 | [9 empty] | 36.0953 | 0.28586
| Harrison | 0 | 0 | [9 empty] | 0 | 0
| Hell Gate | 0 | 0 | [9 empty] | 0 | 0
| Hillside | 716 | 248.6798 | [9 empty] | 159.3674 | 1.2621
| Idlewild | 716 | 213.7091 | [9 empty] | 136.9563 | 1.0846
| Industry City | 269 | 249.8713 | [9 empty] | 160.131 | 1.2682
| Jamaica | 0 | 0 | [9 empty] | 0 | 0
| Leonard Street No. 1 | 0.042 | 201.936 | [9 empty] | 129.4115 | 1.0249
| Leonard Street No. 2 | 0 | 0 | [9 empty] | 0 | 0
| Millwood West | 79 | 70.3278 | [9 empty] | 45.0699 | 0.35694
| Mott Haven | 86.1285 | 126.4227 | [9 empty] | 81.0185 | 0.64164
| Murray Hill | 2.23 | 4.3313 | [9 empty] | 2.7757 | 0.021983
| Nevins Street | 716 | 329.9884 | [9 empty] | 211.4744 | 1.6748
| Newtown | 117.2427 | 222.284 | [9 empty] | 142.4516 | 1.1282
| North Queens | 4.6427 | 50.343 | [9 empty] | 32.2625 | 0.25551
| Ossining West | 0 | 0 | [9 empty] | 0 | 0
| Parkchester No. 1 | 1.41 | 216.1505 | [9 empty] | 138.5209 | 1.097
| Parkchester No. 2 | 1.968 | 88.6104 | [9 empty] | 56.7863 | 0.44973
| Parkview | 85 | 296.2595 | [9 empty] | 189.8591 | 1.5036
| Pleasantville | 0 | 0 | [9 empty] | 0 | 0
| Plymouth Street | 4.777 | 60.1218 | [9 empty] | 38.5293 | 0.30514
| Rockview | 0 | 0 | [9 empty] | 0 | 0
| Seaport No. 1 | 0 | 0 | [9 empty] | 0 | 0
| Seaport No. 2 | 0 | 0 | [9 empty] | 0 | 0
| Sherman Creek | 3.048 | 103.2381 | [9 empty] | 66.1605 | 0.52397
| Trade Center No. 1 | 0 | 0 | [9 empty] | 0 | 0
| Wainwright | 0.29665 | 6.5556 | [9 empty] | 4.2012 | 0.033272
| Washington Street | 0.264 | 16.4386 | [9 empty] | 10.5347 | 0.083431
| Water Street | 4.1675 | 63.3919 | [9 empty] | 40.625 | 0.32173
| West 110th Street No. 1 | 2.44 | 34.1269 | [9 empty] | 21.8703 | 0.1732
| West 110th Street No. 2 | 0 | 0 | [9 empty] | 0 | 0
| West 19th Street | 0 | 0 | [9 empty] | 0 | 0
| West 42nd Street No. 1 | 0 | 0 | [9 empty] | 0 | 0
| West 42nd Street No. 2 | 2.752 | 32.7453 | [9 empty] | 20.985 | 0.16619
| West 50th Street | 2.425 | 62.0824 | [9 empty] | 39.7858 | 0.31509
| West 65th Street No. 1 | 1.748 | 58.1305 | [9 empty] | 37.2532 | 0.29503
| West 65th Street No. 2 | 1.167 | 20.9648 | [9 empty] | 13.4354 | 0.1064
| White Plains | 0.808 | 103.3587 | [9 empty] | 66.2378 | 0.52458
| Willowbrook | 0 | 0 | [9 empty] | 0 | 0
| Woodrow | 1.1628 | 54.5603 | [9 empty] | 34.9652 | 0.27691
Central Hudson | see "Requested Data" tab in MCOS study for incremental MW |  |  | 21.6372 | 21.338 | 5.9181 | 9.7353 | 31.3725 | 4 |  | 64 | 13 |  |  | 0 | 4
| Clinton ave | 0 | 9.14 | [9 empty] | 5.8574 | 0.54142
| Galeville | 0 | 9.16 | [9 empty] | 5.8702 | 0.5426
| Greenfield rd | 0 | 9.37 | [9 empty] | 6.0048 | 0.55504
| Grimley rd x1 | 0 | 9.13 | [9 empty] | 5.851 | 0.54083
| Grimley rd x2 | 0 | 7.87 | [9 empty] | 5.0435 | 0.46619
| High falls | 0 | 9.17 | [9 empty] | 5.8766 | 0.5432
| Honk falls | 0 | 9.13 | [9 empty] | 5.851 | 0.54083
| Kerhonkson | 0 | 9.2 | [9 empty] | 5.8959 | 0.54497
| Neversink | 0 | 9.15 | [9 empty] | 5.8638 | 0.54201
| East Kingston | 0 | 9.13 | [9 empty] | 5.851 | 0.54083
| Lincoln Park | 0 | 9.2 | [9 empty] | 5.8959 | 0.54497
| Rhinebeck | 0 | 9.32 | [9 empty] | 5.9728 | 0.55208
| Knapps corners | 0 | 9.33 | [9 empty] | 5.9792 | 0.55267
| Manchester | 0 | 9.13 | [9 empty] | 5.851 | 0.54083
| Sand Dock-distribution | 0 | 9.13 | [9 empty] | 5.851 | 0.54083
| Sand Dock-Industrial | 0 | 9.13 | [9 empty] | 5.851 | 0.54083
| Spackenkill | 0 | 9.13 | [9 empty] | 5.851 | 0.54083
| North Catskill | 0 | 6.49 | [9 empty] | 4.1591 | 0.38444
6.8 | Woodstock | 6.8 | 145.99 | [9 empty] | 93.5583 | 8.6479
| Saugerties | 0 | 9.24 | [9 empty] | 5.9215 | 0.54734
| Ancram | 0 | 9.13 | [9 empty] | 5.851 | 0.54083
| East park | 0 | 9.13 | [9 empty] | 5.851 | 0.54083
| Hibernia | 0 | 9.21 | [9 empty] | 5.9023 | 0.54557
| Millerton | 0 | 9.13 | [9 empty] | 5.851 | 0.54083
7.25 | pulvers 13kv | 7.25 | 87.55 | [9 empty] | 56.1068 | 5.1861
| Pulvers 34kv | 0 | 9.13 | [9 empty] | 5.851 | 0.54083
| Smithfield | 0 | 9.13 | [9 empty] | 5.851 | 0.54083
| Staatsburg | 0 | 9.14 | [9 empty] | 5.8574 | 0.54142
| Stanfordville | 0 | 9.64 | [9 empty] | 6.1778 | 0.57104
| Tinkertown | 0 | 9.15 | [9 empty] | 5.8638 | 0.54201
| Bethlehem Rd | 0 | 6.62 | [9 empty] | 4.2425 | 0.39214
| Union Ave | 0 | 6.6 | [9 empty] | 4.2296 | 0.39096
| Forgebrook | 0 | 9.65 | [9 empty] | 6.1842 | 0.57163
| Merritt Park | 0 | 9.3 | [9 empty] | 5.9599 | 0.5509
| Shenandoah Distribution | 0 | 9.13 | [9 empty] | 5.851 | 0.54083
| Tioronda | 0 | 9.35 | [9 empty] | 5.992 | 0.55386
| Wiccopee | 0 | 14.76 | [9 empty] | 9.459 | 0.87433
| Boulevard | 0 | 9.18 | [9 empty] | 5.883 | 0.54379
| Coldenham | 0 | 9.16 | [9 empty] | 5.8702 | 0.5426
| East walden | 0 | 9.13 | [9 empty] | 5.851 | 0.54083
| Fishkill Plains | 0 | 9.13 | [9 empty] | 5.851 | 0.54083
| Highland | 0 | 9.16 | [9 empty] | 5.8702 | 0.5426
10.4 | Hurley Ave | 10.4 | 63.6 | [9 empty] | 40.7583 | 3.7674
| Inwood Ave | 0 | 9.21 | [9 empty] | 5.9023 | 0.54557
| Marlboro | 0 | 9.2 | [9 empty] | 5.8959 | 0.54497
| Milan | 0 | 9.14 | [9 empty] | 5.8574 | 0.54142
| Modena | 0 | 9.51 | [9 empty] | 6.0945 | 0.56334
| Myers | 0 | 9.14 | [9 empty] | 5.8574 | 0.54142
| North Chelsea | 0 | 9.4 | [9 empty] | 6.024 | 0.55682
| Ohioville | 0 | 9.15 | [9 empty] | 5.8638 | 0.54201
| Reynolds Hill | 0 | 9.19 | [9 empty] | 5.8894 | 0.54438
| Sturgeon Pool | 0 | 9.13 | [9 empty] | 5.851 | 0.54083
| Todd hill | 0 | 9.48 | [9 empty] | 6.0753 | 0.56156
| West Balmville | 0 | 9.21 | [9 empty] | 5.9023 | 0.54557
24 | Maybrook | 24 | 58.04 | [9 empty] | 37.1952 | 3.4381
| Montgomery | 0 | 9.29 | [9 empty] | 5.9535 | 0.55031
| Coxsackie | 0 | 9.26 | [9 empty] | 5.9343 | 0.54853
| Freehold | 0 | 9.31 | [9 empty] | 5.9664 | 0.55149
| Hunter | 0 | 9.13 | [9 empty] | 5.851 | 0.54083
| Lawrenceville | 0 | 9.13 | [9 empty] | 5.851 | 0.54083
13.4 | New Baltimore | 13.4 | 10.22 | [9 empty] | 6.5495 | 0.60539
| South Cairo | 0 | 9.29 | [9 empty] | 5.9535 | 0.55031
| Vinegar Hill | 0 | 9.13 | [9 empty] | 5.851 | 0.54083
| Westerlo | 0 | 9.14 | [9 empty] | 5.8574 | 0.54142
National Grid |  |  |  | 146.5904 | 119.1533 | 26.0014 | 42.7723 | 189.3627 | 28 |  | 107 | 21 |  |  | 20 | 15
| HAGUE | 5.5 | 122.9138 | [9 empty] | 78.7698 | 1.0747
| GREENBUSH | 14.7 | 25.1337 | [9 empty] | 16.107 | 0.21976
| Sawyer Ave | 32 | 27.3657 | [9 empty] | 17.5374 | 0.23927
| BRUNSWICK | 14.7 | 50.8011 | [9 empty] | 32.5561 | 0.44418
| STARR RD. | 2.6 | 63.4285 | [9 empty] | 40.6484 | 0.55458
| New 3rd Ave Substation | 40 | 37.2035 | [9 empty] | 23.842 | 0.32529
| THOUSAND ISLANDS | 0.33 | 163.1393 | [9 empty] | 104.5485 | 1.4264
| ALTAMONT | 26.5 | 13.7473 | [9 empty] | 8.81 | 0.1202
| Avenue A | 6.4 | 190.6273 | [9 empty] | 122.1642 | 1.6667
| BAKER STREET | 10 | 55.0264 | [9 empty] | 35.2639 | 0.48112
| BALLSTON | 0 | 0 | [9 empty] | 0 | 0
| Beech | 40 | 59.1044 | [9 empty] | 37.8773 | 0.51678
| Belmont | 10 | 11.1077 | [9 empty] | 7.1184 | 0.09712
| BETHLEHEM | 1.5 | 135.7451 | [9 empty] | 86.9928 | 1.1869
| Birch Avenue | 26.1 | 209.1589 | [9 empty] | 134.0403 | 1.8288
| Gabriels Station | 4 | 90.0132 | [9 empty] | 57.6853 | 0.78703
| Boyntonville | 32.5 | 27.4868 | [9 empty] | 17.615 | 0.24033
| Bridgeport | 77 | 73.4827 | [9 empty] | 47.0917 | 0.64249
| Brook Road | 0 | 0 | [9 empty] | 0 | 0
| Buckley | 0 | 0 | [9 empty] | 0 | 0
| Buffalo Station 63 | 0 | 0 | [9 empty] | 0 | 0
| 54 MAIN | 0 | 0 | [9 empty] | 0 | 0
| Buffalo Station 54 | 0 | 0 | [9 empty] | 0 | 0
| 61 STATION 61 | 0 | 0 | [9 empty] | 0 | 0
| Buffalo Station 122 | 6 | 384.7926 | [9 empty] | 246.5959 | 3.3644
| Buffalo Station 25 | 9 | 75.1307 | [9 empty] | 48.1478 | 0.6569
| 30 SPILLMAN | 9 | 210.7082 | [9 empty] | 135.0332 | 1.8423
| 31 STATION | 9 | 284.396 | [9 empty] | 182.2563 | 2.4866
| 32 BAILEY | 9 | 456.7251 | [9 empty] | 292.6941 | 3.9934
| 34 BEST ST. | 9 | 66.0541 | [9 empty] | 42.331 | 0.57754
| 35 WALDEN | 9 | 117.5341 | [9 empty] | 75.3222 | 1.0277
| 38 SPRING | 9 | 506.527 | [9 empty] | 324.6099 | 4.4288
| 41 STATION 41 | 9 | 66.0541 | [9 empty] | 42.331 | 0.57754
| Buffalo Station 45 | 9 | 246.1483 | [9 empty] | 157.7451 | 2.1522
| 51 ELK ST | 9 | 216.8451 | [9 empty] | 138.9661 | 1.896
| 68 ELMWOOD | 11.2 | 68.0412 | [9 empty] | 43.6044 | 0.59492
| New Buffalo Station 97 | 15 | 4.0467 | [9 empty] | 2.5934 | 0.035382
| Burdeck | 19.9 | 17.7764 | [9 empty] | 11.3921 | 0.15543
| Burgoyne | 26.4 | 43.5068 | [9 empty] | 27.8815 | 0.3804
| 171 BURT | 5 | 182.9999 | [9 empty] | 117.2762 | 1.6001
| Butler | 17.6 | 27.9981 | [9 empty] | 17.9427 | 0.2448
| Butternut | 0 | 0 | [9 empty] | 0 | 0
| Cedar | 0 | 0 | [9 empty] | 0 | 0
| Chestertown | 34.5 | 67.1601 | [9 empty] | 43.0398 | 0.58721
| New Cicero Substation | 80 | 41.944 | [9 empty] | 26.88 | 0.36674
| Cleveland | 7 | 274.0777 | [9 empty] | 175.6438 | 2.3964
| COBLESKILL | 9.4 | 80.5659 | [9 empty] | 51.631 | 0.70442
| Coffeen | 5 | 42.6648 | [9 empty] | 27.3419 | 0.37304
| RUSSELL RD | 3 | 172.8995 | [9 empty] | 110.8033 | 1.5117
| Commerce | 4.4 | 129.1688 | [9 empty] | 82.7783 | 1.1294
| Corinth | 9.5 | 57.1869 | [9 empty] | 36.6485 | 0.50001
| Vail Mills | 22.5 | 17.0317 | [9 empty] | 10.9148 | 0.14892
| CURTIS GREENFIELD | 40 | 21.1202 | [9 empty] | 13.5349 | 0.18466
| Delanson | 2.482 | 26.7893 | [9 empty] | 17.168 | 0.23423
| Delmar | 7.2 | 420.2974 | [9 empty] | 269.3493 | 3.6749
| Dorwin | 2 | 450.511 | [9 empty] | 288.7118 | 3.939
| East Fulton | 40 | 13.0892 | [9 empty] | 8.3883 | 0.11444
| BATAVIA STATION | 85 | 65.5197 | [9 empty] | 41.9885 | 0.57287
| EAST GOLAH | 10 | 34.7009 | [9 empty] | 22.2382 | 0.30341
| East Pulaski | 15.6 | 34.9317 | [9 empty] | 22.3861 | 0.30542
| East Schodack | 0 | 0 | [9 empty] | 0 | 0
| Delameter | 82 | 80.7192 | [9 empty] | 51.7292 | 0.70577
| East Molloy | 47 | 109.4382 | [9 empty] | 70.1339 | 0.95687
| Everett | 0 | 0 | [9 empty] | 0 | 0
| 64 STATION 64 | 4.5726 | 21.757 | [9 empty] | 13.943 | 0.19023
| Fayette St | 41.5 | 141.6747 | [9 empty] | 90.7928 | 1.2387
| FIREHOUSE | 10 | 21.7211 | [9 empty] | 13.9201 | 0.18992
| Florida | 2 | 20.826 | [9 empty] | 13.3465 | 0.18209
| FRENCH MOUNTAIN | 5 | 9.447 | [9 empty] | 6.0542 | 0.0826
| Geneseo | 0 | 0 | [9 empty] | 0 | 0
| Gilbert Mills | 15 | 52.1297 | [9 empty] | 33.4075 | 0.45579
| Gilmantown | 10 | 24.5202 | [9 empty] | 15.7139 | 0.21439
| GLOVERSVILLE | 15 | 43.1133 | [9 empty] | 27.6293 | 0.37696
| GRANBY CENTER | 32.9 | 53.1891 | [9 empty] | 34.0864 | 0.46506
| Grand Island | 15 | 39.4415 | [9 empty] | 25.2763 | 0.34486
| New Greenwich Substation | 0 | 0 | [9 empty] | 0 | 0
| GROOMS | 0 | 0 | [9 empty] | 0 | 0
| Hemstreet | 0 | 0 | [9 empty] | 0 | 0
| Indian Lake | 0 | 0 | [9 empty] | 0 | 0
| Inman | 14 | 77.4684 | [9 empty] | 49.6459 | 0.67734
| Karner | 17.5 | 297.1887 | [9 empty] | 190.4546 | 2.5985
| Kenmore Station 22 | 2 | 48.3134 | [9 empty] | 30.9618 | 0.42243
| Lakeville | 10 | 440.0262 | [9 empty] | 281.9926 | 3.8474
| LASHER | 0 | 0 | [9 empty] | 0 | 0
| Latham | 0 | 0 | [9 empty] | 0 | 0
| Liberty Street | 6.25 | 338.563 | [9 empty] | 216.9695 | 2.9602
| Livonia | 0 | 0 | [9 empty] | 0 | 0
| 37 HUDSON AVE | 0 | 0 | [9 empty] | 0 | 0
| Lowville | 0 | 0 | [9 empty] | 0 | 0
| LYNDONVILLE | 5 | 11.7105 | [9 empty] | 7.5047 | 0.10239
| Mayfield | 0 | 0 | [9 empty] | 0 | 0
| McClellan | 5.3 | 102.5059 | [9 empty] | 65.6913 | 0.89626
| Mexico | 20 | 44.2315 | [9 empty] | 28.3459 | 0.38674
| Middleburgh | 19.4 | 23.0398 | [9 empty] | 14.7651 | 0.20145
| Middleville | 5.2 | 157.8365 | [9 empty] | 101.1501 | 1.38
| Clintion Station | 13.5 | 49.0638 | [9 empty] | 31.4427 | 0.42899
| North Leroy | 5 | 63.2865 | [9 empty] | 40.5574 | 0.55334
| Nassau | 13 | 45.9956 | [9 empty] | 29.4765 | 0.40216
| New Cuba Station | 12.5 | 9.9398 | [9 empty] | 6.3699 | 0.086908
| NEW KRUMKILL | 60 | 75.3968 | [9 empty] | 48.3183 | 0.65923
| New Livingston Substation | 12.5 | 12.0342 | [9 empty] | 7.7122 | 0.10522
| Middleport | 7 | 51.7128 | [9 empty] | 33.1404 | 0.45215
| NEWTONVILLE | 38.72 | 72.429 | [9 empty] | 46.4164 | 0.63328
| Northville Station | 12.5 | 39.4214 | [9 empty] | 25.2633 | 0.34468
| Ogdenbrook | 0 | 0 | [9 empty] | 0 | 0
| Otten | 0 | 0 | [9 empty] | 0 | 0
| Paloma | 0 | 0 | [9 empty] | 0 | 0
| Partridge | 15 | 32.8511 | [9 empty] | 21.0528 | 0.28723
| Peat | 0 | 0 | [9 empty] | 0 | 0
| PINEBUSH | 0.65 | 96.9866 | [9 empty] | 62.1542 | 0.848
| Port Henry | 17 | 54.0032 | [9 empty] | 34.6082 | 0.47218
| Pottersville | 13 | 34.9041 | [9 empty] | 22.3684 | 0.30518
| Raquette Lake | 0.5 | 50.7812 | [9 empty] | 32.5433 | 0.444
| North Chautauqua | 0 | 0 | [9 empty] | 0 | 0
| RIVERSIDE | 5 | 154.9165 | [9 empty] | 99.2789 | 1.3545
| Rome Substation | 20 | 32.695 | [9 empty] | 20.9527 | 0.28587
| Rotterdam | 13 | 55.1518 | [9 empty] | 35.3442 | 0.48222
| South Washington | 5 | 47.8529 | [9 empty] | 30.6667 | 0.4184
| Schenevus | 3 | 37.1109 | [9 empty] | 23.7827 | 0.32448
| Schodack | 0 | 0 | [9 empty] | 0 | 0
| SCHROON LAKE | 4.8 | 21.0835 | [9 empty] | 13.5115 | 0.18434
| Scofield | 29.5 | 1.1982 | [9 empty] | 0.76786 | 0.010476
| Scotia | 9.1 | 0.9827 | [9 empty] | 0.62977 | 0.0085922
| SELKIRK | 2.5 | 31.3831 | [9 empty] | 20.112 | 0.2744
| Sharon | 4.027 | 62.9979 | [9 empty] | 40.3724 | 0.55082
| Shawnee Rd Station 76 | 17.6 | 30.5612 | [9 empty] | 19.5852 | 0.26721
| Smith Bridge Station | 25 | 64.31 | [9 empty] | 41.2133 | 0.56229
| EDEN CENTER | 11 | 263.3198 | [9 empty] | 168.7495 | 2.3023
| NORTH COLLINS | 5.6 | 175.0376 | [9 empty] | 112.1736 | 1.5304
| South Street | 7.5 | 62.5736 | [9 empty] | 40.1005 | 0.54711
| Station 140 | 10 | 197.4187 | [9 empty] | 126.5166 | 1.7261
| Station 3012 | 9 | 567.0738 | [9 empty] | 363.4115 | 4.9582
| Station 61 | 35 | 32.2637 | [9 empty] | 20.6763 | 0.2821
| Summit | 2.38 | 175.7263 | [9 empty] | 112.6149 | 1.5365
| Swaggertown | 23.4 | 85.5921 | [9 empty] | 54.8521 | 0.74837
| Swann Rd | 5 | 15.675 | [9 empty] | 10.0454 | 0.13705
| 78 FASSETT ST. | 0 | 0 | [9 empty] | 0 | 0
| TULLER HILL | 6 | 8.964 | [9 empty] | 5.7446 | 0.078376
| UNIONVILLE | 2 | 363.2123 | [9 empty] | 232.766 | 3.1757
| 214 Station | 0 | 0 | [9 empty] | 0 | 0
| Valkin | 57.6 | 11.386 | [9 empty] | 7.2967 | 0.099553
| Van Hoesen | 48.2 | 38.713 | [9 empty] | 24.8094 | 0.33849
| Voorheesville | 15 | 38.8017 | [9 empty] | 24.8663 | 0.33926
| CHAUTAUQUA | 4 | 17.054 | [9 empty] | 10.9291 | 0.14911
| Walesville | 14 | 30.4857 | [9 empty] | 19.5369 | 0.26655
| Warrensburg | 0.5 | 324.3126 | [9 empty] | 207.8371 | 2.8356
| Watt | 0 | 0 | [9 empty] | 0 | 0
| WEAVER ST | 4.1 | 131.8896 | [9 empty] | 84.5219 | 1.1532
| Wells | 3.44 | 136.425 | [9 empty] | 87.4285 | 1.1928
| Whitesboro | 12 | 36.8183 | [9 empty] | 23.5951 | 0.32192
| WOLF RD. | 3 | 177.0337 | [9 empty] | 113.4527 | 1.5479
| Transm Net | 4053 | 65.8179
NYSEG |  |  |  | 85.2322 | 73.216 | 18.304 | 30.1101 | 115.3422 | 11 |  | 79 | 16 |  |  | 14 | 9
| Center Point | 22.4 | 190.094 | [9 empty] | 121.8225 | 2.8586
| Grant Ave | 10.1 | 44.9676 | [9 empty] | 28.8177 | 0.67622
| Stryker Ave | 8.8 | 43.4858 | [9 empty] | 27.868 | 0.65393
| State St | 23.2 | 21.5472 | [9 empty] | 13.8086 | 0.32402
| Scipio new | 100 | 45.7194 | [9 empty] | 29.2995 | 0.68752
| Genoa | 10.55 | 112.4746 | [9 empty] | 72.0798 | 1.6914
| Aurora | 53.971 | 213.5941 | [9 empty] | 136.8826 | 3.212
| Chenango | 28.207 | 94.651 | [9 empty] | 60.6575 | 1.4233
| Morningside Heights | 21.094 | 116.874 | [9 empty] | 74.8992 | 1.7575
| Nowlan Road | 29.207 | 103.4472 | [9 empty] | 66.2946 | 1.5556
| Greene | 10 | 10.6416 | [9 empty] | 6.8197 | 0.16003
| Sanataria Springs | 10 | 11.3606 | [9 empty] | 7.2805 | 0.17084
| Kattleville | 90 | 20.2986 | [9 empty] | 13.0084 | 0.30525
| Lounsberry | 22.4 | 16.9824 | [9 empty] | 10.8833 | 0.25538
| N. Endicott | 54.4 | 47.3 | [9 empty] | 30.3124 | 0.71129
| Cantitoe | 11.7 | 34.1295 | [9 empty] | 21.872 | 0.51323
| Pawling | 22.4 | 84.1042 | [9 empty] | 53.8985 | 1.2647
| Croton Falls | 50 | 7.6081 | [9 empty] | 4.8757 | 0.11441
| Dingle Ridge | 38.4 | 32.1412 | [9 empty] | 20.5978 | 0.48333
| Crafts | 22.4 | 16.9824 | [9 empty] | 10.8833 | 0.25538
| Pound Ridge | 22.4 | 16.9824 | [9 empty] | 10.8833 | 0.25538
| West Elmira | 3 | 27.5209 | [9 empty] | 17.6369 | 0.41385
| Erwin Junction | 30 | 20.3697 | [9 empty] | 13.054 | 0.30632
| Montour falls | 34.3 | 69.7537 | [9 empty] | 44.7019 | 1.0489
| From Erwin to Presho | 11 | 22.0492 | [9 empty] | 14.1303 | 0.33157
| West Erie AV | 16 | 15.1588 | [9 empty] | 9.7146 | 0.22796
| Clyde | 3.3 | 31.1068 | [9 empty] | 19.9349 | 0.46778
| Mac Dougall | 71.951 | 448.6385 | [9 empty] | 287.5118 | 6.7466
| Milo | 14 | 16.5054 | [9 empty] | 10.5775 | 0.24821
| Sleight Rd | 100 | 29.4046 | [9 empty] | 18.8441 | 0.44218
| Border City | 22.4 | 16.9824 | [9 empty] | 10.8833 | 0.25538
| Webb Crossing | 54.722 | 335.8417 | [9 empty] | 215.2255 | 5.0503
| Silver Springs | 18 | 24.7172 | [9 empty] | 15.8401 | 0.37169
| Moraine Rd | 80 | 150.8184 | [9 empty] | 96.6525 | 2.268
| Bennett | 14 | 35.4602 | [9 empty] | 22.7248 | 0.53325
| Fourth Street | 74.6 | 42.0109 | [9 empty] | 26.9228 | 0.63175
| Coddington | 100 | 34.0275 | [9 empty] | 21.8067 | 0.5117
| Line 455 | 26.8 | 70.1742 | [9 empty] | 44.9714 | 1.0553
| Burdett | 7.5 | 23.5895 | [9 empty] | 15.1174 | 0.35474
| County Hospital | 7 | 27.3008 | [9 empty] | 17.4958 | 0.41055
| Valois | 27.108 | 35.0887 | [9 empty] | 22.4867 | 0.52766
| Trumansburg | 33 | 112.7065 | [9 empty] | 72.2284 | 1.6949
| Willard | 100.1 | 199.9514 | [9 empty] | 128.1397 | 3.0068
| Milliken | 200 | 164.204 | [9 empty] | 105.2308 | 2.4693
| Cayuga Heights | 36.4 | 38.8268 | [9 empty] | 24.8823 | 0.58387
| Locke | 14 | 21.8443 | [9 empty] | 13.999 | 0.32849
| Peruville | 14 | 21.8443 | [9 empty] | 13.999 | 0.32849
| Orchard Park | 13.042 | 37.902 | [9 empty] | 24.2897 | 0.56996
| Erie St | 13.02 | 128.7551 | [9 empty] | 82.5132 | 1.9362
| Hamburg | 1 | 66.8202 | [9 empty] | 42.822 | 1.0048
| Holland | 22.4 | 79.0418 | [9 empty] | 50.6542 | 1.1886
| South Park | 22.4 | 14.84 | [9 empty] | 9.5103 | 0.22316
| Cobble Hill | 50 | 51.6576 | [9 empty] | 33.105 | 0.77682
| Line 706 | 30 | 21.82 | [9 empty] | 13.9834 | 0.32813
| Stolle Rd. | 22.4 | 16.9824 | [9 empty] | 10.8833 | 0.25538
| Ferndale | 78 | 81.0726 | [9 empty] | 51.9557 | 1.2192
| Maplewood | 11.9 | 30.1089 | [9 empty] | 19.2954 | 0.45277
| Hilldale | 31.9 | 115.0788 | [9 empty] | 73.7487 | 1.7305
| Neversink | 21.625 | 51.3247 | [9 empty] | 32.8916 | 0.77181
| Concord | 35.6 | 51.6557 | [9 empty] | 33.1037 | 0.77679
| West Woodbourne | 87 | 41.1834 | [9 empty] | 26.3926 | 0.61931
| Mountaindale-bank | 37 | 17.4081 | [9 empty] | 11.1561 | 0.26178
| Old Falls | 14 | 38.9217 | [9 empty] | 24.9432 | 0.5853
| White Lake | 14 | 23.2989 | [9 empty] | 14.9312 | 0.35036
| Transit | 0.8 | 67.734 | [9 empty] | 43.4076 | 1.0186
| Snows Corner Tap | 1.5 | 17.8473 | [9 empty] | 11.4375 | 0.26839
| Kline Kill | 74 | 45.5965 | [9 empty] | 29.2207 | 0.68567
| Stephentown | 11 | 34.5824 | [9 empty] | 22.1623 | 0.52004
| Falls Park | 8 | 30.3176 | [9 empty] | 19.4292 | 0.45591
| Jordanville | 0.8 | 41.8138 | [9 empty] | 26.7965 | 0.62879
| Richfield Springs | 16 | 15.1588 | [9 empty] | 9.7146 | 0.22796
| Grand Gorge | 34.3 | 11.0906 | [9 empty] | 7.1074 | 0.16678
| Kent Falls | 50 | 61.2067 | [9 empty] | 39.2246 | 0.92042
| Hyde | 5.6 | 167.5965 | [9 empty] | 107.4049 | 2.5203
| Peru | 22.4 | 16.9824 | [9 empty] | 10.8833 | 0.25538
| Sciota-Flatrock | 22.4 | 16.9824 | [9 empty] | 10.8833 | 0.25538
| Hallock Hill | 22.4 | 16.9824 | [9 empty] | 10.8833 | 0.25538
| Howard | 14 | 51.0972 | [9 empty] | 32.7459 | 0.76839
| Ashley Rd | 16.138 | 184.5453 | [9 empty] | 118.2666 | 2.7752
O&R |  |  |  | 22.7305 | 24.7851 | 7.1548 | 11.7697 | 34.5002 | 7 |  | 59 | 12 |  |  | 9 | 7
| Aluf | 16 | 1.8533 | [9 empty] | 1.1877 | 0.1045
| Blooming Grove | 27.989 | 27.9646 | [9 empty] | 17.9213 | 1.5768
| Bloomingburg (SubArea) | 16 | 1.8533 | [9 empty] | 1.1877 | 0.1045
| Blue Hill | 16 | 1.8533 | [9 empty] | 1.1877 | 0.1045
| Blue Lake | 16 | 1.8533 | [9 empty] | 1.1877 | 0.1045
| Bullville (SubArea) | 20.921 | 56.2104 | [9 empty] | 36.0227 | 3.1696
| Burns | 16 | 1.8533 | [9 empty] | 1.1877 | 0.1045
| Chester | 16 | 1.8533 | [9 empty] | 1.1877 | 0.1045
| Chester 34.5KV | 16 | 1.8533 | [9 empty] | 1.1877 | 0.1045
| Congers | 16 | 1.8533 | [9 empty] | 1.1877 | 0.1045
| Corporate Drive | 18.109 | 38.8883 | [9 empty] | 24.9217 | 2.1928
| Cuddebackville | 16 | 1.8533 | [9 empty] | 1.1877 | 0.1045
| Dean (SubArea) | 18.812 | 24.8481 | [9 empty] | 15.924 | 1.4011
| Deer Park | 16 | 1.8533 | [9 empty] | 1.1877 | 0.1045
| Deer Park 34.5KV | 16 | 1.8533 | [9 empty] | 1.1877 | 0.1045
| East Wallkill | 18.812 | 11.7272 | [9 empty] | 7.5154 | 0.66127
| Grassy Point | 16 | 1.8533 | [9 empty] | 1.1877 | 0.1045
| Harriman | 16 | 1.8533 | [9 empty] | 1.1877 | 0.1045
| Harriman-34.5KV | 16 | 1.8533 | [9 empty] | 1.1877 | 0.1045
| Hartley Road | 16 | 1.8533 | [9 empty] | 1.1877 | 0.1045
| Highland Falls (SubArea) | 16 | 1.8533 | [9 empty] | 1.1877 | 0.1045
| Hillburn | 16 | 1.8533 | [9 empty] | 1.1877 | 0.1045
| Hunt | 16 | 1.8533 | [9 empty] | 1.1877 | 0.1045
| Lake Road | 16 | 1.8533 | [9 empty] | 1.1877 | 0.1045
| Lederle | 16 | 1.8533 | [9 empty] | 1.1877 | 0.1045
| Little Tor | 122.4 | 11.9361 | [9 empty] | 7.6493 | 0.67304
| Mongaup | 18.109 | 90.9696 | [9 empty] | 58.2982 | 5.1295
| Monroe | 16 | 1.8533 | [9 empty] | 1.1877 | 0.1045
| Monsey | 16 | 1.8533 | [9 empty] | 1.1877 | 0.1045
| Nanuet | 16 | 1.8533 | [9 empty] | 1.1877 | 0.1045
| New Hempstead | 105.3 | 7.5584 | [9 empty] | 4.8438 | 0.4262
| Oak St. | 95.8 | 18.3098 | [9 empty] | 11.7339 | 1.0324
| Orangeburg | 16 | 1.8533 | [9 empty] | 1.1877 | 0.1045
| Otisville (SubArea) | 18.109 | 48.6147 | [9 empty] | 31.1549 | 2.7413
| Port Jervis | 18.109 | 13.6183 | [9 empty] | 8.7274 | 0.7679
| Rio-34.5KV | 16 | 1.8533 | [9 empty] | 1.1877 | 0.1045
| Rockland Sewer | 16 | 1.8533 | [9 empty] | 1.1877 | 0.1045
| Shoemaker | 16 | 1.8533 | [9 empty] | 1.1877 | 0.1045
| Shoemaker-34.5KV | 16 | 1.8533 | [9 empty] | 1.1877 | 0.1045
| Silver Lake | 16 | 1.8533 | [9 empty] | 1.1877 | 0.1045
| Sloatsburg | 98.65 | 24.4775 | [9 empty] | 15.6865 | 1.3802
| Snake Hill | 16 | 1.8533 | [9 empty] | 1.1877 | 0.1045
| South Goshen | 103.4 | 44.1067 | [9 empty] | 28.2659 | 2.4871
| South Goshen 34.5KV | 16 | 1.8533 | [9 empty] | 1.1877 | 0.1045
| Sparkill | 16 | 1.8533 | [9 empty] | 1.1877 | 0.1045
| State School | 16 | 1.8533 | [9 empty] | 1.1877 | 0.1045
| Sterling Forest | 25.519 | 23.9857 | [9 empty] | 15.3713 | 1.3525
| Stony Point | 21.624 | 22.2931 | [9 empty] | 14.2866 | 1.257
| Summitville (SubArea) | 18.109 | 29.0123 | [9 empty] | 18.5927 | 1.6359
| Swinging Bridge | 16 | 1.8533 | [9 empty] | 1.1877 | 0.1045
| Tallman | 19.515 | 24.6495 | [9 empty] | 15.7967 | 1.3899
| Washington Heights | 16 | 1.8533 | [9 empty] | 1.1877 | 0.1045
| Washington Heights 34.5KV | 16 | 1.8533 | [9 empty] | 1.1877 | 0.1045
| West Haverstraw | 16 | 1.8533 | [9 empty] | 1.1877 | 0.1045
| West Nyack | 293.4 | 24.4716 | [9 empty] | 15.6827 | 1.3799
| Westtown | 16 | 1.8533 | [9 empty] | 1.1877 | 0.1045
| Wisner | 16 | 1.8533 | [9 empty] | 1.1877 | 0.1045
| Wurstboro (SubArea) | 18.4605 | 136.2434 | [9 empty] | 87.3122 | 7.6824
| Viola Road | 175.6 | 72.2468 | [9 empty] | 46.2996 | 4.0738
RGE |  |  |  | 66.8509 | 44.7545 | 14.9182 | 24.5404 | 91.3913 | 6 |  | 46 | 9 |  |  | 19 | 4
| 154 | 109.665 | 92.0961 | [9 empty] | 59.0201 | 1.7657
| 127 | 50.76 | 77.1562 | [9 empty] | 49.4459 | 1.4793
| 122 | 66.6 | 59.621 | [9 empty] | 38.2084 | 1.1431
| 156 | 20.25 | 10.2146 | [9 empty] | 6.5461 | 0.19584
| 45 | 46.8 | 135.6281 | [9 empty] | 86.9178 | 2.6003
| 16 | 20.772 | 171.7796 | [9 empty] | 110.0856 | 3.2935
| 424 | 24.39 | 74.8301 | [9 empty] | 47.9552 | 1.4347
| 89 | 90.9 | 131.0223 | [9 empty] | 83.9662 | 2.512
| 255 | 152.1 | 67.7502 | [9 empty] | 43.418 | 1.299
| 124 | 116.28 | 66.4123 | [9 empty] | 42.5606 | 1.2733
| 19 | 117 | 87.6237 | [9 empty] | 56.154 | 1.68
| 29 | 124.2 | 94.7691 | [9 empty] | 60.7331 | 1.817
| 49 | 120.15 | 88.076 | [9 empty] | 56.4438 | 1.6886
| 81 | 117 | 82.6429 | [9 empty] | 52.962 | 1.5845
| 103 | 117 | 74.391 | [9 empty] | 47.6738 | 1.4263
| 23 | 99 | 17.7367 | [9 empty] | 11.3666 | 0.34006
| 55 | 167.4 | 68.1069 | [9 empty] | 43.6466 | 1.3058
| 62 | 157.14 | 62.9309 | [9 empty] | 40.3295 | 1.2066
| 109 | 135 | 57.0639 | [9 empty] | 36.5696 | 1.0941
| 58 | 32.76 | 84.3405 | [9 empty] | 54.0499 | 1.617
| 117 | 7.2 | 8.1072 | [9 empty] | 5.1955 | 0.15544
| 230 | 73.53 | 190.6624 | [9 empty] | 122.1867 | 3.6555
| 60 | 12.6 | 6.3833 | [9 empty] | 4.0908 | 0.12239
| 74 | 18.9 | 3.0546 | [9 empty] | 1.9575 | 0.058565
| 420 | 25.2 | 3.0546 | [9 empty] | 1.9575 | 0.058565
| 136 | 14.4 | 2.6728 | [9 empty] | 1.7129 | 0.051244
| 46 | 49.5 | 68.4859 | [9 empty] | 43.8894 | 1.3131
| 65 | 192.6 | 86.7281 | [9 empty] | 55.58 | 1.6628
| 69 | 78.84 | 19.7712 | [9 empty] | 12.6704 | 0.37907
| 70 | 118.8 | 61.866 | [9 empty] | 39.6471 | 1.1861
| 71 | 63.36 | 43.5887 | [9 empty] | 27.934 | 0.83571
| 93 | 111.24 | 35.7995 | [9 empty] | 22.9422 | 0.68637
| 112 | 72.9 | 23.2925 | [9 empty] | 14.9271 | 0.44658
| 126 | 129.6 | 78.252 | [9 empty] | 50.1481 | 1.5003
| 72 | 18.9 | 14.6813 | [9 empty] | 9.4086 | 0.28148
| 115 | 30.6 | 22.7215 | [9 empty] | 14.5611 | 0.43563
| 216 | 54 | 24.9401 | [9 empty] | 15.9829 | 0.47817
| 104 | 16.2 | 13.7327 | [9 empty] | 8.8007 | 0.26329
| Line 739 | 6.3 | 6.8749 | [9 empty] | 4.4058 | 0.13181
| Line 764 | 12.6 | 9.1665 | [9 empty] | 5.8744 | 0.17575
| 762 | 19.8 | 20.614 | [9 empty] | 13.2106 | 0.39523
| 567 | 19.8 | 20.1783 | [9 empty] | 12.9313 | 0.38687
| 769 | 118.8 | 25.2075 | [9 empty] | 16.1543 | 0.48329
| 766 | 18 | 25.2821 | [9 empty] | 16.2021 | 0.48472
| 246 | 12.6 | 15.3625 | [9 empty] | 9.8451 | 0.29454
| 205 | 15.435 | 18.3246 | [9 empty] | 11.7434 | 0.35133
system wide Central Hudson projects
130 | RD Line
16.459 | Thermal/Voltage
13 | Wiccopee Circuit Exits
166.5 | Deans Mills Substation and NC, CN part NW 115kV
325.959 | added system wide capacity
63 | substations
5.174 | capacity allocated per substation
2.73 | system wide local transmission cost see study Table 5
N Grid transmission projects | [7 empty] | N Grid transmission projects
Transm Net
65.8179 | cost per MW | [6 empty] | Weighted Average for all Dx |  |  | 103.491 | Marginal Revenue Requirement per kW-Year ($000s)
4053 | added system wide capacity | [6 empty] | Weighted Average for all Tx-Local |  |  | 56.776 | Marginal Revenue Requirement per kW-Year ($000s)
107 | substations | [6 empty] | Weighted Average for all Tx-Bulk |  |  | 72.848 | Marginal Revenue Requirement per kW-Year ($000s)
37.8785 | avg capacity per substation
1.7376 | cost per MW per substation
129.624 | Weighted Average for all Tx-Local plus Bulk for all subsations
151 | system wide substations

## CEP Initial Proposal
Serving Utility | Substation
CECONY |  |  | System Wide Average | Total Required Distribution Value | MCOS higher than LSRV |  | Adjusted MCOS for Adjusted DRV | Adjusted DRV | Adjusted LSRV | LSRV Zones
| Astor | 0 | 252.5372 | 169.86 | FALSE | 0 | 0 | 325.6386 | -155.7786 | 11 | 69 | 58
| Atlantic | 204.3558 |  | 169.86 | TRUE | -82.6772 | 287.0329
| Avenue A | 66.0249 |  | 169.86 | FALSE | 0 | 66.0249
| Bensonhurst No. 1 | 57.2207 |  | 169.86 | FALSE | 0 | 57.2207
| Bensonhurst No. 2 | 45.9188 |  | 169.86 | FALSE | 0 | 45.9188
| Brownsville No. 1 | 103.2145 |  | 169.86 | FALSE | 0 | 103.2145
| Brownsville No. 2 | 38.5057 |  | 169.86 | FALSE | 0 | 38.5057
| Bruckner | 137.0533 |  | 169.86 | FALSE | 0 | 137.0533
| Buchanan | 0 |  | 169.86 | FALSE | 0 | 0
| Cedar Street | 208.4367 |  | 169.86 | TRUE | -82.6772 | 291.1139
| Cherry Street | 0 |  | 169.86 | FALSE | 0 | 0
| Co-Op City/Radial 27kV | 0 |  | 169.86 | FALSE | 0 | 0
| Corona No. 1 | 0 |  | 169.86 | FALSE | 0 | 0
| Corona No. 2 | 97.8873 |  | 169.86 | FALSE | 0 | 97.8873
| East 179th Street | 33.7196 |  | 169.86 | FALSE | 0 | 33.7196
| East 29th Street | 40.2331 |  | 169.86 | FALSE | 0 | 40.2331
| East 36th Street | 18.3598 |  | 169.86 | FALSE | 0 | 18.3598
| East 40th Street No. 1 | 0 |  | 169.86 | FALSE | 0 | 0
| East 40th Street No. 2 | 0 |  | 169.86 | FALSE | 0 | 0
| East 63rd Street No. 1 | 23.4836 |  | 169.86 | FALSE | 0 | 23.4836
| East 63rd Street No. 2 | 32.2322 |  | 169.86 | FALSE | 0 | 32.2322
| East 75th Street | 59.1958 |  | 169.86 | FALSE | 0 | 59.1958
| Elmsford No. 2 | 0 |  | 169.86 | FALSE | 0 | 0
| Fox Hills 33 kV | 143.4395 |  | 169.86 | FALSE | 0 | 143.4395
| Fresh Kills 33 kV | 18.8083 |  | 169.86 | FALSE | 0 | 18.8083
| Gateway Park | 493.1802 |  | 169.86 | TRUE | -82.6772 | 575.8574
| Glendale | 150.6836 |  | 169.86 | FALSE | 0 | 150.6836
| Granite Hill | 0 |  | 169.86 | FALSE | 0 | 0
| Grasslands | 82.9669 |  | 169.86 | FALSE | 0 | 82.9669
| Greenwood | 56.3238 |  | 169.86 | FALSE | 0 | 56.3238
| Harrison | 0 |  | 169.86 | FALSE | 0 | 0
| Hell Gate | 0 |  | 169.86 | FALSE | 0 | 0
| Hillside | 248.6798 |  | 169.86 | TRUE | -82.6772 | 331.357
| Idlewild | 213.7091 |  | 169.86 | TRUE | -82.6772 | 296.3863
| Industry City | 249.8713 |  | 169.86 | TRUE | -82.6772 | 332.5485
| Jamaica | 0 |  | 169.86 | FALSE | 0 | 0
| Leonard Street No. 1 | 201.936 |  | 169.86 | TRUE | -82.6772 | 284.6131
| Leonard Street No. 2 | 0 |  | 169.86 | FALSE | 0 | 0
| Millwood West | 70.3278 |  | 169.86 | FALSE | 0 | 70.3278
| Mott Haven | 126.4227 |  | 169.86 | FALSE | 0 | 126.4227
| Murray Hill | 4.3313 |  | 169.86 | FALSE | 0 | 4.3313
| Nevins Street | 329.9884 |  | 169.86 | TRUE | -82.6772 | 412.6656
| Newtown | 222.284 |  | 169.86 | TRUE | -82.6772 | 304.9612
| North Queens | 50.343 |  | 169.86 | FALSE | 0 | 50.343
| Ossining West | 0 |  | 169.86 | FALSE | 0 | 0
| Parkchester No. 1 | 216.1505 |  | 169.86 | TRUE | -82.6772 | 298.8277
| Parkchester No. 2 | 88.6104 |  | 169.86 | FALSE | 0 | 88.6104
| Parkview | 296.2595 |  | 169.86 | TRUE | -82.6772 | 378.9367
| Pleasantville | 0 |  | 169.86 | FALSE | 0 | 0
| Plymouth Street | 60.1218 |  | 169.86 | FALSE | 0 | 60.1218
| Rockview | 0 |  | 169.86 | FALSE | 0 | 0
| Seaport No. 1 | 0 |  | 169.86 | FALSE | 0 | 0
| Seaport No. 2 | 0 |  | 169.86 | FALSE | 0 | 0
| Sherman Creek | 103.2381 |  | 169.86 | FALSE | 0 | 103.2381
| Trade Center No. 1 | 0 |  | 169.86 | FALSE | 0 | 0
| Wainwright | 6.5556 |  | 169.86 | FALSE | 0 | 6.5556
| Washington Street | 16.4386 |  | 169.86 | FALSE | 0 | 16.4386
| Water Street | 63.3919 |  | 169.86 | FALSE | 0 | 63.3919
| West 110th Street No. 1 | 34.1269 |  | 169.86 | FALSE | 0 | 34.1269
| West 110th Street No. 2 | 0 |  | 169.86 | FALSE | 0 | 0
| West 19th Street | 0 |  | 169.86 | FALSE | 0 | 0
| West 42nd Street No. 1 | 0 |  | 169.86 | FALSE | 0 | 0
| West 42nd Street No. 2 | 32.7453 |  | 169.86 | FALSE | 0 | 32.7453
| West 50th Street | 62.0824 |  | 169.86 | FALSE | 0 | 62.0824
| West 65th Street No. 1 | 58.1305 |  | 169.86 | FALSE | 0 | 58.1305
| West 65th Street No. 2 | 20.9648 |  | 169.86 | FALSE | 0 | 20.9648
| White Plains | 103.3587 |  | 169.86 | FALSE | 0 | 103.3587
| Willowbrook | 0 |  | 169.86 | FALSE | 0 | 0
| Woodrow | 54.5603 |  | 169.86 | FALSE | 0 | 54.5603
Central Hudson
| Clinton ave | 9.14 | 21.6372 | 194.86 | FALSE | 0 | 9.14 | 21.6372 | 173.2228 | 0 | 64 | 64
| Galeville | 9.16 |  | 194.86 | FALSE | 0 | 9.16
| Greenfield rd | 9.37 |  | 194.86 | FALSE | 0 | 9.37
| Grimley rd x1 | 9.13 |  | 194.86 | FALSE | 0 | 9.13
| Grimley rd x2 | 7.87 |  | 194.86 | FALSE | 0 | 7.87
| High falls | 9.17 |  | 194.86 | FALSE | 0 | 9.17
| Honk falls | 9.13 |  | 194.86 | FALSE | 0 | 9.13
| Kerhonkson | 9.2 |  | 194.86 | FALSE | 0 | 9.2
| Neversink | 9.15 |  | 194.86 | FALSE | 0 | 9.15
| East Kingston | 9.13 |  | 194.86 | FALSE | 0 | 9.13
| Lincoln Park | 9.2 |  | 194.86 | FALSE | 0 | 9.2
| Rhinebeck | 9.32 |  | 194.86 | FALSE | 0 | 9.32
| Knapps corners | 9.33 |  | 194.86 | FALSE | 0 | 9.33
| Manchester | 9.13 |  | 194.86 | FALSE | 0 | 9.13
| Sand Dock-distribution | 9.13 |  | 194.86 | FALSE | 0 | 9.13
| Sand Dock-Industrial | 9.13 |  | 194.86 | FALSE | 0 | 9.13
| Spackenkill | 9.13 |  | 194.86 | FALSE | 0 | 9.13
| North Catskill | 6.49 |  | 194.86 | FALSE | 0 | 6.49
| Woodstock | 145.99 |  | 194.86 | FALSE | 0 | 145.99
| Saugerties | 9.24 |  | 194.86 | FALSE | 0 | 9.24
| Ancram | 9.13 |  | 194.86 | FALSE | 0 | 9.13
| East park | 9.13 |  | 194.86 | FALSE | 0 | 9.13
| Hibernia | 9.21 |  | 194.86 | FALSE | 0 | 9.21
| Millerton | 9.13 |  | 194.86 | FALSE | 0 | 9.13
| pulvers 13kv | 87.55 |  | 194.86 | FALSE | 0 | 87.55
| Pulvers 34kv | 9.13 |  | 194.86 | FALSE | 0 | 9.13
| Smithfield | 9.13 |  | 194.86 | FALSE | 0 | 9.13
| Staatsburg | 9.14 |  | 194.86 | FALSE | 0 | 9.14
| Stanfordville | 9.64 |  | 194.86 | FALSE | 0 | 9.64
| Tinkertown | 9.15 |  | 194.86 | FALSE | 0 | 9.15
| Bethlehem Rd | 6.62 |  | 194.86 | FALSE | 0 | 6.62
| Union Ave | 6.6 |  | 194.86 | FALSE | 0 | 6.6
| Forgebrook | 9.65 |  | 194.86 | FALSE | 0 | 9.65
| Merritt Park | 9.3 |  | 194.86 | FALSE | 0 | 9.3
| Shenandoah Distribution | 9.13 |  | 194.86 | FALSE | 0 | 9.13
| Tioronda | 9.35 |  | 194.86 | FALSE | 0 | 9.35
| Wiccopee | 14.76 |  | 194.86 | FALSE | 0 | 14.76
| Boulevard | 9.18 |  | 194.86 | FALSE | 0 | 9.18
| Coldenham | 9.16 |  | 194.86 | FALSE | 0 | 9.16
| East walden | 9.13 |  | 194.86 | FALSE | 0 | 9.13
| Fishkill Plains | 9.13 |  | 194.86 | FALSE | 0 | 9.13
| Highland | 9.16 |  | 194.86 | FALSE | 0 | 9.16
| Hurley Ave | 63.6 |  | 194.86 | FALSE | 0 | 63.6
| Inwood Ave | 9.21 |  | 194.86 | FALSE | 0 | 9.21
| Marlboro | 9.2 |  | 194.86 | FALSE | 0 | 9.2
| Milan | 9.14 |  | 194.86 | FALSE | 0 | 9.14
| Modena | 9.51 |  | 194.86 | FALSE | 0 | 9.51
| Myers | 9.14 |  | 194.86 | FALSE | 0 | 9.14
| North Chelsea | 9.4 |  | 194.86 | FALSE | 0 | 9.4
| Ohioville | 9.15 |  | 194.86 | FALSE | 0 | 9.15
| Reynolds Hill | 9.19 |  | 194.86 | FALSE | 0 | 9.19
| Sturgeon Pool | 9.13 |  | 194.86 | FALSE | 0 | 9.13
| Todd hill | 9.48 |  | 194.86 | FALSE | 0 | 9.48
| West Balmville | 9.21 |  | 194.86 | FALSE | 0 | 9.21
| Maybrook | 58.04 |  | 194.86 | FALSE | 0 | 58.04
| Montgomery | 9.29 |  | 194.86 | FALSE | 0 | 9.29
| Coxsackie | 9.26 |  | 194.86 | FALSE | 0 | 9.26
| Freehold | 9.31 |  | 194.86 | FALSE | 0 | 9.31
| Hunter | 9.13 |  | 194.86 | FALSE | 0 | 9.13
| Lawrenceville | 9.13 |  | 194.86 | FALSE | 0 | 9.13
| New Baltimore | 10.22 |  | 194.86 | FALSE | 0 | 10.22
| South Cairo | 9.29 |  | 194.86 | FALSE | 0 | 9.29
| Vinegar Hill | 9.13 |  | 194.86 | FALSE | 0 | 9.13
| Westerlo | 9.14 |  | 194.86 | FALSE | 0 | 9.14
National Grid
| HAGUE | 188.7317 | 146.5904 | 208.86 | FALSE | 0 | 188.7317 | 136.6492 | 72.2108 | 28 | 151 | 123
| GREENBUSH | 90.9516 |  | 208.86 | FALSE | 0 | 90.9516
| Sawyer Ave | 93.1836 |  | 208.86 | FALSE | 0 | 93.1836
| BRUNSWICK | 116.619 |  | 208.86 | FALSE | 0 | 116.619
| STARR RD. | 129.2464 |  | 208.86 | FALSE | 0 | 129.2464
| New 3rd Ave Substation | 103.0215 |  | 208.86 | FALSE | 0 | 103.0215
| THOUSAND ISLANDS | 228.9572 |  | 208.86 | TRUE | 62.2696 | 166.6877
| ALTAMONT | 79.5652 |  | 208.86 | FALSE | 0 | 79.5652
| Avenue A | 256.4452 |  | 208.86 | TRUE | 62.2696 | 194.1756
| BAKER STREET | 120.8444 |  | 208.86 | FALSE | 0 | 120.8444
| BALLSTON | 65.8179 |  | 208.86 | FALSE | 0 | 65.8179
| Beech | 124.9223 |  | 208.86 | FALSE | 0 | 124.9223
| Belmont | 76.9256 |  | 208.86 | FALSE | 0 | 76.9256
| BETHLEHEM | 201.563 |  | 208.86 | FALSE | 0 | 201.563
| Birch Avenue | 274.9768 |  | 208.86 | TRUE | 62.2696 | 212.7073
| Gabriels Station | 155.8312 |  | 208.86 | FALSE | 0 | 155.8312
| Boyntonville | 93.3047 |  | 208.86 | FALSE | 0 | 93.3047
| Bridgeport | 139.3006 |  | 208.86 | FALSE | 0 | 139.3006
| Brook Road | 65.8179 |  | 208.86 | FALSE | 0 | 65.8179
| Buckley | 65.8179 |  | 208.86 | FALSE | 0 | 65.8179
| Buffalo Station 63 | 65.8179 |  | 208.86 | FALSE | 0 | 65.8179
| 54 MAIN | 65.8179 |  | 208.86 | FALSE | 0 | 65.8179
| Buffalo Station 54 | 65.8179 |  | 208.86 | FALSE | 0 | 65.8179
| 61 STATION 61 | 65.8179 |  | 208.86 | FALSE | 0 | 65.8179
| Buffalo Station 122 | 450.6105 |  | 208.86 | TRUE | 62.2696 | 388.3409
| Buffalo Station 25 | 140.9486 |  | 208.86 | FALSE | 0 | 140.9486
| 30 SPILLMAN | 276.5261 |  | 208.86 | TRUE | 62.2696 | 214.2565
| 31 STATION | 350.2139 |  | 208.86 | TRUE | 62.2696 | 287.9443
| 32 BAILEY | 522.543 |  | 208.86 | TRUE | 62.2696 | 460.2734
| 34 BEST ST. | 131.872 |  | 208.86 | FALSE | 0 | 131.872
| 35 WALDEN | 183.352 |  | 208.86 | FALSE | 0 | 183.352
| 38 SPRING | 572.345 |  | 208.86 | TRUE | 62.2696 | 510.0754
| 41 STATION 41 | 131.872 |  | 208.86 | FALSE | 0 | 131.872
| Buffalo Station 45 | 311.9662 |  | 208.86 | TRUE | 62.2696 | 249.6966
| 51 ELK ST | 282.663 |  | 208.86 | TRUE | 62.2696 | 220.3935
| 68 ELMWOOD | 133.8591 |  | 208.86 | FALSE | 0 | 133.8591
| New Buffalo Station 97 | 69.8646 |  | 208.86 | FALSE | 0 | 69.8646
| Burdeck | 83.5943 |  | 208.86 | FALSE | 0 | 83.5943
| Burgoyne | 109.3247 |  | 208.86 | FALSE | 0 | 109.3247
| 171 BURT | 248.8178 |  | 208.86 | TRUE | 62.2696 | 186.5483
| Butler | 93.816 |  | 208.86 | FALSE | 0 | 93.816
| Butternut | 65.8179 |  | 208.86 | FALSE | 0 | 65.8179
| Cedar | 65.8179 |  | 208.86 | FALSE | 0 | 65.8179
| Chestertown | 132.978 |  | 208.86 | FALSE | 0 | 132.978
| New Cicero Substation | 107.7619 |  | 208.86 | FALSE | 0 | 107.7619
| Cleveland | 339.8956 |  | 208.86 | TRUE | 62.2696 | 277.626
| COBLESKILL | 146.3838 |  | 208.86 | FALSE | 0 | 146.3838
| Coffeen | 108.4828 |  | 208.86 | FALSE | 0 | 108.4828
| RUSSELL RD | 238.7174 |  | 208.86 | TRUE | 62.2696 | 176.4479
| Commerce | 194.9867 |  | 208.86 | FALSE | 0 | 194.9867
| Corinth | 123.0048 |  | 208.86 | FALSE | 0 | 123.0048
| Vail Mills | 82.8496 |  | 208.86 | FALSE | 0 | 82.8496
| CURTIS GREENFIELD | 86.9381 |  | 208.86 | FALSE | 0 | 86.9381
| Delanson | 92.6072 |  | 208.86 | FALSE | 0 | 92.6072
| Delmar | 486.1153 |  | 208.86 | TRUE | 62.2696 | 423.8458
| Dorwin | 516.3289 |  | 208.86 | TRUE | 62.2696 | 454.0593
| East Fulton | 78.9071 |  | 208.86 | FALSE | 0 | 78.9071
| BATAVIA STATION | 131.3376 |  | 208.86 | FALSE | 0 | 131.3376
| EAST GOLAH | 100.5188 |  | 208.86 | FALSE | 0 | 100.5188
| East Pulaski | 100.7497 |  | 208.86 | FALSE | 0 | 100.7497
| East Schodack | 65.8179 |  | 208.86 | FALSE | 0 | 65.8179
| Delameter | 146.5371 |  | 208.86 | FALSE | 0 | 146.5371
| East Molloy | 175.2561 |  | 208.86 | FALSE | 0 | 175.2561
| Everett | 65.8179 |  | 208.86 | FALSE | 0 | 65.8179
| 64 STATION 64 | 87.5749 |  | 208.86 | FALSE | 0 | 87.5749
| Fayette St | 207.4927 |  | 208.86 | FALSE | 0 | 207.4927
| FIREHOUSE | 87.5391 |  | 208.86 | FALSE | 0 | 87.5391
| Florida | 86.644 |  | 208.86 | FALSE | 0 | 86.644
| FRENCH MOUNTAIN | 75.2649 |  | 208.86 | FALSE | 0 | 75.2649
| Geneseo | 65.8179 |  | 208.86 | FALSE | 0 | 65.8179
| Gilbert Mills | 117.9476 |  | 208.86 | FALSE | 0 | 117.9476
| Gilmantown | 90.3382 |  | 208.86 | FALSE | 0 | 90.3382
| GLOVERSVILLE | 108.9312 |  | 208.86 | FALSE | 0 | 108.9312
| GRANBY CENTER | 119.007 |  | 208.86 | FALSE | 0 | 119.007
| Grand Island | 105.2595 |  | 208.86 | FALSE | 0 | 105.2595
| New Greenwich Substation | 65.8179 |  | 208.86 | FALSE | 0 | 65.8179
| GROOMS | 65.8179 |  | 208.86 | FALSE | 0 | 65.8179
| Hemstreet | 65.8179 |  | 208.86 | FALSE | 0 | 65.8179
| Indian Lake | 65.8179 |  | 208.86 | FALSE | 0 | 65.8179
| Inman | 143.2863 |  | 208.86 | FALSE | 0 | 143.2863
| Karner | 363.0066 |  | 208.86 | TRUE | 62.2696 | 300.7371
| Kenmore Station 22 | 114.1313 |  | 208.86 | FALSE | 0 | 114.1313
| Lakeville | 505.8441 |  | 208.86 | TRUE | 62.2696 | 443.5746
| LASHER | 65.8179 |  | 208.86 | FALSE | 0 | 65.8179
| Latham | 65.8179 |  | 208.86 | FALSE | 0 | 65.8179
| Liberty Street | 404.381 |  | 208.86 | TRUE | 62.2696 | 342.1114
| Livonia | 65.8179 |  | 208.86 | FALSE | 0 | 65.8179
| 37 HUDSON AVE | 65.8179 |  | 208.86 | FALSE | 0 | 65.8179
| Lowville | 65.8179 |  | 208.86 | FALSE | 0 | 65.8179
| LYNDONVILLE | 77.5284 |  | 208.86 | FALSE | 0 | 77.5284
| Mayfield | 65.8179 |  | 208.86 | FALSE | 0 | 65.8179
| McClellan | 168.3238 |  | 208.86 | FALSE | 0 | 168.3238
| Mexico | 110.0494 |  | 208.86 | FALSE | 0 | 110.0494
| Middleburgh | 88.8577 |  | 208.86 | FALSE | 0 | 88.8577
| Middleville | 223.6544 |  | 208.86 | TRUE | 62.2696 | 161.3848
| Clintion Station | 114.8817 |  | 208.86 | FALSE | 0 | 114.8817
| North Leroy | 129.1044 |  | 208.86 | FALSE | 0 | 129.1044
| Nassau | 111.8135 |  | 208.86 | FALSE | 0 | 111.8135
| New Cuba Station | 75.7577 |  | 208.86 | FALSE | 0 | 75.7577
| NEW KRUMKILL | 141.2147 |  | 208.86 | FALSE | 0 | 141.2147
| New Livingston Substation | 77.8521 |  | 208.86 | FALSE | 0 | 77.8521
| Middleport | 117.5307 |  | 208.86 | FALSE | 0 | 117.5307
| NEWTONVILLE | 138.2469 |  | 208.86 | FALSE | 0 | 138.2469
| Northville Station | 105.2393 |  | 208.86 | FALSE | 0 | 105.2393
| Ogdenbrook | 65.8179 |  | 208.86 | FALSE | 0 | 65.8179
| Otten | 65.8179 |  | 208.86 | FALSE | 0 | 65.8179
| Paloma | 65.8179 |  | 208.86 | FALSE | 0 | 65.8179
| Partridge | 98.669 |  | 208.86 | FALSE | 0 | 98.669
| Peat | 65.8179 |  | 208.86 | FALSE | 0 | 65.8179
| PINEBUSH | 162.8045 |  | 208.86 | FALSE | 0 | 162.8045
| Port Henry | 119.8212 |  | 208.86 | FALSE | 0 | 119.8212
| Pottersville | 100.722 |  | 208.86 | FALSE | 0 | 100.722
| Raquette Lake | 116.5991 |  | 208.86 | FALSE | 0 | 116.5991
| North Chautauqua | 65.8179 |  | 208.86 | FALSE | 0 | 65.8179
| RIVERSIDE | 220.7344 |  | 208.86 | TRUE | 62.2696 | 158.4649
| Rome Substation | 98.5129 |  | 208.86 | FALSE | 0 | 98.5129
| Rotterdam | 120.9697 |  | 208.86 | FALSE | 0 | 120.9697
| South Washington | 113.6708 |  | 208.86 | FALSE | 0 | 113.6708
| Schenevus | 102.9288 |  | 208.86 | FALSE | 0 | 102.9288
| Schodack | 65.8179 |  | 208.86 | FALSE | 0 | 65.8179
| SCHROON LAKE | 86.9014 |  | 208.86 | FALSE | 0 | 86.9014
| Scofield | 67.0161 |  | 208.86 | FALSE | 0 | 67.0161
| Scotia | 66.8006 |  | 208.86 | FALSE | 0 | 66.8006
| SELKIRK | 97.201 |  | 208.86 | FALSE | 0 | 97.201
| Sharon | 128.8158 |  | 208.86 | FALSE | 0 | 128.8158
| Shawnee Rd Station 76 | 96.3791 |  | 208.86 | FALSE | 0 | 96.3791
| Smith Bridge Station | 130.1279 |  | 208.86 | FALSE | 0 | 130.1279
| EDEN CENTER | 329.1377 |  | 208.86 | TRUE | 62.2696 | 266.8681
| NORTH COLLINS | 240.8555 |  | 208.86 | TRUE | 62.2696 | 178.586
| South Street | 128.3915 |  | 208.86 | FALSE | 0 | 128.3915
| Station 140 | 263.2366 |  | 208.86 | TRUE | 62.2696 | 200.967
| Station 3012 | 632.8917 |  | 208.86 | TRUE | 62.2696 | 570.6221
| Station 61 | 98.0816 |  | 208.86 | FALSE | 0 | 98.0816
| Summit | 241.5442 |  | 208.86 | TRUE | 62.2696 | 179.2747
| Swaggertown | 151.4101 |  | 208.86 | FALSE | 0 | 151.4101
| Swann Rd | 81.493 |  | 208.86 | FALSE | 0 | 81.493
| 78 FASSETT ST. | 65.8179 |  | 208.86 | FALSE | 0 | 65.8179
| TULLER HILL | 74.7819 |  | 208.86 | FALSE | 0 | 74.7819
| UNIONVILLE | 429.0302 |  | 208.86 | TRUE | 62.2696 | 366.7606
| 214 Station | 65.8179 |  | 208.86 | FALSE | 0 | 65.8179
| Valkin | 77.2039 |  | 208.86 | FALSE | 0 | 77.2039
| Van Hoesen | 104.5309 |  | 208.86 | FALSE | 0 | 104.5309
| Voorheesville | 104.6197 |  | 208.86 | FALSE | 0 | 104.6197
| CHAUTAUQUA | 82.8719 |  | 208.86 | FALSE | 0 | 82.8719
| Walesville | 96.3036 |  | 208.86 | FALSE | 0 | 96.3036
| Warrensburg | 390.1306 |  | 208.86 | TRUE | 62.2696 | 327.861
| Watt | 65.8179 |  | 208.86 | FALSE | 0 | 65.8179
| WEAVER ST | 197.7075 |  | 208.86 | FALSE | 0 | 197.7075
| Wells | 202.2429 |  | 208.86 | FALSE | 0 | 202.2429
| Whitesboro | 102.6362 |  | 208.86 | FALSE | 0 | 102.6362
| WOLF RD. | 242.8516 |  | 208.86 | TRUE | 62.2696 | 180.582
| Transm Net | 4053
NYSEG
| Center Point | 190.094 | 85.2322 | 208.86 | FALSE | 0 | 190.094 | 76.5742 | 132.2858 | 3 | 79 | 76
| Grant Ave | 44.9676 |  | 208.86 | FALSE | 0 | 44.9676
| Stryker Ave | 43.4858 |  | 208.86 | FALSE | 0 | 43.4858
| State St | 21.5472 |  | 208.86 | FALSE | 0 | 21.5472
| Scipio new | 45.7194 |  | 208.86 | FALSE | 0 | 45.7194
| Genoa | 112.4746 |  | 208.86 | FALSE | 0 | 112.4746
| Aurora | 213.5941 |  | 208.86 | TRUE | 123.6278 | 89.9662
| Chenango | 94.651 |  | 208.86 | FALSE | 0 | 94.651
| Morningside Heights | 116.874 |  | 208.86 | FALSE | 0 | 116.874
| Nowlan Road | 103.4472 |  | 208.86 | FALSE | 0 | 103.4472
| Greene | 10.6416 |  | 208.86 | FALSE | 0 | 10.6416
| Sanataria Springs | 11.3606 |  | 208.86 | FALSE | 0 | 11.3606
| Kattleville | 20.2986 |  | 208.86 | FALSE | 0 | 20.2986
| Lounsberry | 16.9824 |  | 208.86 | FALSE | 0 | 16.9824
| N. Endicott | 47.3 |  | 208.86 | FALSE | 0 | 47.3
| Cantitoe | 34.1295 |  | 208.86 | FALSE | 0 | 34.1295
| Pawling | 84.1042 |  | 208.86 | FALSE | 0 | 84.1042
| Croton Falls | 7.6081 |  | 208.86 | FALSE | 0 | 7.6081
| Dingle Ridge | 32.1412 |  | 208.86 | FALSE | 0 | 32.1412
| Crafts | 16.9824 |  | 208.86 | FALSE | 0 | 16.9824
| Pound Ridge | 16.9824 |  | 208.86 | FALSE | 0 | 16.9824
| West Elmira | 27.5209 |  | 208.86 | FALSE | 0 | 27.5209
| Erwin Junction | 20.3697 |  | 208.86 | FALSE | 0 | 20.3697
| Montour falls | 69.7537 |  | 208.86 | FALSE | 0 | 69.7537
| From Erwin to Presho | 22.0492 |  | 208.86 | FALSE | 0 | 22.0492
| West Erie AV | 15.1588 |  | 208.86 | FALSE | 0 | 15.1588
| Clyde | 31.1068 |  | 208.86 | FALSE | 0 | 31.1068
| Mac Dougall | 448.6385 |  | 208.86 | TRUE | 123.6278 | 325.0107
| Milo | 16.5054 |  | 208.86 | FALSE | 0 | 16.5054
| Sleight Rd | 29.4046 |  | 208.86 | FALSE | 0 | 29.4046
| Border City | 16.9824 |  | 208.86 | FALSE | 0 | 16.9824
| Webb Crossing | 335.8417 |  | 208.86 | TRUE | 123.6278 | 212.2139
| Silver Springs | 24.7172 |  | 208.86 | FALSE | 0 | 24.7172
| Moraine Rd | 150.8184 |  | 208.86 | FALSE | 0 | 150.8184
| Bennett | 35.4602 |  | 208.86 | FALSE | 0 | 35.4602
| Fourth Street | 42.0109 |  | 208.86 | FALSE | 0 | 42.0109
| Coddington | 34.0275 |  | 213.86 | FALSE | 0 | 34.0275
| Line 455 | 70.1742 |  | 213.86 | FALSE | 0 | 70.1742
| Burdett | 23.5895 |  | 213.86 | FALSE | 0 | 23.5895
| County Hospital | 27.3008 |  | 213.86 | FALSE | 0 | 27.3008
| Valois | 35.0887 |  | 213.86 | FALSE | 0 | 35.0887
| Trumansburg | 112.7065 |  | 213.86 | FALSE | 0 | 112.7065
| Willard | 199.9514 |  | 213.86 | FALSE | 0 | 199.9514
| Milliken | 164.204 |  | 213.86 | FALSE | 0 | 164.204
| Cayuga Heights | 38.8268 |  | 213.86 | FALSE | 0 | 38.8268
| Locke | 21.8443 |  | 213.86 | FALSE | 0 | 21.8443
| Peruville | 21.8443 |  | 213.86 | FALSE | 0 | 21.8443
| Orchard Park | 37.902 |  | 213.86 | FALSE | 0 | 37.902
| Erie St | 128.7551 |  | 213.86 | FALSE | 0 | 128.7551
| Hamburg | 66.8202 |  | 213.86 | FALSE | 0 | 66.8202
| Holland | 79.0418 |  | 213.86 | FALSE | 0 | 79.0418
| South Park | 14.84 |  | 213.86 | FALSE | 0 | 14.84
| Cobble Hill | 51.6576 |  | 213.86 | FALSE | 0 | 51.6576
| Line 706 | 21.82 |  | 213.86 | FALSE | 0 | 21.82
| Stolle Rd. | 16.9824 |  | 213.86 | FALSE | 0 | 16.9824
| Ferndale | 81.0726 |  | 213.86 | FALSE | 0 | 81.0726
| Maplewood | 30.1089 |  | 213.86 | FALSE | 0 | 30.1089
| Hilldale | 115.0788 |  | 213.86 | FALSE | 0 | 115.0788
| Neversink | 51.3247 |  | 213.86 | FALSE | 0 | 51.3247
| Concord | 51.6557 |  | 213.86 | FALSE | 0 | 51.6557
| West Woodbourne | 41.1834 |  | 213.86 | FALSE | 0 | 41.1834
| Mountaindale-bank | 17.4081 |  | 213.86 | FALSE | 0 | 17.4081
| Old Falls | 38.9217 |  | 213.86 | FALSE | 0 | 38.9217
| White Lake | 23.2989 |  | 213.86 | FALSE | 0 | 23.2989
| Transit | 67.734 |  | 213.86 | FALSE | 0 | 67.734
| Snows Corner Tap | 17.8473 |  | 213.86 | FALSE | 0 | 17.8473
| Kline Kill | 45.5965 |  | 213.86 | FALSE | 0 | 45.5965
| Stephentown | 34.5824 |  | 213.86 | FALSE | 0 | 34.5824
| Falls Park | 30.3176 |  | 213.86 | FALSE | 0 | 30.3176
| Jordanville | 41.8138 |  | 213.86 | FALSE | 0 | 41.8138
| Richfield Springs | 15.1588 |  | 213.86 | FALSE | 0 | 15.1588
| Grand Gorge | 11.0906 |  | 213.86 | FALSE | 0 | 11.0906
| Kent Falls | 61.2067 |  | 213.86 | FALSE | 0 | 61.2067
| Hyde | 167.5965 |  | 213.86 | FALSE | 0 | 167.5965
| Peru | 16.9824 |  | 213.86 | FALSE | 0 | 16.9824
| Sciota-Flatrock | 16.9824 |  | 213.86 | FALSE | 0 | 16.9824
| Hallock Hill | 16.9824 |  | 213.86 | FALSE | 0 | 16.9824
| Howard | 51.0972 |  | 213.86 | FALSE | 0 | 51.0972
| Ashley Rd | 184.5453 |  | 213.86 | FALSE | 0 | 184.5453
O&R
| Aluf | 1.8533 | 22.7305 | 194.86 | FALSE | 0 | 1.8533 | 22.7305 | 172.1295 | 0 | 59 | 59
| Blooming Grove | 27.9646 |  | 194.86 | FALSE | 0 | 27.9646
| Bloomingburg (SubArea) | 1.8533 |  | 194.86 | FALSE | 0 | 1.8533
| Blue Hill | 1.8533 |  | 194.86 | FALSE | 0 | 1.8533
| Blue Lake | 1.8533 |  | 194.86 | FALSE | 0 | 1.8533
| Bullville (SubArea) | 56.2104 |  | 194.86 | FALSE | 0 | 56.2104
| Burns | 1.8533 |  | 194.86 | FALSE | 0 | 1.8533
| Chester | 1.8533 |  | 194.86 | FALSE | 0 | 1.8533
| Chester 34.5KV | 1.8533 |  | 194.86 | FALSE | 0 | 1.8533
| Congers | 1.8533 |  | 194.86 | FALSE | 0 | 1.8533
| Corporate Drive | 38.8883 |  | 194.86 | FALSE | 0 | 38.8883
| Cuddebackville | 1.8533 |  | 194.86 | FALSE | 0 | 1.8533
| Dean (SubArea) | 24.8481 |  | 194.86 | FALSE | 0 | 24.8481
| Deer Park | 1.8533 |  | 194.86 | FALSE | 0 | 1.8533
| Deer Park 34.5KV | 1.8533 |  | 194.86 | FALSE | 0 | 1.8533
| East Wallkill | 11.7272 |  | 194.86 | FALSE | 0 | 11.7272
| Grassy Point | 1.8533 |  | 194.86 | FALSE | 0 | 1.8533
| Harriman | 1.8533 |  | 194.86 | FALSE | 0 | 1.8533
| Harriman-34.5KV | 1.8533 |  | 194.86 | FALSE | 0 | 1.8533
| Hartley Road | 1.8533 |  | 194.86 | FALSE | 0 | 1.8533
| Highland Falls (SubArea) | 1.8533 |  | 194.86 | FALSE | 0 | 1.8533
| Hillburn | 1.8533 |  | 194.86 | FALSE | 0 | 1.8533
| Hunt | 1.8533 |  | 194.86 | FALSE | 0 | 1.8533
| Lake Road | 1.8533 |  | 194.86 | FALSE | 0 | 1.8533
| Lederle | 1.8533 |  | 194.86 | FALSE | 0 | 1.8533
| Little Tor | 11.9361 |  | 194.86 | FALSE | 0 | 11.9361
| Mongaup | 90.9696 |  | 194.86 | FALSE | 0 | 90.9696
| Monroe | 1.8533 |  | 194.86 | FALSE | 0 | 1.8533
| Monsey | 1.8533 |  | 194.86 | FALSE | 0 | 1.8533
| Nanuet | 1.8533 |  | 194.86 | FALSE | 0 | 1.8533
| New Hempstead | 7.5584 |  | 194.86 | FALSE | 0 | 7.5584
| Oak St. | 18.3098 |  | 194.86 | FALSE | 0 | 18.3098
| Orangeburg | 1.8533 |  | 194.86 | FALSE | 0 | 1.8533
| Otisville (SubArea) | 48.6147 |  | 194.86 | FALSE | 0 | 48.6147
| Port Jervis | 13.6183 |  | 194.86 | FALSE | 0 | 13.6183
| Rio-34.5KV | 1.8533 |  | 194.86 | FALSE | 0 | 1.8533
| Rockland Sewer | 1.8533 |  | 194.86 | FALSE | 0 | 1.8533
| Shoemaker | 1.8533 |  | 194.86 | FALSE | 0 | 1.8533
| Shoemaker-34.5KV | 1.8533 |  | 194.86 | FALSE | 0 | 1.8533
| Silver Lake | 1.8533 |  | 194.86 | FALSE | 0 | 1.8533
| Sloatsburg | 24.4775 |  | 194.86 | FALSE | 0 | 24.4775
| Snake Hill | 1.8533 |  | 194.86 | FALSE | 0 | 1.8533
| South Goshen | 44.1067 |  | 194.86 | FALSE | 0 | 44.1067
| South Goshen 34.5KV | 1.8533 |  | 194.86 | FALSE | 0 | 1.8533
| Sparkill | 1.8533 |  | 194.86 | FALSE | 0 | 1.8533
| State School | 1.8533 |  | 194.86 | FALSE | 0 | 1.8533
| Sterling Forest | 23.9857 |  | 194.86 | FALSE | 0 | 23.9857
| Stony Point | 22.2931 |  | 194.86 | FALSE | 0 | 22.2931
| Summitville (SubArea) | 29.0123 |  | 194.86 | FALSE | 0 | 29.0123
| Swinging Bridge | 1.8533 |  | 194.86 | FALSE | 0 | 1.8533
| Tallman | 24.6495 |  | 194.86 | FALSE | 0 | 24.6495
| Washington Heights | 1.8533 |  | 194.86 | FALSE | 0 | 1.8533
| Washington Heights 34.5KV | 1.8533 |  | 194.86 | FALSE | 0 | 1.8533
| West Haverstraw | 1.8533 |  | 194.86 | FALSE | 0 | 1.8533
| West Nyack | 24.4716 |  | 194.86 | FALSE | 0 | 24.4716
| Westtown | 1.8533 |  | 194.86 | FALSE | 0 | 1.8533
| Wisner | 1.8533 |  | 194.86 | FALSE | 0 | 1.8533
| Wurstboro (SubArea) | 136.2434 |  | 194.86 | FALSE | 0 | 136.2434
| Viola Road | 72.2468 |  | 194.86 | FALSE | 0 | 72.2468
RGE
| 154 | 92.0961 | 66.8509 | 213.86 | FALSE | 0 | 92.0961 | 66.8509 | 147.0091 | 0 | 46 | 46
| 127 | 77.1562 |  | 213.86 | FALSE | 0 | 77.1562
| 122 | 59.621 |  | 213.86 | FALSE | 0 | 59.621
| 156 | 10.2146 |  | 213.86 | FALSE | 0 | 10.2146
| 16 | 135.6281 |  | 213.86 | FALSE | 0 | 135.6281
| 424 | 171.7796 |  | 213.86 | FALSE | 0 | 171.7796
| 89 | 74.8301 |  | 213.86 | FALSE | 0 | 74.8301
| 255 | 131.0223 |  | 213.86 | FALSE | 0 | 131.0223
| 124 | 67.7502 |  | 213.86 | FALSE | 0 | 67.7502
| 19 | 66.4123 |  | 213.86 | FALSE | 0 | 66.4123
| 29 | 87.6237 |  | 213.86 | FALSE | 0 | 87.6237
| 49 | 94.7691 |  | 213.86 | FALSE | 0 | 94.7691
| 81 | 88.076 |  | 213.86 | FALSE | 0 | 88.076
| 103 | 82.6429 |  | 213.86 | FALSE | 0 | 82.6429
| 23 | 74.391 |  | 213.86 | FALSE | 0 | 74.391
| 55 | 17.7367 |  | 213.86 | FALSE | 0 | 17.7367
| 62 | 68.1069 |  | 213.86 | FALSE | 0 | 68.1069
| 109 | 62.9309 |  | 213.86 | FALSE | 0 | 62.9309
| 117 | 57.0639 |  | 213.86 | FALSE | 0 | 57.0639
| 230 | 84.3405 |  | 213.86 | FALSE | 0 | 84.3405
| 45 | 8.1072 |  | 213.86 | FALSE | 0 | 8.1072
| 58 | 190.6624 |  | 213.86 | FALSE | 0 | 190.6624
| 60 | 6.3833 |  | 213.86 | FALSE | 0 | 6.3833
| 74 | 3.0546 |  | 213.86 | FALSE | 0 | 3.0546
| 420 | 3.0546 |  | 213.86 | FALSE | 0 | 3.0546
| 136 | 2.6728 |  | 213.86 | FALSE | 0 | 2.6728
| 46 | 68.4859 |  | 213.86 | FALSE | 0 | 68.4859
| 65 | 86.7281 |  | 213.86 | FALSE | 0 | 86.7281
| 69 | 19.7712 |  | 213.86 | FALSE | 0 | 19.7712
| 70 | 61.866 |  | 213.86 | FALSE | 0 | 61.866
| 71 | 43.5887 |  | 213.86 | FALSE | 0 | 43.5887
| 93 | 35.7995 |  | 213.86 | FALSE | 0 | 35.7995
| 112 | 23.2925 |  | 213.86 | FALSE | 0 | 23.2925
| 126 | 78.252 |  | 213.86 | FALSE | 0 | 78.252
| 72 | 14.6813 |  | 213.86 | FALSE | 0 | 14.6813
| 115 | 22.7215 |  | 213.86 | FALSE | 0 | 22.7215
| 216 | 24.9401 |  | 213.86 | FALSE | 0 | 24.9401
| 104 | 13.7327 |  | 213.86 | FALSE | 0 | 13.7327
| Line 739 | 6.8749 |  | 213.86 | FALSE | 0 | 6.8749
| Line 764 | 9.1665 |  | 213.86 | FALSE | 0 | 9.1665
| 762 | 20.614 |  | 213.86 | FALSE | 0 | 20.614
| 567 | 20.1783 |  | 213.86 | FALSE | 0 | 20.1783
| 769 | 25.2075 |  | 213.86 | FALSE | 0 | 25.2075
| 766 | 25.2821 |  | 213.86 | FALSE | 0 | 25.2821
| 246 | 15.3625 |  | 213.86 | FALSE | 0 | 15.3625
| 205 | 18.3246 |  | 213.86 | FALSE | 0 | 18.3246

## Summary Tables
DRV ($/kW-year) | [11 empty] | Table B-2 | DRV ($/kW-year)
| Current | JU | CEP | Staff | [8 empty] | Current | JU | CEP | Staff
Cen Hud | 14.55 | 10.8186 | 21.6372 | 21.6372 | [7 empty] | Con Ed | 199.4 | 126.2686 | 252.5372 | 252.5372
Con Ed | 199.4 | 126.2686 | 252.5372 | 252.5372 | [7 empty] | Cen Hud | 14.55 | 10.8186 | 21.6372 | 21.6372
N. Grid | 61.44 | 73.2952 | 146.5904 | 146.5904 | [7 empty] | NYSEG | 29.67 | 42.6161 | 85.2322 | 85.2322
NYSEG | 29.67 | 42.6161 | 85.2322 | 85.2322 | [7 empty] | N. Grid | 61.44 | 73.2952 | 146.5904 | 146.5904
O&R | 64.78 | 11.3652 | 22.7305 | 22.7305 | [7 empty] | O&R | 64.78 | 11.3652 | 22.7305 | 22.7305
RGE | 31.92 | 33.4254 | 66.8509 | 66.8509 | [7 empty] | RG&E | 31.92 | 33.4254 | 66.8509 | 66.8509
LSRV ($/kW-year)
| Current | JU | CEP | Staff
Cen Hud | N/A | 2.7 or 5.41 | TBD | 13.94
Con Ed | 140.76 | 31.57 or 63.13 | TBD | 52.69
N. Grid | 30.72 | 18.32 or 36.65 | TBD | 31.93 |  |  |  | A representative 7,500 kW dc Solar (5,000 kW ac) in NYC |  |  |  | Table B-4 | LSRV ($/kW-year)
NYSEG | 53.59/56.26 | 10.65 or 21.31 | TBD | 38.67 | [8 empty] | Current | JU | CEP | Staff
O&R | 39.61 | 2.84 or 5.68 | TBD | 11.99 |  |  | Value Stack Compensation ($/kWh) |  |  | Value Stack Compensation ($/year) |  | Con Ed | 140.76 | 31.57 or 63.13 | TBD | 52.69
RGE | 47.96/9.47 | 8.36 or 16.71 | TBD | 19.8 |  |  |  | Con Edison |  |  | Con Edison | Cen Hud | N/A | 2.7 or 5.41 | TBD | 13.94
[7 empty] | Staff Proposed DRV | 0.027539 |  | Staff Proposed DRV | 324428.279 | NYSEG | 53.59/56.26 | 10.65 or 21.31 | TBD | 38.67
[7 empty] | Staff Proposed LSRV | 0.03103 |  | Staff Proposed LSRV | 366499.5756 | N. Grid | 30.72 | 18.32 or 36.65 | TBD | 31.93
LSRV Eligibility | [6 empty] | Environmental Component | 0.042835 |  | Environmental Component | 503353.1636 | O&R | 39.61 | 2.84 or 5.68 | TBD | 11.99
| JU |  | CEP |  | Staff |  | Capacity Value Alt 2 (NYC) | 0.01149 |  | Capacity Value Alt 2 (NYC) | 134946.9375 | RG&E | 47.96/9.47 | 8.36 or 16.71 | TBD | 19.8
| LSRV Zones | LSRV Substation Areas | LSRV Zones | LSRV Substation Areas | LSRV Zones | LSRV Substation Areas
Cen Hud | 2 | 4 | TBD | TBD | 1 | 4
Con Ed | 2 | 11 | TBD | TBD | 1 | 2
N. Grid | 2 | 35 | TBD | TBD | 1 | 35 | 2025
NYSEG | 2 | 23 | TBD | TBD | 1 | 10 | Value stack compensation from solar exports ($Nominal)
O&R | 2 | 16 | TBD | TBD | 1 | 7 |  | Current | Staff Proposal | JU | CEP
RGE | 2 | 23 | TBD | TBD | 1 | 9 | Energy value | 700892.4899 | 700892.4899 | 700892.4899 | 700892.4899 | Table B-5 | LSRV Eligibility
[7 empty] | Capacity value (36-month average Alternative 2 Rate (Jan 2022-Dec 2024) selected) | 324428.279 | 324428.279 | 324428.279 | 324428.279 |  | JU |  | CEP |  | Staff
[7 empty] | Environmental value | 366499.5756 | 366499.5756 | 366499.5756 | 366499.5756 |  | LSRV Zones | LSRV Substation Areas | LSRV Zones | LSRV Substation Areas | LSRV Zones | LSRV Substation Areas
[7 empty] | Demand reduction value | 405169.6303 | 503353.1636 | 251676.5818 | 503353.1636 | Con Ed | 2 | 11 | TBD | TBD | 1 | 2
[7 empty] | Locational system relief value | 348406.6567 | 134946.9375 | 76631.6432 | TBD | Cen Hud | 2 | 4 | TBD | TBD | 1 | 4
[7 empty] | Community Credit | 0 | 0 | 0 | 0 | NYSEG | 2 | 23 | TBD | TBD | 1 | 10
[7 empty] | Total Value Stack compensation from solar generation immediately exported | 2145396.6315 | 2030120.4456 | 1720128.5694 | 1895173.5081 | N. Grid | 2 | 35 | TBD | TBD | 1 | 35
[7 empty] | Recognized compensation from solar generation immediately exported (ICAP Alt 3 Projects) | 2145396.6315 | 2030120.4456 | 1720128.5694 | 1895173.5081 | O&R | 2 | 16 | TBD | TBD | 1 | 7
[12 empty] | RG&E | 2 | 23 | TBD | TBD | 1 | 9
Average Value Stack compensation from solar - Per kWh exported ($Nominal/kWh)
[7 empty] | Energy value | 0.059342 | 0.059342 | 0.059342 | 0.059342
[7 empty] | Capacity value (36-month average Alternative 2 Rate (Jan 2022-Dec 2024) selected) | 0.027468 | 0.027468 | 0.027468 | 0.027468
[7 empty] | Environmental value | 0.03103 | 0.03103 | 0.03103 | 0.03103
[7 empty] | Demand reduction value | 0.034304 | 0.042617 | 0.021308 | 0.042617
[7 empty] | Locational system relief value | 0.029498 | 0.011425 | 0.0064881 | TBD
[7 empty] | Community Credit | 0 | 0 | 0 | 0

## Total Substations per Util
NYSEG | Grid | RGE | CECONY
Center Point | HAGUE | 205 | Astor
Grant Ave | GREENBUSH | 45 | Atlantic
Stryker Ave | Sawyer Ave | 16 | Avenue A
Cantitoe | BRUNSWICK | 424 | Bensonhurst No. 1
Clyde | STARR RD. | 154 | Bensonhurst No. 2
West Elmira | New 3rd Ave Substation | 89 | Brownsville No. 1
Fourth Street | THOUSAND ISLANDS | 255 | Brownsville No. 2
Orchard Park | ALTAMONT | 124 | Bruckner
Erie St | Avenue A | 89 | Buchanan
Hamburg | BAKER STREET | 16 | Cedar Street
Holland | BAKER STREET | 45 | Cherry Street
Ferndale | BALLSTON | 424 | Co-Op City/Radial 27kV
Ferndale | Beech | 19 | Corona No. 1
Maplewood | Belmont | 29 | Corona No. 2
Transit | BETHLEHEM | 49 | East 179th Street
Snows Corner Tap | BETHLEHEM | 81 | East 29th Street
Jordanville | Birch Avenue | 103 | East 36th Street
State St | Birch Avenue | 23 | East 40th Street No. 1
Kent Falls | Gabriels Station | 19 | East 40th Street No. 2
Coddington | Boyntonville | 29 | East 63rd Street No. 1
Line 455 | Bridgeport | 49 | East 63rd Street No. 2
Chenango | Bridgeport | 81 | East 75th Street
Morningside Heights | Brook Road | 103 | Elmsford No. 2
Nowlan Road | Brunswick | 19 | Fox Hills 33 kV
Chenango | Buckley | 29 | Fresh Kills 33 kV
Morningside Heights | Buffalo Station 63 | 49 | Gateway Park
Nowlan Road | 54 MAIN | 81 | Glendale
Greene | Buffalo Station 54 | 103 | Granite Hill
Sanataria Springs | 61 STATION 61 | 23 | Grasslands
Kattleville | Buffalo Station 122 | 127 | Greenwood
Hyde | Buffalo Station 25 | 154 | Harrison
Ashley Rd | 30 SPILLMAN | 122 | Hell Gate
Ashley Rd | 31 STATION | 122 | Hillside
Ashley Rd | 32 BAILEY | 120 | Idlewild
Webb Crossing | 34 BEST ST. | 149 | Industry City
Webb Crossing | 35 WALDEN | 154 | Jamaica
Silver Springs | 38 SPRING | 156 | Leonard Street No. 1
Moraine Rd | 41 STATION 41 | 154 | Leonard Street No. 2
Moraine Rd | Buffalo Station 45 | 55 | Millwood West
Scipio new | 51 ELK ST | 62 | Mott Haven
Genoa | 68 ELMWOOD | 109 | Murray Hill
Aurora | New Buffalo Station 97 | 58 | Nevins Street
Aurora | Burdeck | 117 | Newtown
Mac Dougall | Burgoyne | 124 | North Queens
Mac Dougall | Burgoyne | 230 | Ossining West
Mac Dougall | 171 BURT | 230 | Parkchester No. 1
Mac Dougall | Butler | 55 | Parkchester No. 2
Burdett | Butternut | 55 | Parkview
County Hospital | Cedar | 62 | Pleasantville
Valois | Chestertown | 62 | Plymouth Street
Valois | New Cicero Substation | 109 | Rockview
Trumansburg | Cleveland | 109 | Seaport No. 1
Trumansburg | COBLESKILL | 230 | Seaport No. 2
Willard | Coffeen | 45 | Sherman Creek
Willard | RUSSELL RD | 58 | Trade Center No. 1
Milliken | Commerce | 60 | Wainwright
Milliken | Corinth | 74 | Washington Street
Hilldale | Vail Mills | 420 | Water Street
Neversink |  | 136 | West 110th Street No. 1
Neversink | CURTIS GREENFIELD | 55 | West 110th Street No. 2
Concord | Delanson | 124 | West 19th Street
Concord | Delanson | 46 | West 42nd Street No. 1
West Woodbourne | Delanson | 65 | West 42nd Street No. 2
Mountaindale-bank | Delmar | 69 | West 50th Street
Pawling | Dorwin | 70 | West 65th Street No. 1
Erwin Junction | East Fulton | 71 | West 65th Street No. 2
Montour falls | BATAVIA STATION | 93 | White Plains
Milo | EAST GOLAH | 112 | Willowbrook
Howard | EAST GOLAH | 126 | Woodrow
Cayuga Heights | East Pulaski | 65
Locke | East Schodack | 72
Peruville | Sawyer Ave | 112
South Park | Delameter | 65
Hilldale | Delameter | 69
West Woodbourne |  | 70
Old Falls | Bridgeport | 71
White Lake | Bridgeport | 93
Sleight Rd | East Molloy | 126
Bennett | East Molloy | 65
Cobble Hill | BATAVIA STATION | 70
Line 706 | BATAVIA STATION | 93
Lounsberry | Everett | 126
Croton Falls | 64 STATION 64 | 89
Dingle Ridge | Fayette St | 255
Dingle Ridge | FIREHOUSE | 255
Crafts | FIREHOUSE | 246
Pound Ridge | Florida | 115
From Erwin to Presho | FRENCH MOUNTAIN | 127
Montour Falls | Geneseo | 216
Border City | Geneseo | 104
Howard | Gilbert Mills | Line 739
Cayuga Heights | Gilmantown | Line 764
Stolle Rd. | GLOVERSVILLE | 762
Kline Kill | GRANBY CENTER | 567
Peru | Grand Island | 769
N. Endicott | Grand Island | 766
N. Endicott | GREENBUSH | 125
N. Endicott | New Greenwich Substation | 125
West Erie AV | GROOMS | 148
Kline Kill | HAGUE | 168
Kline Kill | Hague | 428
Stephentown | Hemstreet | 1
Falls Park | Indian Lake | 7
Richfield Springs | Inman | 14
Grand Gorge | 68 ELMWOOD | 15
Sciota-Flatrock | Karner | 16
Hallock Hill | Kenmore Station 22 | 15
Weedsport | Lakeville | 17
Weedsport | LASHER | 22
Jordan | Latham | 33
Marcellus | Liberty Street | 35
Marcellus | Livonia | 35
Noyes Island | 37 HUDSON AVE | 36
Maine | Lowville | 37
Chenango Bridge | LYNDONVILLE | 39
Hooper Road | Mayfield | 41
Morris Street | McClellan | 42
Whitney Point | Mexico | 42
Sanataria Springs | Middleburgh | 43
Center Village | Middleville | 43
Center Village | Delameter | 43
Vincent Corners | Clintion Station | 51
Jarvis Street | North Leroy | 75
Whig Street | Nassau | 48
Conklin | New Cuba Station | 76
Center Village | NEW KRUMKILL | 83
Goudey | New Livingston Substation | 85
Tarbell | Middleport | 88
Canal St | NEWTONVILLE | 90
W. Patterson | Northville Station | 90
Union Valley | Ogdenbrook | 91
Haviland Hollow | Otten | 92
Whiskey Creek | OTTEN
Hampton Rd | Paloma
Kane St | Partridge
South Addison | Peat
First St | PINEBUSH
Bulkhead | Pinebush
Campbell | Port Henry
Ridge Rd | Port Henry
Bellona | Pottersville
Seneca Ordnance | Raquette Lake
Rushville | North Chautauqua
Greenidge | RIVERSIDE
Dundee | Rome Substation
Lehigh St | Rome Substation
Canisteo | Rome Substation
Arkport | Rome Substation
Naples | Rotterdam
Troupsburg | RUSSELL RD
Candor | South Washington
Candor | Schenevus
Spencer | Schodack
Dryden | SCHROON LAKE
Ovid | Scofield
S. Lansing | Scotia
Bennington Ctr | SELKIRK
New Albion | Sharon
Randolph | Sharon
Ebenezer | Shawnee Rd Station 76
Monticello | Smith Bridge Station
Swan Lake | EDEN CENTER
Callicoon | NORTH COLLINS
Luxton Lake | South Street
Livingston Manor | Station 140
Luxton Lake | Station 3012
Sackett Lake | Station 61
Jeffersonville | Summit
Stillwater | Swaggertown
Stillwater | Swann Rd
Crooked Lake | 78 FASSETT ST.
Mellenville | TULLER HILL
Canaan | UNIONVILLE
Mellenville | UNIONVILLE
W. Lebanon | 214 Station
Unadilla | Paloma
Unadilla | VAIL MILLS
Sidney-Railroad | VAIL MILLS
Sidney-Railroad | VAIL MILLS
River Road | Valkin
West Davenport | Van Hoesen
Earlville | Voorheesville
Bainbridge | CHAUTAUQUA
Sand St | Walesville
Sidney-Railroad | Warrensburg
Downsville | Watt
Milford | WEAVER ST
Bainbridge | Wells
Eaton | Whitesboro
Finch Hollow | WOLF RD.
Unadilla
Eaton
Sand St
Bell Ayre
Sidney-Railroad
Beekmantown
W. Chazy
Mill C
Limestone
Hammond Lane
Mason Corners

## data for stata
utility | substation | mw | mcos10yr | utility_obs | *cells A1:E470 are cut and pasted into STATA data editor
CECONY | Astor | 0 | 0 | 1
CECONY | Atlantic | 716 | 204.3558 | 2
CECONY | Avenue A | 2.558 | 66.0249 | 3
CECONY | Bensonhurst No. 1 | 2.5092 | 57.2207 | 4
CECONY | Bensonhurst No. 2 | 5.7009 | 45.9188 | 5
CECONY | Brownsville No. 1 | 5.2377 | 103.2145 | 6
CECONY | Brownsville No. 2 | 0.7225 | 38.5057 | 7
CECONY | Bruckner | 33.134 | 137.0533 | 8
CECONY | Buchanan | 0 | 0 | 9
CECONY | Cedar Street | 85 | 208.4367 | 10
CECONY | Cherry Street | 0 | 0 | 11
CECONY | Co-Op City/Radial 27kV | 0 | 0 | 12
CECONY | Corona No. 1 | 0 | 0 | 13
CECONY | Corona No. 2 | 1.1772 | 97.8873 | 14
CECONY | East 179th Street | 2.577 | 33.7196 | 15
CECONY | East 29th Street | 0.574 | 40.2331 | 16
CECONY | East 36th Street | 1.164 | 18.3598 | 17
CECONY | East 40th Street No. 1 | 0 | 0 | 18
CECONY | East 40th Street No. 2 | 0 | 0 | 19
CECONY | East 63rd Street No. 1 | 0.5 | 23.4836 | 20
CECONY | East 63rd Street No. 2 | 2.091 | 32.2322 | 21
CECONY | East 75th Street | 0.81 | 59.1958 | 22
CECONY | Elmsford No. 2 | 0 | 0 | 23
CECONY | Fox Hills 33 kV | 9.726 | 143.4395 | 24
CECONY | Fresh Kills 33 kV | 6.3155 | 18.8083 | 25
CECONY | Gateway Park | 358 | 493.1802 | 26
CECONY | Glendale | 130.219 | 150.6836 | 27
CECONY | Granite Hill | 0 | 0 | 28
CECONY | Grasslands | 82 | 82.9669 | 29
CECONY | Greenwood | 9.0695 | 56.3238 | 30
CECONY | Harrison | 0 | 0 | 31
CECONY | Hell Gate | 0 | 0 | 32
CECONY | Hillside | 716 | 248.6798 | 33
CECONY | Idlewild | 716 | 213.7091 | 34
CECONY | Industry City | 269 | 249.8713 | 35
CECONY | Jamaica | 0 | 0 | 36
CECONY | Leonard Street No. 1 | 0.042 | 201.936 | 37
CECONY | Leonard Street No. 2 | 0 | 0 | 38
CECONY | Millwood West | 79 | 70.3278 | 39
CECONY | Mott Haven | 86.1285 | 126.4227 | 40
CECONY | Murray Hill | 2.23 | 4.3313 | 41
CECONY | Nevins Street | 716 | 329.9884 | 42
CECONY | Newtown | 117.2427 | 222.284 | 43
CECONY | North Queens | 4.6427 | 50.343 | 44
CECONY | Ossining West | 0 | 0 | 45
CECONY | Parkchester No. 1 | 1.41 | 216.1505 | 46
CECONY | Parkchester No. 2 | 1.968 | 88.6104 | 47
CECONY | Parkview | 85 | 296.2595 | 48
CECONY | Pleasantville | 0 | 0 | 49
CECONY | Plymouth Street | 4.777 | 60.1218 | 50
CECONY | Rockview | 0 | 0 | 51
CECONY | Seaport No. 1 | 0 | 0 | 52
CECONY | Seaport No. 2 | 0 | 0 | 53
CECONY | Sherman Creek | 3.048 | 103.2381 | 54
CECONY | Trade Center No. 1 | 0 | 0 | 55
CECONY | Wainwright | 0.29665 | 6.5556 | 56
CECONY | Washington Street | 0.264 | 16.4386 | 57
CECONY | Water Street | 4.1675 | 63.3919 | 58
CECONY | West 110th Street No. 1 | 2.44 | 34.1269 | 59
CECONY | West 110th Street No. 2 | 0 | 0 | 60
CECONY | West 19th Street | 0 | 0 | 61
CECONY | West 42nd Street No. 1 | 0 | 0 | 62
CECONY | West 42nd Street No. 2 | 2.752 | 32.7453 | 63
CECONY | West 50th Street | 2.425 | 62.0824 | 64
CECONY | West 65th Street No. 1 | 1.748 | 58.1305 | 65
CECONY | West 65th Street No. 2 | 1.167 | 20.9648 | 66
CECONY | White Plains | 0.808 | 103.3587 | 67
CECONY | Willowbrook | 0 | 0 | 68
CECONY | Woodrow | 1.1628 | 54.5603 | 69 |  |  | system wide local transmission cost see study Table 5 |  |  | ='Aggregated Table'!$A$492+K71
Central Hudson | Clinton ave | 5.174 | 9.14 | 1 |  | 0 | 2.73 |  | 9.14 | changed to
Central Hudson | Galeville | 5.174 | 9.16 | 2 |  | 0 | 2.73 |  | 9.16 | ='Aggregated Table'!$A$492+'Aggregated Table'!c73
Central Hudson | Greenfield rd | 5.174 | 9.37 | 3 |  | 0 | 2.73 |  | 9.37
Central Hudson | Grimley rd x1 | 5.174 | 9.13 | 4 |  | 0 | 2.73 |  | 9.13
Central Hudson | Grimley rd x2 | 5.174 | 7.87 | 5 |  | 0 | 2.73 |  | 7.87
Central Hudson | High falls | 5.174 | 9.17 | 6 |  | 0 | 2.73 |  | 9.17
Central Hudson | Honk falls | 5.174 | 9.13 | 7 |  | 0 | 2.73 |  | 9.13
Central Hudson | Kerhonkson | 5.174 | 9.2 | 8 |  | 0 | 2.73 |  | 9.2
Central Hudson | Neversink | 5.174 | 9.15 | 9 |  | 0 | 2.73 |  | 9.15
Central Hudson | East Kingston | 5.174 | 9.13 | 10 |  | 0 | 2.73 |  | 9.13
Central Hudson | Lincoln Park | 5.174 | 9.2 | 11 |  | 0 | 2.73 |  | 9.2
Central Hudson | Rhinebeck | 5.174 | 9.32 | 12 |  | 0 | 2.73 |  | 9.32
Central Hudson | Knapps corners | 5.174 | 9.33 | 13 |  | 0 | 2.73 |  | 9.33
Central Hudson | Manchester | 5.174 | 9.13 | 14 |  | 0 | 2.73 |  | 9.13
Central Hudson | Sand Dock-distribution | 5.174 | 9.13 | 15 |  | 0 | 2.73 |  | 9.13
Central Hudson | Sand Dock-Industrial | 5.174 | 9.13 | 16 |  | 0 | 2.73 |  | 9.13
Central Hudson | Spackenkill | 5.174 | 9.13 | 17 |  | 0 | 2.73 |  | 9.13
Central Hudson | North Catskill | 5.174 | 6.49 | 18 |  | 0 | 2.73 |  | 6.49
Central Hudson | Woodstock | 11.974 | 145.99 | 19 |  | 6.8 | 2.73 |  | 145.99
Central Hudson | Saugerties | 5.174 | 9.24 | 20 |  | 0 | 2.73 |  | 9.24
Central Hudson | Ancram | 5.174 | 9.13 | 21 |  | 0 | 2.73 |  | 9.13
Central Hudson | East park | 5.174 | 9.13 | 22 |  | 0 | 2.73 |  | 9.13
Central Hudson | Hibernia | 5.174 | 9.21 | 23 |  | 0 | 2.73 |  | 9.21
Central Hudson | Millerton | 5.174 | 9.13 | 24 |  | 0 | 2.73 |  | 9.13
Central Hudson | pulvers 13kv | 12.424 | 87.55 | 25 |  | 7.25 | 2.73 |  | 87.55
Central Hudson | Pulvers 34kv | 5.174 | 9.13 | 26 |  | 0 | 2.73 |  | 9.13
Central Hudson | Smithfield | 5.174 | 9.13 | 27 |  | 0 | 2.73 |  | 9.13
Central Hudson | Staatsburg | 5.174 | 9.14 | 28 |  | 0 | 2.73 |  | 9.14
Central Hudson | Stanfordville | 5.174 | 9.64 | 29 |  | 0 | 2.73 |  | 9.64
Central Hudson | Tinkertown | 5.174 | 9.15 | 30 |  | 0 | 2.73 |  | 9.15
Central Hudson | Bethlehem Rd | 5.174 | 6.62 | 31 |  | 0 | 2.73 |  | 6.62
Central Hudson | Union Ave | 5.174 | 6.6 | 32 |  | 0 | 2.73 |  | 6.6
Central Hudson | Forgebrook | 5.174 | 9.65 | 33 |  | 0 | 2.73 |  | 9.65
Central Hudson | Merritt Park | 5.174 | 9.3 | 34 |  | 0 | 2.73 |  | 9.3
Central Hudson | Shenandoah Distribution | 5.174 | 9.13 | 35 |  | 0 | 2.73 |  | 9.13
Central Hudson | Tioronda | 5.174 | 9.35 | 36 |  | 0 | 2.73 |  | 9.35
Central Hudson | Wiccopee | 5.174 | 14.76 | 37 |  | 0 | 2.73 |  | 14.76
Central Hudson | Boulevard | 5.174 | 9.18 | 38 |  | 0 | 2.73 |  | 9.18
Central Hudson | Coldenham | 5.174 | 9.16 | 39 |  | 0 | 2.73 |  | 9.16
Central Hudson | East walden | 5.174 | 9.13 | 40 |  | 0 | 2.73 |  | 9.13
Central Hudson | Fishkill Plains | 5.174 | 9.13 | 41 |  | 0 | 2.73 |  | 9.13
Central Hudson | Highland | 5.174 | 9.16 | 42 |  | 0 | 2.73 |  | 9.16
Central Hudson | Hurley Ave | 15.574 | 63.6 | 43 |  | 10.4 | 2.73 |  | 63.6
Central Hudson | Inwood Ave | 5.174 | 9.21 | 44 |  | 0 | 2.73 |  | 9.21
Central Hudson | Marlboro | 5.174 | 9.2 | 45 |  | 0 | 2.73 |  | 9.2
Central Hudson | Milan | 5.174 | 9.14 | 46 |  | 0 | 2.73 |  | 9.14
Central Hudson | Modena | 5.174 | 9.51 | 47 |  | 0 | 2.73 |  | 9.51
Central Hudson | Myers | 5.174 | 9.14 | 48 |  | 0 | 2.73 |  | 9.14
Central Hudson | North Chelsea | 5.174 | 9.4 | 49 |  | 0 | 2.73 |  | 9.4
Central Hudson | Ohioville | 5.174 | 9.15 | 50 |  | 0 | 2.73 |  | 9.15
Central Hudson | Reynolds Hill | 5.174 | 9.19 | 51 |  | 0 | 2.73 |  | 9.19
Central Hudson | Sturgeon Pool | 5.174 | 9.13 | 52 |  | 0 | 2.73 |  | 9.13
Central Hudson | Todd hill | 5.174 | 9.48 | 53 |  | 0 | 2.73 |  | 9.48
Central Hudson | West Balmville | 5.174 | 9.21 | 54 |  | 0 | 2.73 |  | 9.21
Central Hudson | Maybrook | 29.174 | 58.04 | 55 |  | 24 | 2.73 |  | 58.04
Central Hudson | Montgomery | 5.174 | 9.29 | 56 |  | 0 | 2.73 |  | 9.29
Central Hudson | Coxsackie | 5.174 | 9.26 | 57 |  | 0 | 2.73 |  | 9.26
Central Hudson | Freehold | 5.174 | 9.31 | 58 |  | 0 | 2.73 |  | 9.31
Central Hudson | Hunter | 5.174 | 9.13 | 59 |  | 0 | 2.73 |  | 9.13
Central Hudson | Lawrenceville | 5.174 | 9.13 | 60 |  | 0 | 2.73 |  | 9.13
Central Hudson | New Baltimore | 18.574 | 10.22 | 61 |  | 13.4 | 2.73 |  | 10.22
Central Hudson | South Cairo | 5.174 | 9.29 | 62 |  | 0 | 2.73 |  | 9.29
Central Hudson | Vinegar Hill | 5.174 | 9.13 | 63 |  | 0 | 2.73 |  | 9.13
Central Hudson | Westerlo | 5.174 | 9.14 | 64 |  | 0 | 2.73 |  | 9.14
National Grid | HAGUE | 32.3411 | 188.7317 | 1 | MCOS with Transm Net |  |  | 5.5 | 122.9138 |  | 0.002842 | 0.34932
National Grid | GREENBUSH | 41.5411 | 90.9516 | 2 | 146.5904 |  |  | 14.7 | 25.1337 |  | 0.0075959 | 0.19091
National Grid | Sawyer Ave | 58.8411 | 93.1836 | 3 |  |  |  | 32 | 27.3657 |  | 0.016535 | 0.4525
National Grid | BRUNSWICK | 41.5411 | 116.619 | 4 |  |  |  | 14.7 | 50.8011 |  | 0.0075959 | 0.38588
National Grid | STARR RD. | 29.4411 | 129.2464 | 5 |  |  |  | 2.6 | 63.4285 |  | 0.0013435 | 0.085216
National Grid | New 3rd Ave Substation | 66.8411 | 103.0215 | 6 |  |  |  | 40 | 37.2035 |  | 0.020669 | 0.76897
National Grid | THOUSAND ISLANDS | 27.1711 | 228.9572 | 7 |  |  |  | 0.33 | 163.1393 |  | 0.00017052 | 0.027819
National Grid | ALTAMONT | 53.3411 | 79.5652 | 8 |  |  |  | 26.5 | 13.7473 |  | 0.013693 | 0.18825
National Grid | Avenue A | 33.2411 | 256.4452 | 9 |  |  |  | 6.4 | 190.6273 |  | 0.0033071 | 0.63042
National Grid | BAKER STREET | 36.8411 | 120.8444 | 10 |  |  |  | 10 | 55.0264 |  | 0.0051673 | 0.28434
National Grid | BALLSTON | 26.8411 | 65.8179 | 11 |  |  |  | 0 | 0 |  | 0 | 0
National Grid | Beech | 66.8411 | 124.9223 | 12 |  |  |  | 40 | 59.1044 |  | 0.020669 | 1.2216
National Grid | Belmont | 36.8411 | 76.9256 | 13 |  |  |  | 10 | 11.1077 |  | 0.0051673 | 0.057397
National Grid | BETHLEHEM | 28.3411 | 201.563 | 14 |  |  |  | 1.5 | 135.7451 |  | 0.00077509 | 0.10522
National Grid | Birch Avenue | 52.9411 | 274.9768 | 15 |  |  |  | 26.1 | 209.1589 |  | 0.013487 | 2.8208
National Grid | Gabriels Station | 30.8411 | 155.8312 | 16 |  |  |  | 4 | 90.0132 |  | 0.0020669 | 0.18605
National Grid | Boyntonville | 59.3411 | 93.3047 | 17 |  |  |  | 32.5 | 27.4868 |  | 0.016794 | 0.4616
National Grid | Bridgeport | 103.8411 | 139.3006 | 18 |  |  |  | 77 | 73.4827 |  | 0.039788 | 2.9237
National Grid | Brook Road | 26.8411 | 65.8179 | 19 |  |  |  | 0 | 0 |  | 0 | 0
National Grid | Buckley | 26.8411 | 65.8179 | 20 |  |  |  | 0 | 0 |  | 0 | 0
National Grid | Buffalo Station 63 | 26.8411 | 65.8179 | 21 |  |  |  | 0 | 0 |  | 0 | 0
National Grid | 54 MAIN | 26.8411 | 65.8179 | 22 |  |  |  | 0 | 0 |  | 0 | 0
National Grid | Buffalo Station 54 | 26.8411 | 65.8179 | 23 |  |  |  | 0 | 0 |  | 0 | 0
National Grid | 61 STATION 61 | 26.8411 | 65.8179 | 24 |  |  |  | 0 | 0 |  | 0 | 0
National Grid | Buffalo Station 122 | 32.8411 | 450.6105 | 25 |  |  |  | 6 | 384.7926 |  | 0.0031004 | 1.193
National Grid | Buffalo Station 25 | 35.8411 | 140.9486 | 26 |  |  |  | 9 | 75.1307 |  | 0.0046506 | 0.3494
National Grid | 30 SPILLMAN | 35.8411 | 276.5261 | 27 |  |  |  | 9 | 210.7082 |  | 0.0046506 | 0.97991
National Grid | 31 STATION | 35.8411 | 350.2139 | 28 |  |  |  | 9 | 284.396 |  | 0.0046506 | 1.3226
National Grid | 32 BAILEY | 35.8411 | 522.543 | 29 |  |  |  | 9 | 456.7251 |  | 0.0046506 | 2.124
National Grid | 34 BEST ST. | 35.8411 | 131.872 | 30 |  |  |  | 9 | 66.0541 |  | 0.0046506 | 0.30719
National Grid | 35 WALDEN | 35.8411 | 183.352 | 31 |  |  |  | 9 | 117.5341 |  | 0.0046506 | 0.5466
National Grid | 38 SPRING | 35.8411 | 572.345 | 32 |  |  |  | 9 | 506.527 |  | 0.0046506 | 2.3556
National Grid | 41 STATION 41 | 35.8411 | 131.872 | 33 |  |  |  | 9 | 66.0541 |  | 0.0046506 | 0.30719
National Grid | Buffalo Station 45 | 35.8411 | 311.9662 | 34 |  |  |  | 9 | 246.1483 |  | 0.0046506 | 1.1447
National Grid | 51 ELK ST | 35.8411 | 282.663 | 35 |  |  |  | 9 | 216.8451 |  | 0.0046506 | 1.0085
National Grid | 68 ELMWOOD | 38.0411 | 133.8591 | 36 |  |  |  | 11.2 | 68.0412 |  | 0.0057874 | 0.39378
National Grid | New Buffalo Station 97 | 41.8411 | 69.8646 | 37 |  |  |  | 15 | 4.0467 |  | 0.0077509 | 0.031366
National Grid | Burdeck | 46.7411 | 83.5943 | 38 |  |  |  | 19.9 | 17.7764 |  | 0.010283 | 0.18279
National Grid | Burgoyne | 53.2411 | 109.3247 | 39 |  |  |  | 26.4 | 43.5068 |  | 0.013642 | 0.5935
National Grid | 171 BURT | 31.8411 | 248.8178 | 40 |  |  |  | 5 | 182.9999 |  | 0.0025836 | 0.47281
National Grid | Butler | 44.4411 | 93.816 | 41 |  |  |  | 17.6 | 27.9981 |  | 0.0090944 | 0.25463
National Grid | Butternut | 26.8411 | 65.8179 | 42 |  |  |  | 0 | 0 |  | 0 | 0
National Grid | Cedar | 26.8411 | 65.8179 | 43 |  |  |  | 0 | 0 |  | 0 | 0
National Grid | Chestertown | 61.3411 | 132.978 | 44 |  |  |  | 34.5 | 67.1601 |  | 0.017827 | 1.1973
National Grid | New Cicero Substation | 106.8411 | 107.7619 | 45 |  |  |  | 80 | 41.944 |  | 0.041338 | 1.7339
National Grid | Cleveland | 33.8411 | 339.8956 | 46 |  |  |  | 7 | 274.0777 |  | 0.0036171 | 0.99137
National Grid | COBLESKILL | 36.2411 | 146.3838 | 47 |  |  |  | 9.4 | 80.5659 |  | 0.0048572 | 0.39133
National Grid | Coffeen | 31.8411 | 108.4828 | 48 |  |  |  | 5 | 42.6648 |  | 0.0025836 | 0.11023
National Grid | RUSSELL RD | 29.8411 | 238.7174 | 49 |  |  |  | 3 | 172.8995 |  | 0.0015502 | 0.26803
National Grid | Commerce | 31.2411 | 194.9867 | 50 |  |  |  | 4.4 | 129.1688 |  | 0.0022736 | 0.29368
National Grid | Corinth | 36.3411 | 123.0048 | 51 |  |  |  | 9.5 | 57.1869 |  | 0.0049089 | 0.28073
National Grid | Vail Mills | 49.3411 | 82.8496 | 52 |  |  |  | 22.5 | 17.0317 |  | 0.011626 | 0.19802
National Grid | CURTIS GREENFIELD | 66.8411 | 86.9381 | 53 |  |  |  | 40 | 21.1202 |  | 0.020669 | 0.43654
National Grid | Delanson | 29.3231 | 92.6072 | 54 |  |  |  | 2.482 | 26.7893 |  | 0.0012825 | 0.034358
National Grid | Delmar | 34.0411 | 486.1153 | 55 |  |  |  | 7.2 | 420.2974 |  | 0.0037204 | 1.5637
National Grid | Dorwin | 28.8411 | 516.3289 | 56 |  |  |  | 2 | 450.511 |  | 0.0010335 | 0.46558
National Grid | East Fulton | 66.8411 | 78.9071 | 57 |  |  |  | 40 | 13.0892 |  | 0.020669 | 0.27054
National Grid | BATAVIA STATION | 111.8411 | 131.3376 | 58 |  |  |  | 85 | 65.5197 |  | 0.043922 | 2.8778
National Grid | EAST GOLAH | 36.8411 | 100.5188 | 59 |  |  |  | 10 | 34.7009 |  | 0.0051673 | 0.17931
National Grid | East Pulaski | 42.4411 | 100.7497 | 60 |  |  |  | 15.6 | 34.9317 |  | 0.008061 | 0.28158
National Grid | East Schodack | 26.8411 | 65.8179 | 61 |  |  |  | 0 | 0 |  | 0 | 0
National Grid | Delameter | 108.8411 | 146.5371 | 62 |  |  |  | 82 | 80.7192 |  | 0.042372 | 3.4202
National Grid | East Molloy | 73.8411 | 175.2561 | 63 |  |  |  | 47 | 109.4382 |  | 0.024286 | 2.6578
National Grid | Everett | 26.8411 | 65.8179 | 64 |  |  |  | 0 | 0 |  | 0 | 0
National Grid | 64 STATION 64 | 31.4137 | 87.5749 | 65 |  |  |  | 4.5726 | 21.757 |  | 0.0023628 | 0.051407
National Grid | Fayette St | 68.3411 | 207.4927 | 66 |  |  |  | 41.5 | 141.6747 |  | 0.021444 | 3.0381
National Grid | FIREHOUSE | 36.8411 | 87.5391 | 67 |  |  |  | 10 | 21.7211 |  | 0.0051673 | 0.11224
National Grid | Florida | 28.8411 | 86.644 | 68 |  |  |  | 2 | 20.826 |  | 0.0010335 | 0.021523
National Grid | FRENCH MOUNTAIN | 31.8411 | 75.2649 | 69 |  |  |  | 5 | 9.447 |  | 0.0025836 | 0.024408
National Grid | Geneseo | 26.8411 | 65.8179 | 70 |  |  |  | 0 | 0 |  | 0 | 0
National Grid | Gilbert Mills | 41.8411 | 117.9476 | 71 |  |  |  | 15 | 52.1297 |  | 0.0077509 | 0.40405
National Grid | Gilmantown | 36.8411 | 90.3382 | 72 |  |  |  | 10 | 24.5202 |  | 0.0051673 | 0.1267
National Grid | GLOVERSVILLE | 41.8411 | 108.9312 | 73 |  |  |  | 15 | 43.1133 |  | 0.0077509 | 0.33417
National Grid | GRANBY CENTER | 59.7411 | 119.007 | 74 |  |  |  | 32.9 | 53.1891 |  | 0.017 | 0.90423
National Grid | Grand Island | 41.8411 | 105.2595 | 75 |  |  |  | 15 | 39.4415 |  | 0.0077509 | 0.30571
National Grid | New Greenwich Substation | 26.8411 | 65.8179 | 76 |  |  |  | 0 | 0 |  | 0 | 0
National Grid | GROOMS | 26.8411 | 65.8179 | 77 |  |  |  | 0 | 0 |  | 0 | 0
National Grid | Hemstreet | 26.8411 | 65.8179 | 78 |  |  |  | 0 | 0 |  | 0 | 0
National Grid | Indian Lake | 26.8411 | 65.8179 | 79 |  |  |  | 0 | 0 |  | 0 | 0
National Grid | Inman | 40.8411 | 143.2863 | 80 |  |  |  | 14 | 77.4684 |  | 0.0072342 | 0.56042
National Grid | Karner | 44.3411 | 363.0066 | 81 |  |  |  | 17.5 | 297.1887 |  | 0.0090428 | 2.6874
National Grid | Kenmore Station 22 | 28.8411 | 114.1313 | 82 |  |  |  | 2 | 48.3134 |  | 0.0010335 | 0.04993
National Grid | Lakeville | 36.8411 | 505.8441 | 83 |  |  |  | 10 | 440.0262 |  | 0.0051673 | 2.2737
National Grid | LASHER | 26.8411 | 65.8179 | 84 |  |  |  | 0 | 0 |  | 0 | 0
National Grid | Latham | 26.8411 | 65.8179 | 85 |  |  |  | 0 | 0 |  | 0 | 0
National Grid | Liberty Street | 33.0911 | 404.381 | 86 |  |  |  | 6.25 | 338.563 |  | 0.0032296 | 1.0934
National Grid | Livonia | 26.8411 | 65.8179 | 87 |  |  |  | 0 | 0 |  | 0 | 0
National Grid | 37 HUDSON AVE | 26.8411 | 65.8179 | 88 |  |  |  | 0 | 0 |  | 0 | 0
National Grid | Lowville | 26.8411 | 65.8179 | 89 |  |  |  | 0 | 0 |  | 0 | 0
National Grid | LYNDONVILLE | 31.8411 | 77.5284 | 90 |  |  |  | 5 | 11.7105 |  | 0.0025836 | 0.030256
National Grid | Mayfield | 26.8411 | 65.8179 | 91 |  |  |  | 0 | 0 |  | 0 | 0
National Grid | McClellan | 32.1411 | 168.3238 | 92 |  |  |  | 5.3 | 102.5059 |  | 0.0027387 | 0.28073
National Grid | Mexico | 46.8411 | 110.0494 | 93 |  |  |  | 20 | 44.2315 |  | 0.010335 | 0.45711
National Grid | Middleburgh | 46.2411 | 88.8577 | 94 |  |  |  | 19.4 | 23.0398 |  | 0.010025 | 0.23096
National Grid | Middleville | 32.0411 | 223.6544 | 95 |  |  |  | 5.2 | 157.8365 |  | 0.002687 | 0.4241
National Grid | Clintion Station | 40.3411 | 114.8817 | 96 |  |  |  | 13.5 | 49.0638 |  | 0.0069758 | 0.34226
National Grid | North Leroy | 31.8411 | 129.1044 | 97 |  |  |  | 5 | 63.2865 |  | 0.0025836 | 0.16351
National Grid | Nassau | 39.8411 | 111.8135 | 98 |  |  |  | 13 | 45.9956 |  | 0.0067175 | 0.30897
National Grid | New Cuba Station | 39.3411 | 75.7577 | 99 |  |  |  | 12.5 | 9.9398 |  | 0.0064591 | 0.064202
National Grid | NEW KRUMKILL | 86.8411 | 141.2147 | 100 |  |  |  | 60 | 75.3968 |  | 0.031004 | 2.3376
National Grid | New Livingston Substation | 39.3411 | 77.8521 | 101 |  |  |  | 12.5 | 12.0342 |  | 0.0064591 | 0.07773
National Grid | Middleport | 33.8411 | 117.5307 | 102 |  |  |  | 7 | 51.7128 |  | 0.0036171 | 0.18705
National Grid | NEWTONVILLE | 65.5611 | 138.2469 | 103 |  |  |  | 38.72 | 72.429 |  | 0.020008 | 1.4491
National Grid | Northville Station | 39.3411 | 105.2393 | 104 |  |  |  | 12.5 | 39.4214 |  | 0.0064591 | 0.25463
National Grid | Ogdenbrook | 26.8411 | 65.8179 | 105 |  |  |  | 0 | 0 |  | 0 | 0
National Grid | Otten | 26.8411 | 65.8179 | 106 |  |  |  | 0 | 0 |  | 0 | 0
National Grid | Paloma | 26.8411 | 65.8179 | 107 |  |  |  | 0 | 0 |  | 0 | 0
National Grid | Partridge | 41.8411 | 98.669 | 108 |  |  |  | 15 | 32.8511 |  | 0.0077509 | 0.25463
National Grid | Peat | 26.8411 | 65.8179 | 109 |  |  |  | 0 | 0 |  | 0 | 0
National Grid | PINEBUSH | 27.4911 | 162.8045 | 110 |  |  |  | 0.65 | 96.9866 |  | 0.00033587 | 0.032575
National Grid | Port Henry | 43.8411 | 119.8212 | 111 |  |  |  | 17 | 54.0032 |  | 0.0087844 | 0.47439
National Grid | Pottersville | 39.8411 | 100.722 | 112 |  |  |  | 13 | 34.9041 |  | 0.0067175 | 0.23447
National Grid | Raquette Lake | 27.3411 | 116.5991 | 113 |  |  |  | 0.5 | 50.7812 |  | 0.00025836 | 0.01312
National Grid | North Chautauqua | 26.8411 | 65.8179 | 114 |  |  |  | 0 | 0 |  | 0 | 0
National Grid | RIVERSIDE | 31.8411 | 220.7344 | 115 |  |  |  | 5 | 154.9165 |  | 0.0025836 | 0.40025
National Grid | Rome Substation | 46.8411 | 98.5129 | 116 |  |  |  | 20 | 32.695 |  | 0.010335 | 0.33789
National Grid | Rotterdam | 39.8411 | 120.9697 | 117 |  |  |  | 13 | 55.1518 |  | 0.0067175 | 0.37048
National Grid | South Washington | 31.8411 | 113.6708 | 118 |  |  |  | 5 | 47.8529 |  | 0.0025836 | 0.12363
National Grid | Schenevus | 29.8411 | 102.9288 | 119 |  |  |  | 3 | 37.1109 |  | 0.0015502 | 0.057529
National Grid | Schodack | 26.8411 | 65.8179 | 120 |  |  |  | 0 | 0 |  | 0 | 0
National Grid | SCHROON LAKE | 31.6411 | 86.9014 | 121 |  |  |  | 4.8 | 21.0835 |  | 0.0024803 | 0.052293
National Grid | Scofield | 56.3411 | 67.0161 | 122 |  |  |  | 29.5 | 1.1982 |  | 0.015243 | 0.018264
National Grid | Scotia | 35.9411 | 66.8006 | 123 |  |  |  | 9.1 | 0.9827 |  | 0.0047022 | 0.0046209
National Grid | SELKIRK | 29.3411 | 97.201 | 124 |  |  |  | 2.5 | 31.3831 |  | 0.0012918 | 0.040541
National Grid | Sharon | 30.8681 | 128.8158 | 125 |  |  |  | 4.027 | 62.9979 |  | 0.0020809 | 0.13109
National Grid | Shawnee Rd Station 76 | 44.4411 | 96.3791 | 126 |  |  |  | 17.6 | 30.5612 |  | 0.0090944 | 0.27794
National Grid | Smith Bridge Station | 51.8411 | 130.1279 | 127 |  |  |  | 25 | 64.31 |  | 0.012918 | 0.83077
National Grid | EDEN CENTER | 37.8411 | 329.1377 | 128 |  |  |  | 11 | 263.3198 |  | 0.005684 | 1.4967
National Grid | NORTH COLLINS | 32.4411 | 240.8555 | 129 |  |  |  | 5.6 | 175.0376 |  | 0.0028937 | 0.5065
National Grid | South Street | 34.3411 | 128.3915 | 130 |  |  |  | 7.5 | 62.5736 |  | 0.0038755 | 0.2425
National Grid | Station 140 | 36.8411 | 263.2366 | 131 |  |  |  | 10 | 197.4187 |  | 0.0051673 | 1.0201
National Grid | Station 3012 | 35.8411 | 632.8917 | 132 |  |  |  | 9 | 567.0738 |  | 0.0046506 | 2.6372
National Grid | Station 61 | 61.8411 | 98.0816 | 133 |  |  |  | 35 | 32.2637 |  | 0.018086 | 0.58351
National Grid | Summit | 29.2211 | 241.5442 | 134 |  |  |  | 2.38 | 175.7263 |  | 0.0012298 | 0.21611
National Grid | Swaggertown | 50.2411 | 151.4101 | 135 |  |  |  | 23.4 | 85.5921 |  | 0.012091 | 1.0349
National Grid | Swann Rd | 31.8411 | 81.493 | 136 |  |  |  | 5 | 15.675 |  | 0.0025836 | 0.040499
National Grid | 78 FASSETT ST. | 26.8411 | 65.8179 | 137 |  |  |  | 0 | 0 |  | 0 | 0
National Grid | TULLER HILL | 32.8411 | 74.7819 | 138 |  |  |  | 6 | 8.964 |  | 0.0031004 | 0.027792
National Grid | UNIONVILLE | 28.8411 | 429.0302 | 139 |  |  |  | 2 | 363.2123 |  | 0.0010335 | 0.37536
National Grid | 214 Station | 26.8411 | 65.8179 | 140 |  |  |  | 0 | 0 |  | 0 | 0
National Grid | Valkin | 84.4411 | 77.2039 | 141 |  |  |  | 57.6 | 11.386 |  | 0.029764 | 0.33889
National Grid | Van Hoesen | 75.0411 | 104.5309 | 142 |  |  |  | 48.2 | 38.713 |  | 0.024906 | 0.9642
National Grid | Voorheesville | 41.8411 | 104.6197 | 143 |  |  |  | 15 | 38.8017 |  | 0.0077509 | 0.30075
National Grid | CHAUTAUQUA | 30.8411 | 82.8719 | 144 |  |  |  | 4 | 17.054 |  | 0.0020669 | 0.035249
National Grid | Walesville | 40.8411 | 96.3036 | 145 |  |  |  | 14 | 30.4857 |  | 0.0072342 | 0.22054
National Grid | Warrensburg | 27.3411 | 390.1306 | 146 |  |  |  | 0.5 | 324.3126 |  | 0.00025836 | 0.083791
National Grid | Watt | 26.8411 | 65.8179 | 147 |  |  |  | 0 | 0 |  | 0 | 0
National Grid | WEAVER ST | 30.9411 | 197.7075 | 148 |  |  |  | 4.1 | 131.8896 |  | 0.0021186 | 0.27942
National Grid | Wells | 30.2811 | 202.2429 | 149 |  |  |  | 3.44 | 136.425 |  | 0.0017775 | 0.2425
National Grid | Whitesboro | 38.8411 | 102.6362 | 150 |  | transmission MW per substation |  | 12 | 36.8183 |  | 0.0062007 | 0.2283
National Grid | WOLF RD. | 29.8411 | 242.8516 | 151 |  | =($K$286/$E$285) |  | 3 | 177.0337 |  | 0.0015502 | 0.27444
National Grid | Transm Net | 4053 | 65.8179 | 152 |  | 26.8411 |  | 4053 | 65.8179 |  |  | 75.7591 | Without Transm Net
NYSEG | Center Point | 22.4 | 190.094 | 1
NYSEG | Grant Ave | 10.1 | 44.9676 | 2
NYSEG | Stryker Ave | 8.8 | 43.4858 | 3
NYSEG | State St | 23.2 | 21.5472 | 4
NYSEG | Scipio new | 100 | 45.7194 | 5
NYSEG | Genoa | 10.55 | 112.4746 | 6
NYSEG | Aurora | 53.971 | 213.5941 | 7
NYSEG | Chenango | 28.207 | 94.651 | 8
NYSEG | Morningside Heights | 21.094 | 116.874 | 9
NYSEG | Nowlan Road | 29.207 | 103.4472 | 10
NYSEG | Greene | 10 | 10.6416 | 11
NYSEG | Sanataria Springs | 10 | 11.3606 | 12
NYSEG | Kattleville | 90 | 20.2986 | 13
NYSEG | Lounsberry | 22.4 | 16.9824 | 14
NYSEG | N. Endicott | 54.4 | 47.3 | 15
NYSEG | Cantitoe | 11.7 | 34.1295 | 16
NYSEG | Pawling | 22.4 | 84.1042 | 17
NYSEG | Croton Falls | 50 | 7.6081 | 18
NYSEG | Dingle Ridge | 38.4 | 32.1412 | 19
NYSEG | Crafts | 22.4 | 16.9824 | 20
NYSEG | Pound Ridge | 22.4 | 16.9824 | 21
NYSEG | West Elmira | 3 | 27.5209 | 22
NYSEG | Erwin Junction | 30 | 20.3697 | 23
NYSEG | Montour falls | 34.3 | 69.7537 | 24
NYSEG | From Erwin to Presho | 11 | 22.0492 | 25
NYSEG | West Erie AV | 16 | 15.1588 | 26
NYSEG | Clyde | 3.3 | 31.1068 | 27
NYSEG | Mac Dougall | 71.951 | 448.6385 | 28
NYSEG | Milo | 14 | 16.5054 | 29
NYSEG | Sleight Rd | 100 | 29.4046 | 30
NYSEG | Border City | 22.4 | 16.9824 | 31
NYSEG | Webb Crossing | 54.722 | 335.8417 | 32
NYSEG | Silver Springs | 18 | 24.7172 | 33
NYSEG | Moraine Rd | 80 | 150.8184 | 34
NYSEG | Bennett | 14 | 35.4602 | 35
NYSEG | Fourth Street | 74.6 | 42.0109 | 36
NYSEG | Coddington | 100 | 34.0275 | 37
NYSEG | Line 455 | 26.8 | 70.1742 | 38
NYSEG | Burdett | 7.5 | 23.5895 | 39
NYSEG | County Hospital | 7 | 27.3008 | 40
NYSEG | Valois | 27.108 | 35.0887 | 41
NYSEG | Trumansburg | 33 | 112.7065 | 42
NYSEG | Willard | 100.1 | 199.9514 | 43
NYSEG | Milliken | 200 | 164.204 | 44
NYSEG | Cayuga Heights | 36.4 | 38.8268 | 45
NYSEG | Locke | 14 | 21.8443 | 46
NYSEG | Peruville | 14 | 21.8443 | 47
NYSEG | Orchard Park | 13.042 | 37.902 | 48
NYSEG | Erie St | 13.02 | 128.7551 | 49
NYSEG | Hamburg | 1 | 66.8202 | 50
NYSEG | Holland | 22.4 | 79.0418 | 51
NYSEG | South Park | 22.4 | 14.84 | 52
NYSEG | Cobble Hill | 50 | 51.6576 | 53
NYSEG | Line 706 | 30 | 21.82 | 54
NYSEG | Stolle Rd. | 22.4 | 16.9824 | 55
NYSEG | Ferndale | 78 | 81.0726 | 56
NYSEG | Maplewood | 11.9 | 30.1089 | 57
NYSEG | Hilldale | 31.9 | 115.0788 | 58
NYSEG | Neversink | 21.625 | 51.3247 | 59
NYSEG | Concord | 35.6 | 51.6557 | 60
NYSEG | West Woodbourne | 87 | 41.1834 | 61
NYSEG | Mountaindale-bank | 37 | 17.4081 | 62
NYSEG | Old Falls | 14 | 38.9217 | 63
NYSEG | White Lake | 14 | 23.2989 | 64
NYSEG | Transit | 0.8 | 67.734 | 65
NYSEG | Snows Corner Tap | 1.5 | 17.8473 | 66
NYSEG | Kline Kill | 74 | 45.5965 | 67
NYSEG | Stephentown | 11 | 34.5824 | 68
NYSEG | Falls Park | 8 | 30.3176 | 69
NYSEG | Jordanville | 0.8 | 41.8138 | 70
NYSEG | Richfield Springs | 16 | 15.1588 | 71
NYSEG | Grand Gorge | 34.3 | 11.0906 | 72
NYSEG | Kent Falls | 50 | 61.2067 | 73
NYSEG | Hyde | 5.6 | 167.5965 | 74
NYSEG | Peru | 22.4 | 16.9824 | 75
NYSEG | Sciota-Flatrock | 22.4 | 16.9824 | 76
NYSEG | Hallock Hill | 22.4 | 16.9824 | 77
NYSEG | Howard | 14 | 51.0972 | 78
NYSEG | Ashley Rd | 16.138 | 184.5453 | 79
O&R | Aluf | 16 | 1.8533 | 1
O&R | Blooming Grove | 27.989 | 27.9646 | 2
O&R | Bloomingburg (SubArea) | 16 | 1.8533 | 3
O&R | Blue Hill | 16 | 1.8533 | 4
O&R | Blue Lake | 16 | 1.8533 | 5
O&R | Bullville (SubArea) | 20.921 | 56.2104 | 6
O&R | Burns | 16 | 1.8533 | 7
O&R | Chester | 16 | 1.8533 | 8
O&R | Chester 34.5KV | 16 | 1.8533 | 9
O&R | Congers | 16 | 1.8533 | 10
O&R | Corporate Drive | 18.109 | 38.8883 | 11
O&R | Cuddebackville | 16 | 1.8533 | 12
O&R | Dean (SubArea) | 18.812 | 24.8481 | 13
O&R | Deer Park | 16 | 1.8533 | 14
O&R | Deer Park 34.5KV | 16 | 1.8533 | 15
O&R | East Wallkill | 18.812 | 11.7272 | 16
O&R | Grassy Point | 16 | 1.8533 | 17
O&R | Harriman | 16 | 1.8533 | 18
O&R | Harriman-34.5KV | 16 | 1.8533 | 19
O&R | Hartley Road | 16 | 1.8533 | 20
O&R | Highland Falls (SubArea) | 16 | 1.8533 | 21
O&R | Hillburn | 16 | 1.8533 | 22
O&R | Hunt | 16 | 1.8533 | 23
O&R | Lake Road | 16 | 1.8533 | 24
O&R | Lederle | 16 | 1.8533 | 25
O&R | Little Tor | 122.4 | 11.9361 | 26
O&R | Mongaup | 18.109 | 90.9696 | 27
O&R | Monroe | 16 | 1.8533 | 28
O&R | Monsey | 16 | 1.8533 | 29
O&R | Nanuet | 16 | 1.8533 | 30
O&R | New Hempstead | 105.3 | 7.5584 | 31
O&R | Oak St. | 95.8 | 18.3098 | 32
O&R | Orangeburg | 16 | 1.8533 | 33
O&R | Otisville (SubArea) | 18.109 | 48.6147 | 34
O&R | Port Jervis | 18.109 | 13.6183 | 35
O&R | Rio-34.5KV | 16 | 1.8533 | 36
O&R | Rockland Sewer | 16 | 1.8533 | 37
O&R | Shoemaker | 16 | 1.8533 | 38
O&R | Shoemaker-34.5KV | 16 | 1.8533 | 39
O&R | Silver Lake | 16 | 1.8533 | 40
O&R | Sloatsburg | 98.65 | 24.4775 | 41
O&R | Snake Hill | 16 | 1.8533 | 42
O&R | South Goshen | 103.4 | 44.1067 | 43
O&R | South Goshen 34.5KV | 16 | 1.8533 | 44
O&R | Sparkill | 16 | 1.8533 | 45
O&R | State School | 16 | 1.8533 | 46
O&R | Sterling Forest | 25.519 | 23.9857 | 47
O&R | Stony Point | 21.624 | 22.2931 | 48
O&R | Summitville (SubArea) | 18.109 | 29.0123 | 49
O&R | Swinging Bridge | 16 | 1.8533 | 50
O&R | Tallman | 19.515 | 24.6495 | 51
O&R | Washington Heights | 16 | 1.8533 | 52
O&R | Washington Heights 34.5KV | 16 | 1.8533 | 53
O&R | West Haverstraw | 16 | 1.8533 | 54
O&R | West Nyack | 293.4 | 24.4716 | 55
O&R | Westtown | 16 | 1.8533 | 56
O&R | Wisner | 16 | 1.8533 | 57
O&R | Wurstboro (SubArea) | 18.4605 | 136.2434 | 58
O&R | Viola Road | 175.6 | 72.2468 | 59
RGE | 154 | 109.665 | 92.0961 | 1
RGE | 127 | 50.76 | 77.1562 | 2
RGE | 122 | 66.6 | 59.621 | 3
RGE | 156 | 20.25 | 10.2146 | 4
RGE | 45 | 46.8 | 135.6281 | 5
RGE | 16 | 20.772 | 171.7796 | 6
RGE | 424 | 24.39 | 74.8301 | 7
RGE | 89 | 90.9 | 131.0223 | 8
RGE | 255 | 152.1 | 67.7502 | 9
RGE | 124 | 116.28 | 66.4123 | 10
RGE | 19 | 117 | 87.6237 | 11
RGE | 29 | 124.2 | 94.7691 | 12
RGE | 49 | 120.15 | 88.076 | 13
RGE | 81 | 117 | 82.6429 | 14
RGE | 103 | 117 | 74.391 | 15
RGE | 23 | 99 | 17.7367 | 16
RGE | 55 | 167.4 | 68.1069 | 17
RGE | 62 | 157.14 | 62.9309 | 18
RGE | 109 | 135 | 57.0639 | 19
RGE | 58 | 32.76 | 84.3405 | 20
RGE | 117 | 7.2 | 8.1072 | 21
RGE | 230 | 73.53 | 190.6624 | 22
RGE | 60 | 12.6 | 6.3833 | 23
RGE | 74 | 18.9 | 3.0546 | 24
RGE | 420 | 25.2 | 3.0546 | 25
RGE | 136 | 14.4 | 2.6728 | 26
RGE | 46 | 49.5 | 68.4859 | 27
RGE | 65 | 192.6 | 86.7281 | 28
RGE | 69 | 78.84 | 19.7712 | 29
RGE | 70 | 118.8 | 61.866 | 30
RGE | 71 | 63.36 | 43.5887 | 31
RGE | 93 | 111.24 | 35.7995 | 32
RGE | 112 | 72.9 | 23.2925 | 33
RGE | 126 | 129.6 | 78.252 | 34
RGE | 72 | 18.9 | 14.6813 | 35
RGE | 115 | 30.6 | 22.7215 | 36
RGE | 216 | 54 | 24.9401 | 37
RGE | 104 | 16.2 | 13.7327 | 38
RGE | Line 739 | 6.3 | 6.8749 | 39
RGE | Line 764 | 12.6 | 9.1665 | 40
RGE | 762 | 19.8 | 20.614 | 41
RGE | 567 | 19.8 | 20.1783 | 42
RGE | 769 | 118.8 | 25.2075 | 43
RGE | 766 | 18 | 25.2821 | 44
RGE | 246 | 12.6 | 15.3625 | 45
RGE | 205 | 15.435 | 18.3246 | 46

## stata commands
*STATA commands for Staff DRV / LSRV Proposal
*drop National Grid transmission cost observation. These costs were allocated to substation areas
drop if mw>=3000& utility=="National Grid"
gen subs=1
gen subs_nonzero=0
replace subs_nonzero=1 if mcos10yr>0
*table utility if mcos10yr>0, c(sum subs_nonzero mean mcos10yr sd mcos10yr)
egen std_mcos10yr= sd(mcos10y) if mcos10yr>0, by (utility)
egen non_zero= sum(subs) if mcos10yr>0, by (utility)
gen se_mcos10yr= std_mcos10yr/((ceil(non_zero*.2))^.5)
gen se1_mcos10yr= std_mcos10yr/(ceil((non_zero*.2)^.5))
*table utility, c(sum subs_nonzero mean mcos10yr mean std_mcos10yr mean se_mcos10yr)
*table utility, c(sum subs mean non_zero )
table utility, c(sum subs sum subs_nonzero ) row
*one sided 95 percent confidence LSRV threshold & SE based on mean of a 20% sample.
gen lsrv=1.645*se_mcos10yr
egen in_nz_drv= mean(mcos10yr) if mcos10yr>0, by (utility)
egen drv= max(in_nz_drv) , by (utility)
gen lsrv_area=0
replace lsrv_area=1 if mcos10yr>(drv+lsrv)
*table utility if mcos10yr>0, c(sum subs_nonzero sum lsrv_area mean drv mean lsrv)
gen utility_num=0
replace utility_num=1 if utility=="CECONY"
replace utility_num=2 if utility=="Central Hudson"
replace utility_num=3 if utility=="NYSEG"
replace utility_num=4 if utility=="National Grid"
replace utility_num=5 if utility=="O&R"
replace utility_num=6 if utility=="RGE"
sort utility_num
sort utility_num mcos10yr
egen utility_obs2=rank(mcos10yr), by (utility_num) unique
egen tot_obs= max(utility_obs2) , by (utility_num)
sum mcos10yr if utility=="Central Hudson" & mcos10yr>0
sum mcos10yr if utility=="CECONY" & mcos10yr>0
sum mcos10yr if utility=="National Grid" & mcos10yr>0
sum mcos10yr if utility=="NYSEG" & mcos10yr>0
sum mcos10yr if utility=="O&R" & mcos10yr>0
sum mcos10yr if utility=="RGE" & mcos10yr>0
sum mcos10yr if utility=="Central Hudson" & mcos10yr>0 [aweight=mw]
sum mcos10yr if utility=="CECONY" & mcos10yr>0 [aweight=mw]
sum mcos10yr if utility=="National Grid" & mcos10yr>0 [aweight=mw]
sum mcos10yr if utility=="NYSEG" & mcos10yr>0 [aweight=mw]
sum mcos10yr if utility=="O&R" & mcos10yr>0 [aweight=mw]
sum mcos10yr if utility=="RGE" & mcos10yr>0 [aweight=mw]
gen wtd_mcos10yr=0
gen wtd_se_mcos10yr=0
gen wtd_drv=0
gen wtd_lsrv=0
sum mcos10yr if utility=="CECONY" & mcos10yr>0 [aweight=mw]
display " result(1)=" _result(1) " result(3)=" _result(3) " result(4)^0.5=" _result(4)^0.5
replace wtd_mcos10yr=_result(3) if utility=="CECONY" & mcos10yr>0
replace wtd_se_mcos10yr=((_result(4)^.5)/(((_result(1)*.2)^.5))) if utility=="CECONY" & mcos10yr>0
replace wtd_drv=_result(3) if utility=="CECONY" & mcos10yr>0
replace wtd_lsrv=(1.645*wtd_se_mcos10yr) if utility=="CECONY" & mcos10yr>0
sum mcos10yr if utility=="Central Hudson" & mcos10yr>0 [aweight=mw]
display " result(1)=" _result(1) " result(3)=" _result(3) " result(4)^0.5=" _result(4)^0.5
replace wtd_mcos10yr=_result(3) if utility=="Central Hudson" & mcos10yr>0
replace wtd_se_mcos10yr=((_result(4)^.5)/(((_result(1)*.2)^.5))) if utility=="Central Hudson" & mcos10yr>0
replace wtd_drv=_result(3) if utility=="Central Hudson" & mcos10yr>0
replace wtd_lsrv=(1.645*wtd_se_mcos10yr) if utility=="Central Hudson" & mcos10yr>0
sum mcos10yr if utility=="NYSEG" & mcos10yr>0 [aweight=mw]
display " result(1)=" _result(1) " result(3)=" _result(3) " result(4)^0.5=" _result(4)^0.5
replace wtd_mcos10yr=_result(3) if utility=="NYSEG" & mcos10yr>0
replace wtd_se_mcos10yr=((_result(4)^.5)/(((_result(1)*.2)^.5))) if utility=="NYSEG" & mcos10yr>0
replace wtd_drv=_result(3) if utility=="NYSEG" & mcos10yr>0
replace wtd_lsrv=(1.645*wtd_se_mcos10yr) if utility=="NYSEG" & mcos10yr>0
sum mcos10yr if utility=="National Grid" & mcos10yr>0 [aweight=mw]
display " result(1)=" _result(1) " result(3)=" _result(3) " result(4)^0.5=" _result(4)^0.5
replace wtd_mcos10yr=_result(3) if utility=="National Grid" & mcos10yr>0
replace wtd_se_mcos10yr=((_result(4)^.5)/(((_result(1)*.2)^.5))) if utility=="National Grid" & mcos10yr>0
replace wtd_drv=_result(3) if utility=="National Grid" & mcos10yr>0
replace wtd_lsrv=(1.645*wtd_se_mcos10yr) if utility=="National Grid" & mcos10yr>0
sum mcos10yr if utility=="O&R" & mcos10yr>0 [aweight=mw]
display " result(1)=" _result(1) " result(3)=" _result(3) " result(4)^0.5=" _result(4)^0.5
replace wtd_mcos10yr=_result(3) if utility=="O&R" & mcos10yr>0
replace wtd_se_mcos10yr=((_result(4)^.5)/(((_result(1)*.2)^.5))) if utility=="O&R" & mcos10yr>0
replace wtd_drv=_result(3) if utility=="O&R" & mcos10yr>0
replace wtd_lsrv=(1.645*wtd_se_mcos10yr) if utility=="O&R" & mcos10yr>0
sum mcos10yr if utility=="RGE" & mcos10yr>0 [aweight=mw]
display " result(1)=" _result(1) " result(3)=" _result(3) " result(4)^0.5=" _result(4)^0.5
replace wtd_mcos10yr=_result(3) if utility=="RGE" & mcos10yr>0
replace wtd_se_mcos10yr=((_result(4)^.5)/(((_result(1)*.2)^.5))) if utility=="RGE" & mcos10yr>0
replace wtd_drv=_result(3) if utility=="RGE" & mcos10yr>0
replace wtd_lsrv=(1.645*wtd_se_mcos10yr) if utility=="RGE" & mcos10yr>0
*table utility if mcos10yr>0 , c(sum subs_nonzero mean mcos10yr mean wtd_mcos10yr mean se_mcos10yr mean wtd_se_mcos10yr)
gen wtd_lsrv_area=0
replace wtd_lsrv_area=1 if mcos10yr>(wtd_drv+wtd_lsrv)
gen wtd_drv_plus_lsrv=0
replace wtd_drv_plus_lsrv=wtd_drv+wtd_lsrv
*table B-1 six columns, too many stats to include in table
table utility if mcos10yr>0, c(sum subs_nonzero mean wtd_drv mean wtd_se_mcos10yr mean wtd_lsrv sum wtd_lsrv_area mean wtd_drv_plus_lsrv)
*table B-1 six columns, first five columns
table utility if mcos10yr>0, c(sum subs_nonzero mean wtd_drv mean wtd_se_mcos10yr mean wtd_lsrv sum wtd_lsrv_area )
*table B-1 six columns, last five columns
table utility if mcos10yr>0, c( mean wtd_drv mean wtd_se_mcos10yr mean wtd_lsrv sum wtd_lsrv_area mean wtd_drv_plus_lsrv)
*table B-2
table utility if mcos10yr>0, c( mean wtd_drv )
*table B-3
table utility if mcos10yr>0, c( mean wtd_drv )
*table B-4
table utility if mcos10yr>0, c(mean wtd_lsrv )
*table B-5
table utility if mcos10yr>0, c(sum wtd_lsrv_area )
*Figure B-1 Ten Year Levelized MCOS Results for Substation Areas Stacked by Cost Level
twoway scatter mcos10yr utility_obs2 if mcos10yr>0 & utility=="CECONY", saving(graph1a,replace) , yline(252.54 305.24 ) t1(CECONY) scheme(s1mono)
twoway scatter mcos10yr utility_obs2 if mcos10yr>0 & utility=="Central Hudson", saving(graph2a,replace) , yline(21.64204 35.58262 ) t1(Central Hudson) scheme(s1mono)
twoway scatter mcos10yr utility_obs2 if mcos10yr>0 & utility=="NYSEG", saving(graph3a,replace) , yline(85.23215 123.89745 ) t1(NYSEG) scheme(s1mono)
twoway scatter mcos10yr utility_obs2 if mcos10yr>0 & utility=="National Grid", saving(graph4a,replace) , yline(146.59 178.52 ) t1(National Grid) scheme(s1mono)
twoway scatter mcos10yr utility_obs2 if mcos10yr>0 & utility=="O&R", saving(graph5a,replace) , yline(22.73 34.72 ) t1(O&R) scheme(s1mono)
twoway scatter mcos10yr utility_obs2 if mcos10yr>0 & utility=="RGE" ,saving(graph6a,replace) , yline(66.85089 86.64889 ) t1(RGE) scheme(s1mono)
graph combine graph1a.gph graph2a.gph graph3a.gph graph4a.gph graph5a.gph graph6a.gph, t1("Staff Proposal -- Bottom Line=DRV, Top Line=LSRV")
*list by substation -- if LSRV area, 10-year levelized MCOS, and MW
list utility substation wtd_lsrv_area mcos10yr mw, clean

## stata output
___ ____ ____ ____ ____ (R)
/__ / ____/ / ____/
___/ / /___/ / /___/ 14.2 Copyright 1985-2015 StataCorp LP
Statistics/Data Analysis StataCorp
4905 Lakeway Drive
Special Edition College Station, Texas 77845 USA
800-STATA-PC http://www.stata.com
979-696-4600 stata@stata.com
979-696-4601 (fax)
Single-user Stata perpetual license:
Serial number:
Licensed to:
NYS DPS
Notes:
1. Unicode is supported; see help unicode_advice.
2. Maximum number of variables is set to 5000; see help set_maxvar.
3. New update available; type -update all-
. *(5 variables, 469 observations pasted into data editor)
. *STATA commands for Staff DRV / LSRV Proposal
.
.
.
. *drop National Grid transmission cost observation. These costs were allocated to substation areas
.
. drop if mw>=3000& utility=="National Grid"
(1 observation deleted)
.
.
.
.
.
. gen subs=1
.
. gen subs_nonzero=0
.
. replace subs_nonzero=1 if mcos10yr>0
(445 real changes made)
.
.
.
. *table utility if mcos10yr>0, c(sum subs_nonzero mean mcos10yr sd mcos10yr)
.
. egen std_mcos10yr= sd(mcos10y) if mcos10yr>0, by (utility)
(23 missing values generated)
.
. egen non_zero= sum(subs) if mcos10yr>0, by (utility)
(23 missing values generated)
.
. gen se_mcos10yr= std_mcos10yr/((ceil(non_zero*.2))^.5)
(23 missing values generated)
.
. gen se1_mcos10yr= std_mcos10yr/(ceil((non_zero*.2)^.5))
(23 missing values generated)
.
. *table utility, c(sum subs_nonzero mean mcos10yr mean std_mcos10yr mean se_mcos10yr)
.
.
.
. *table utility, c(sum subs mean non_zero )
.
. table utility, c(sum subs sum subs_nonzero ) row
---------------------------------------------
utility ¦ sum(subs) sum(subs_n~o)
---------------+-----------------------------
CECONY ¦ 69 46
Central Hudson ¦ 64 64
NYSEG ¦ 79 79
National Grid ¦ 151 151
O&R ¦ 59 59
RGE ¦ 46 46
¦
Total ¦ 468 445
---------------------------------------------
.
.
.
. *one sided 95 percent confidence LSRV threshold & SE based on mean of a 20% sample.
.
. gen lsrv=1.645*se_mcos10yr
(23 missing values generated)
.
.
.
. egen in_nz_drv= mean(mcos10yr) if mcos10yr>0, by (utility)
(23 missing values generated)
.
. egen drv= max(in_nz_drv) , by (utility)
.
. gen lsrv_area=0
.
. replace lsrv_area=1 if mcos10yr>(drv+lsrv)
(88 real changes made)
.
. *table utility if mcos10yr>0, c(sum subs_nonzero sum lsrv_area mean drv mean lsrv)
.
.
.
.
.
. gen utility_num=0
.
.
.
. replace utility_num=1 if utility=="CECONY"
(69 real changes made)
.
. replace utility_num=2 if utility=="Central Hudson"
(64 real changes made)
.
. replace utility_num=3 if utility=="NYSEG"
(79 real changes made)
.
. replace utility_num=4 if utility=="National Grid"
(151 real changes made)
.
. replace utility_num=5 if utility=="O&R"
(59 real changes made)
.
. replace utility_num=6 if utility=="RGE"
(46 real changes made)
.
.
.
.
.
.
. sort utility_num
.
.
.
.
.
.
.
. sort utility_num mcos10yr
.
. egen utility_obs2=rank(mcos10yr), by (utility_num) unique
.
. egen tot_obs= max(utility_obs2) , by (utility_num)
.
.
.
.
.
.
.
.
. sum mcos10yr if utility=="Central Hudson" & mcos10yr>0
Variable ¦ Obs Mean Std. Dev. Min Max
-------------+---------------------------------------------------------
mcos10yr ¦ 64 14.14609 21.33802 6.49 145.99
.
. sum mcos10yr if utility=="CECONY" & mcos10yr>0
Variable ¦ Obs Mean Std. Dev. Min Max
-------------+---------------------------------------------------------
mcos10yr ¦ 46 109.6929 101.5531 4.331281 493.1802
.
. sum mcos10yr if utility=="National Grid" & mcos10yr>0
Variable ¦ Obs Mean Std. Dev. Min Max
-------------+---------------------------------------------------------
mcos10yr ¦ 151 148.9844 114.2891 65.82 632.89
.
. sum mcos10yr if utility=="NYSEG" & mcos10yr>0
Variable ¦ Obs Mean Std. Dev. Min Max
-------------+---------------------------------------------------------
mcos10yr ¦ 79 62.89479 73.21599 7.608128 448.6385
.
. sum mcos10yr if utility=="O&R" & mcos10yr>0
Variable ¦ Obs Mean Std. Dev. Min Max
-------------+---------------------------------------------------------
mcos10yr ¦ 59 13.97308 24.78505 1.85332 136.2434
.
. sum mcos10yr if utility=="RGE" & mcos10yr>0
Variable ¦ Obs Mean Std. Dev. Min Max
-------------+---------------------------------------------------------
mcos10yr ¦ 46 53.32601 44.75448 2.672768 190.6624
.
.
.
.
.
.
.
.
.
.
.
.
.
. sum mcos10yr if utility=="Central Hudson" & mcos10yr>0 [aweight=mw]
Variable ¦ Obs Weight Mean Std. Dev. Min Max
-------------+-----------------------------------------------------------------
mcos10yr ¦ 64 392.730004 21.64204 30.31935 6.49 145.99
.
. sum mcos10yr if utility=="CECONY" & mcos10yr>0 [aweight=mw]
Variable ¦ Obs Weight Mean Std. Dev. Min Max
-------------+-----------------------------------------------------------------
mcos10yr ¦ 46 4274.80545 252.5372 97.16889 4.331281 493.1802
.
. sum mcos10yr if utility=="National Grid" & mcos10yr>0 [aweight=mw]
Variable ¦ Obs Weight Mean Std. Dev. Min Max
-------------+-----------------------------------------------------------------
mcos10yr ¦ 151 5988.08998 146.5905 106.676 65.82 632.89
.
. sum mcos10yr if utility=="NYSEG" & mcos10yr>0 [aweight=mw]
Variable ¦ Obs Weight Mean Std. Dev. Min Max
-------------+-----------------------------------------------------------------
mcos10yr ¦ 79 2579.43499 85.23216 93.42951 7.608128 448.6385
.
. sum mcos10yr if utility=="O&R" & mcos10yr>0 [aweight=mw]
Variable ¦ Obs Weight Mean Std. Dev. Min Max
-------------+-----------------------------------------------------------------
mcos10yr ¦ 59 1880.74751 22.73046 25.0406 1.85332 136.2434
.
. sum mcos10yr if utility=="RGE" & mcos10yr>0 [aweight=mw]
Variable ¦ Obs Weight Mean Std. Dev. Min Max
-------------+-----------------------------------------------------------------
mcos10yr ¦ 46 3196.87201 66.85089 36.50474 2.672768 190.6624
.
.
.
.
.
.
.
.
.
. gen wtd_mcos10yr=0
.
. gen wtd_se_mcos10yr=0
.
. gen wtd_drv=0
.
. gen wtd_lsrv=0
.
.
.
. sum mcos10yr if utility=="CECONY" & mcos10yr>0 [aweight=mw]
Variable ¦ Obs Weight Mean Std. Dev. Min Max
-------------+-----------------------------------------------------------------
mcos10yr ¦ 46 4274.80545 252.5372 97.16889 4.331281 493.1802
.
. display " result(1)=" _result(1) " result(3)=" _result(3) " result(4)^0.5=" _result(4)^0.5
result(1)=46 result(3)=252.53717 result(4)^0.5=97.168891
.
. replace wtd_mcos10yr=_result(3) if utility=="CECONY" & mcos10yr>0
(46 real changes made)
.
. replace wtd_se_mcos10yr=((_result(4)^.5)/(((_result(1)*.2)^.5))) if utility=="CECONY" & mcos10yr>0
(46 real changes made)
.
. replace wtd_drv=_result(3) if utility=="CECONY" & mcos10yr>0
(46 real changes made)
.
. replace wtd_lsrv=(1.645*wtd_se_mcos10yr) if utility=="CECONY" & mcos10yr>0
(46 real changes made)
.
.
.
. sum mcos10yr if utility=="Central Hudson" & mcos10yr>0 [aweight=mw]
Variable ¦ Obs Weight Mean Std. Dev. Min Max
-------------+-----------------------------------------------------------------
mcos10yr ¦ 64 392.730004 21.64204 30.31935 6.49 145.99
.
. display " result(1)=" _result(1) " result(3)=" _result(3) " result(4)^0.5=" _result(4)^0.5
result(1)=64 result(3)=21.642037 result(4)^0.5=30.319352
.
. replace wtd_mcos10yr=_result(3) if utility=="Central Hudson" & mcos10yr>0
(64 real changes made)
.
. replace wtd_se_mcos10yr=((_result(4)^.5)/(((_result(1)*.2)^.5))) if utility=="Central Hudson" & mcos10yr>0
(64 real changes made)
.
. replace wtd_drv=_result(3) if utility=="Central Hudson" & mcos10yr>0
(64 real changes made)
.
. replace wtd_lsrv=(1.645*wtd_se_mcos10yr) if utility=="Central Hudson" & mcos10yr>0
(64 real changes made)
.
.
.
. sum mcos10yr if utility=="NYSEG" & mcos10yr>0 [aweight=mw]
Variable ¦ Obs Weight Mean Std. Dev. Min Max
-------------+-----------------------------------------------------------------
mcos10yr ¦ 79 2579.43499 85.23216 93.42951 7.608128 448.6385
.
. display " result(1)=" _result(1) " result(3)=" _result(3) " result(4)^0.5=" _result(4)^0.5
result(1)=79 result(3)=85.232157 result(4)^0.5=93.429508
.
. replace wtd_mcos10yr=_result(3) if utility=="NYSEG" & mcos10yr>0
(79 real changes made)
.
. replace wtd_se_mcos10yr=((_result(4)^.5)/(((_result(1)*.2)^.5))) if utility=="NYSEG" & mcos10yr>0
(79 real changes made)
.
. replace wtd_drv=_result(3) if utility=="NYSEG" & mcos10yr>0
(79 real changes made)
.
. replace wtd_lsrv=(1.645*wtd_se_mcos10yr) if utility=="NYSEG" & mcos10yr>0
(79 real changes made)
.
.
.
. sum mcos10yr if utility=="National Grid" & mcos10yr>0 [aweight=mw]
Variable ¦ Obs Weight Mean Std. Dev. Min Max
-------------+-----------------------------------------------------------------
mcos10yr ¦ 151 5988.08998 146.5905 106.676 65.82 632.89
.
. display " result(1)=" _result(1) " result(3)=" _result(3) " result(4)^0.5=" _result(4)^0.5
result(1)=151 result(3)=146.5905 result(4)^0.5=106.67596
.
. replace wtd_mcos10yr=_result(3) if utility=="National Grid" & mcos10yr>0
(151 real changes made)
.
. replace wtd_se_mcos10yr=((_result(4)^.5)/(((_result(1)*.2)^.5))) if utility=="National Grid" & mcos10yr>0
(151 real changes made)
.
. replace wtd_drv=_result(3) if utility=="National Grid" & mcos10yr>0
(151 real changes made)
.
. replace wtd_lsrv=(1.645*wtd_se_mcos10yr) if utility=="National Grid" & mcos10yr>0
(151 real changes made)
.
.
.
. sum mcos10yr if utility=="O&R" & mcos10yr>0 [aweight=mw]
Variable ¦ Obs Weight Mean Std. Dev. Min Max
-------------+-----------------------------------------------------------------
mcos10yr ¦ 59 1880.74751 22.73046 25.0406 1.85332 136.2434
.
. display " result(1)=" _result(1) " result(3)=" _result(3) " result(4)^0.5=" _result(4)^0.5
result(1)=59 result(3)=22.73046 result(4)^0.5=25.040603
.
. replace wtd_mcos10yr=_result(3) if utility=="O&R" & mcos10yr>0
(59 real changes made)
.
. replace wtd_se_mcos10yr=((_result(4)^.5)/(((_result(1)*.2)^.5))) if utility=="O&R" & mcos10yr>0
(59 real changes made)
.
. replace wtd_drv=_result(3) if utility=="O&R" & mcos10yr>0
(59 real changes made)
.
. replace wtd_lsrv=(1.645*wtd_se_mcos10yr) if utility=="O&R" & mcos10yr>0
(59 real changes made)
.
.
.
. sum mcos10yr if utility=="RGE" & mcos10yr>0 [aweight=mw]
Variable ¦ Obs Weight Mean Std. Dev. Min Max
-------------+-----------------------------------------------------------------
mcos10yr ¦ 46 3196.87201 66.85089 36.50474 2.672768 190.6624
.
. display " result(1)=" _result(1) " result(3)=" _result(3) " result(4)^0.5=" _result(4)^0.5
result(1)=46 result(3)=66.850895 result(4)^0.5=36.504744
.
. replace wtd_mcos10yr=_result(3) if utility=="RGE" & mcos10yr>0
(46 real changes made)
.
. replace wtd_se_mcos10yr=((_result(4)^.5)/(((_result(1)*.2)^.5))) if utility=="RGE" & mcos10yr>0
(46 real changes made)
.
. replace wtd_drv=_result(3) if utility=="RGE" & mcos10yr>0
(46 real changes made)
.
. replace wtd_lsrv=(1.645*wtd_se_mcos10yr) if utility=="RGE" & mcos10yr>0
(46 real changes made)
.
.
.
.
.
. *table utility if mcos10yr>0 , c(sum subs_nonzero mean mcos10yr mean wtd_mcos10yr mean se_mcos10yr mean wtd_se_mcos10yr)
.
.
.
.
.
. gen wtd_lsrv_area=0
.
. replace wtd_lsrv_area=1 if mcos10yr>(wtd_drv+wtd_lsrv)
(67 real changes made)
.
.
.
.
.
. gen wtd_drv_plus_lsrv=0
.
. replace wtd_drv_plus_lsrv=wtd_drv+wtd_lsrv
(445 real changes made)
.
.
.
.
.
.
.
.
.
.
.
. *table B-1 six columns, too many stats to include in table
.
. table utility if mcos10yr>0, c(sum subs_nonzero mean wtd_drv mean wtd_se_mcos10yr mean wtd_lsrv sum wtd_lsrv_area mean wtd_drv_plus_lsrv)
too many stats()
r(103);
.
. *table B-1 six columns, first five columns
.
. table utility if mcos10yr>0, c(sum subs_nonzero mean wtd_drv mean wtd_se_mcos10yr mean wtd_lsrv sum wtd_lsrv_area )
-------------------------------------------------------------------------------------
utility ¦ sum(subs_~o) mean(wtd_~v) mean(wtd_~r) mean(wtd_~v) sum(wtd_l~a) | utility | sum(subs_~o) | mean(wtd_~v) | mean(wtd_~r) | mean(wtd_~v) | sum(wtd_l~a)
---------------+---------------------------------------------------------------------
CECONY ¦ 46 252.5372 32.03563 52.69862 2 | CECONY | 46 | 252.5372 | 32.0356 | 52.6986 | 2
Central Hudson ¦ 64 21.64204 8.474517 13.94058 4 | Central Hudson | 64 | 21.642 | 8.4745 | 13.9406 | 4
NYSEG ¦ 79 85.23215 23.50474 38.6653 10 | NYSEG | 79 | 85.2322 | 23.5047 | 38.6653 | 10 | Table B-1 Staff's Proposed DRV and LSRV ($/kW-year)
National Grid ¦ 151 146.5905 19.41168 31.93221 35 | National Grid | 151 | 146.5905 | 19.4117 | 31.9322 | 35
O&R ¦ 59 22.73046 7.289601 11.99139 7 | O&R | 59 | 22.7305 | 7.2896 | 11.9914 | 7 | Utility | Non-Zero Cost Substation Areas | DRV (Weighted Avg 10-yr Levelized MCOS) | Weighted Standard Error | LSRV (1.645 Weighted Standard Errors) | Substation Areas in LSRV Zone | DRV + LSRV | footnote 36 re % LSRV areas
RGE ¦ 46 66.85089 12.03526 19.798 9 | RGE | 46 | 66.8509 | 12.0353 | 19.798 | 9 | CECONY | 46 | 252.5372 | 32.0356 | 52.6986 | 2 | 305.2358 | 4.348%
------------------------------------------------------------------------------------- | [6 empty] | Central Hudson | 64 | 21.642 | 8.4745 | 13.9406 | 4 | 35.5826 | 6.25%
[7 empty] | NYSEG | 79 | 85.2322 | 23.5047 | 38.6653 | 10 | 123.8975 | 12.66%
. | [6 empty] | National Grid | 151 | 146.5905 | 19.4117 | 31.9322 | 35 | 178.5227 | 23.18%
. *table B-1 six columns, last five columns | [6 empty] | O&R | 59 | 22.7305 | 7.2896 | 11.9914 | 7 | 34.7219 | 11.86%
[7 empty] | RGE | 46 | 66.8509 | 12.0353 | 19.798 | 9 | 86.6489 | 19.57%
.
. table utility if mcos10yr>0, c( mean wtd_drv mean wtd_se_mcos10yr mean wtd_lsrv sum wtd_lsrv_area mean wtd_drv_plus_lsrv)
-------------------------------------------------------------------------------------
utility ¦ mean(wtd_~v) mean(wtd_~r) mean(wtd_~v) sum(wtd_l~a) mean(wtd_~v) | utility | mean(wtd_~v) | mean(wtd_~r) | mean(wtd_~v) | sum(wtd_l~a) | mean(wtd_~v)
---------------+---------------------------------------------------------------------
CECONY ¦ 252.5372 32.03563 52.69862 2 305.2358 | CECONY | 252.5372 | 32.0356 | 52.6986 | 2 | 305.2358
Central Hudson ¦ 21.64204 8.474517 13.94058 4 35.58262 | Central Hudson | 21.642 | 8.4745 | 13.9406 | 4 | 35.5826
NYSEG ¦ 85.23215 23.50474 38.6653 10 123.8975 | NYSEG | 85.2322 | 23.5047 | 38.6653 | 10 | 123.8975
National Grid ¦ 146.5905 19.41168 31.93221 35 178.5227 | National Grid | 146.5905 | 19.4117 | 31.9322 | 35 | 178.5227
O&R ¦ 22.73046 7.289601 11.99139 7 34.72186 | O&R | 22.7305 | 7.2896 | 11.9914 | 7 | 34.7219
RGE ¦ 66.85089 12.03526 19.798 9 86.64889 | RGE | 66.8509 | 12.0353 | 19.798 | 9 | 86.6489
-------------------------------------------------------------------------------------
.
.
.
.
.
.
.
.
.
. *table B-2
.
. table utility if mcos10yr>0, c( mean wtd_drv )
------------------------------
utility ¦ mean(wtd_drv)
---------------+--------------
CECONY ¦ 252.5372
Central Hudson ¦ 21.64204
NYSEG ¦ 85.23215
National Grid ¦ 146.5905
O&R ¦ 22.73046
RGE ¦ 66.85089
------------------------------
.
.
.
.
.
. *table B-3
.
. table utility if mcos10yr>0, c( mean wtd_drv )
------------------------------
utility ¦ mean(wtd_drv)
---------------+--------------
CECONY ¦ 252.5372
Central Hudson ¦ 21.64204
NYSEG ¦ 85.23215
National Grid ¦ 146.5905
O&R ¦ 22.73046
RGE ¦ 66.85089
------------------------------
.
.
.
. *table B-4
.
. table utility if mcos10yr>0, c(mean wtd_lsrv )
-------------------------------
utility ¦ mean(wtd_lsrv)
---------------+---------------
CECONY ¦ 52.69862
Central Hudson ¦ 13.94058
NYSEG ¦ 38.6653
National Grid ¦ 31.93221
O&R ¦ 11.99139
RGE ¦ 19.798
-------------------------------
.
.
.
. *table B-5
.
. table utility if mcos10yr>0, c(sum wtd_lsrv_area )
------------------------------
utility ¦ sum(wtd_ls~a)
---------------+--------------
CECONY ¦ 2
Central Hudson ¦ 4
NYSEG ¦ 10
National Grid ¦ 35
O&R ¦ 7
RGE ¦ 9
------------------------------
.
.
.
.
.
.
.
.
.
.
.
.
.
.
.
.
.
.
.
.
.
.
.
.
.
.
.
. *Figure B-1 Ten Year Levelized MCOS Results for Substation Areas Stacked by Cost Level
.
. twoway scatter mcos10yr utility_obs2 if mcos10yr>0 & utility=="CECONY", saving(graph1a,replace) , yline(252.54 305.24 ) t1(CECONY) scheme(s1mono)
(file graph1a.gph saved)
.
. twoway scatter mcos10yr utility_obs2 if mcos10yr>0 & utility=="Central Hudson", saving(graph2a,replace) , yline(21.64204 35.58262 ) t1(Central Hud
> son) scheme(s1mono)
(file graph2a.gph saved)
.
. twoway scatter mcos10yr utility_obs2 if mcos10yr>0 & utility=="NYSEG", saving(graph3a,replace) , yline(85.23215 123.89745 ) t1(NYSEG) scheme(s1mon
> o)
(file graph3a.gph saved)
.
. twoway scatter mcos10yr utility_obs2 if mcos10yr>0 & utility=="National Grid", saving(graph4a,replace) , yline(146.59 178.52 ) t1(National Grid)
> scheme(s1mono)
(file graph4a.gph saved)
.
. twoway scatter mcos10yr utility_obs2 if mcos10yr>0 & utility=="O&R", saving(graph5a,replace) , yline(22.73 34.72 ) t1(O&R) scheme(s1mono)
(file graph5a.gph saved)
.
. twoway scatter mcos10yr utility_obs2 if mcos10yr>0 & utility=="RGE" ,saving(graph6a,replace) , yline(66.85089 86.64889 ) t1(RGE) scheme(s1mono)
(file graph6a.gph saved)
.
.
.
. graph combine graph1a.gph graph2a.gph graph3a.gph graph4a.gph graph5a.gph graph6a.gph, t1("Staff Proposal -- Bottom Line=DRV, Top Line=LSRV")
.
.
.
.
.
.
.
.
. *list by substation -- if LSRV area, 10-year levelized MCOS, and MW
.
. list utility substation wtd_lsrv_area mcos10yr mw, clean
utility substation wtd_ls~a mcos10yr mw
1. CECONY Rockview 0 0 0
2. CECONY West 110th Street No. 2 0 0 0
3. CECONY Cherry Street 0 0 0
4. CECONY Ossining West 0 0 0
5. CECONY Astor 0 0 0
6. CECONY West 19th Street 0 0 0
7. CECONY Co-Op City/Radial 27kV 0 0 0
8. CECONY Buchanan 0 0 0
9. CECONY Elmsford No. 2 0 0 0
10. CECONY Seaport No. 2 0 0 0
11. CECONY Granite Hill 0 0 0
12. CECONY Jamaica 0 0 0
13. CECONY Harrison 0 0 0
14. CECONY Pleasantville 0 0 0
15. CECONY West 42nd Street No. 1 0 0 0
16. CECONY East 40th Street No. 1 0 0 0
17. CECONY Seaport No. 1 0 0 0
18. CECONY Trade Center No. 1 0 0 0
19. CECONY Hell Gate 0 0 0
20. CECONY Willowbrook 0 0 0
21. CECONY East 40th Street No. 2 0 0 0
22. CECONY Corona No. 1 0 0 0
23. CECONY Leonard Street No. 2 0 0 0
24. CECONY Murray Hill 0 4.33128 2.23
25. CECONY Wainwright 0 6.55563 .29665
26. CECONY Washington Street 0 16.4386 .264
27. CECONY East 36th Street 0 18.3598 1.164
28. CECONY Fresh Kills 33 kV 0 18.8083 6.3155
29. CECONY West 65th Street No. 2 0 20.9648 1.167
30. CECONY East 63rd Street No. 1 0 23.4836 .5
31. CECONY East 63rd Street No. 2 0 32.2322 2.091
32. CECONY West 42nd Street No. 2 0 32.7453 2.752
33. CECONY East 179th Street 0 33.7196 2.577
34. CECONY West 110th Street No. 1 0 34.1269 2.44
35. CECONY Brownsville No. 2 0 38.5057 .7225
36. CECONY East 29th Street 0 40.2331 .574
37. CECONY Bensonhurst No. 2 0 45.9188 5.70095
38. CECONY North Queens 0 50.343 4.6427
39. CECONY Woodrow 0 54.5603 1.1628
40. CECONY Greenwood 0 56.3238 9.0695
41. CECONY Bensonhurst No. 1 0 57.2207 2.5092
42. CECONY West 65th Street No. 1 0 58.1305 1.748
43. CECONY East 75th Street 0 59.1958 .81
44. CECONY Plymouth Street 0 60.1218 4.777
45. CECONY West 50th Street 0 62.0824 2.425
46. CECONY Water Street 0 63.3919 4.16755
47. CECONY Avenue A 0 66.0249 2.558
48. CECONY Millwood West 0 70.3278 79
49. CECONY Grasslands 0 82.9669 82
50. CECONY Parkchester No. 2 0 88.6104 1.968
51. CECONY Corona No. 2 0 97.8873 1.17725
52. CECONY Brownsville No. 1 0 103.215 5.2377
53. CECONY Sherman Creek 0 103.238 3.048
54. CECONY White Plains 0 103.359 .808
55. CECONY Mott Haven 0 126.423 86.1285
56. CECONY Bruckner 0 137.053 33.134
57. CECONY Fox Hills 33 kV 0 143.439 9.726
58. CECONY Glendale 0 150.684 130.219
59. CECONY Leonard Street No. 1 0 201.936 .042
60. CECONY Atlantic 0 204.356 716
61. CECONY Cedar Street 0 208.437 85
62. CECONY Idlewild 0 213.709 716
63. CECONY Parkchester No. 1 0 216.151 1.41
64. CECONY Newtown 0 222.284 117.243
65. CECONY Hillside 0 248.68 716
66. CECONY Industry City 0 249.871 269
67. CECONY Parkview 0 296.259 85
68. CECONY Nevins Street 1 329.988 716
69. CECONY Gateway Park 1 493.18 358
70. Central Hudson North Catskill 0 6.49 5.17
71. Central Hudson Union Ave 0 6.6 5.17
72. Central Hudson Bethlehem Rd 0 6.62 5.17
73. Central Hudson Grimley rd x2 0 7.87 5.17
74. Central Hudson Vinegar Hill 0 9.13 5.17
75. Central Hudson Shenandoah Distribution 0 9.13 5.17
76. Central Hudson East walden 0 9.13 5.17
77. Central Hudson Hunter 0 9.13 5.17
78. Central Hudson Grimley rd x1 0 9.13 5.17
79. Central Hudson Manchester 0 9.13 5.17
80. Central Hudson Sturgeon Pool 0 9.13 5.17
81. Central Hudson Lawrenceville 0 9.13 5.17
82. Central Hudson Spackenkill 0 9.13 5.17
83. Central Hudson Pulvers 34kv 0 9.13 5.17
84. Central Hudson Sand Dock-Industrial 0 9.13 5.17
85. Central Hudson Honk falls 0 9.13 5.17
86. Central Hudson Millerton 0 9.13 5.17
87. Central Hudson East park 0 9.13 5.17
88. Central Hudson East Kingston 0 9.13 5.17
89. Central Hudson Smithfield 0 9.13 5.17
90. Central Hudson Fishkill Plains 0 9.13 5.17
91. Central Hudson Sand Dock-distribution 0 9.13 5.17
92. Central Hudson Ancram 0 9.13 5.17
93. Central Hudson Westerlo 0 9.14 5.17
94. Central Hudson Milan 0 9.14 5.17
95. Central Hudson Staatsburg 0 9.14 5.17
96. Central Hudson Myers 0 9.14 5.17
97. Central Hudson Clinton ave 0 9.14 5.17
98. Central Hudson Neversink 0 9.15 5.17
99. Central Hudson Tinkertown 0 9.15 5.17
100. Central Hudson Ohioville 0 9.15 5.17
101. Central Hudson Coldenham 0 9.16 5.17
102. Central Hudson Highland 0 9.16 5.17
103. Central Hudson Galeville 0 9.16 5.17
104. Central Hudson High falls 0 9.17 5.17
105. Central Hudson Boulevard 0 9.18 5.17
106. Central Hudson Reynolds Hill 0 9.19 5.17
107. Central Hudson Marlboro 0 9.2 5.17
108. Central Hudson Lincoln Park 0 9.2 5.17
109. Central Hudson Kerhonkson 0 9.2 5.17
110. Central Hudson West Balmville 0 9.21 5.17
111. Central Hudson Inwood Ave 0 9.21 5.17
112. Central Hudson Hibernia 0 9.21 5.17
113. Central Hudson Saugerties 0 9.24 5.17
114. Central Hudson Coxsackie 0 9.26 5.17
115. Central Hudson Montgomery 0 9.29 5.17
116. Central Hudson South Cairo 0 9.29 5.17
117. Central Hudson Merritt Park 0 9.3 5.17
118. Central Hudson Freehold 0 9.31 5.17
119. Central Hudson Rhinebeck 0 9.32 5.17
120. Central Hudson Knapps corners 0 9.33 5.17
121. Central Hudson Tioronda 0 9.35 5.17
122. Central Hudson Greenfield rd 0 9.37 5.17
123. Central Hudson North Chelsea 0 9.4 5.17
124. Central Hudson Todd hill 0 9.48 5.17
125. Central Hudson Modena 0 9.51 5.17
126. Central Hudson Stanfordville 0 9.64 5.17
127. Central Hudson Forgebrook 0 9.65 5.17
128. Central Hudson New Baltimore 0 10.22 18.57
129. Central Hudson Wiccopee 0 14.76 5.17
130. Central Hudson Maybrook 1 58.04 29.17
131. Central Hudson Hurley Ave 1 63.6 15.57
132. Central Hudson pulvers 13kv 1 87.55 12.42
133. Central Hudson Woodstock 1 145.99 11.97
134. NYSEG Croton Falls 0 7.60813 50
135. NYSEG Greene 0 10.6416 10
136. NYSEG Grand Gorge 0 11.0906 34.3
137. NYSEG Sanataria Springs 0 11.3606 10
138. NYSEG South Park 0 14.84 22.4
139. NYSEG Richfield Springs 0 15.1588 16
140. NYSEG West Erie AV 0 15.1588 16
141. NYSEG Milo 0 16.5054 14
142. NYSEG Lounsberry 0 16.9824 22.4
143. NYSEG Peru 0 16.9824 22.4
144. NYSEG Border City 0 16.9824 22.4
145. NYSEG Pound Ridge 0 16.9824 22.4
146. NYSEG Hallock Hill 0 16.9824 22.4
147. NYSEG Sciota-Flatrock 0 16.9824 22.4
148. NYSEG Stolle Rd. 0 16.9824 22.4
149. NYSEG Crafts 0 16.9824 22.4
150. NYSEG Mountaindale-bank 0 17.4081 37
151. NYSEG Snows Corner Tap 0 17.8473 1.5
152. NYSEG Kattleville 0 20.2986 90
153. NYSEG Erwin Junction 0 20.3697 30
154. NYSEG State St 0 21.5472 23.2
155. NYSEG Line 706 0 21.82 30
156. NYSEG Peruville 0 21.8443 14
157. NYSEG Locke 0 21.8443 14
158. NYSEG From Erwin to Presho 0 22.0492 11
159. NYSEG White Lake 0 23.2989 14
160. NYSEG Burdett 0 23.5895 7.5
161. NYSEG Silver Springs 0 24.7172 18
162. NYSEG County Hospital 0 27.3008 7
163. NYSEG West Elmira 0 27.5209 3
164. NYSEG Sleight Rd 0 29.4046 100
165. NYSEG Maplewood 0 30.1089 11.9
166. NYSEG Falls Park 0 30.3176 8
167. NYSEG Clyde 0 31.1068 3.3
168. NYSEG Dingle Ridge 0 32.1412 38.4
169. NYSEG Coddington 0 34.0275 100
170. NYSEG Cantitoe 0 34.1295 11.7
171. NYSEG Stephentown 0 34.5824 11
172. NYSEG Valois 0 35.0887 27.108
173. NYSEG Bennett 0 35.4602 14
174. NYSEG Orchard Park 0 37.902 13.042
175. NYSEG Cayuga Heights 0 38.8268 36.4
176. NYSEG Old Falls 0 38.9217 14
177. NYSEG West Woodbourne 0 41.1834 87
178. NYSEG Jordanville 0 41.8138 .8
179. NYSEG Fourth Street 0 42.0109 74.6
180. NYSEG Stryker Ave 0 43.4858 8.8
181. NYSEG Grant Ave 0 44.9676 10.1
182. NYSEG Kline Kill 0 45.5965 74
183. NYSEG Scipio new 0 45.7194 100
184. NYSEG N. Endicott 0 47.3 54.4
185. NYSEG Howard 0 51.0972 14
186. NYSEG Neversink 0 51.3247 21.625
187. NYSEG Concord 0 51.6557 35.6
188. NYSEG Cobble Hill 0 51.6576 50
189. NYSEG Kent Falls 0 61.2067 50
190. NYSEG Hamburg 0 66.8203 1
191. NYSEG Transit 0 67.734 .8
192. NYSEG Montour falls 0 69.7537 34.3
193. NYSEG Line 455 0 70.1742 26.8
194. NYSEG Holland 0 79.0418 22.4
195. NYSEG Ferndale 0 81.0726 78
196. NYSEG Pawling 0 84.1042 22.4
197. NYSEG Chenango 0 94.651 28.207
198. NYSEG Nowlan Road 0 103.447 29.207
199. NYSEG Genoa 0 112.475 10.55
200. NYSEG Trumansburg 0 112.706 33
201. NYSEG Hilldale 0 115.079 31.9
202. NYSEG Morningside Heights 0 116.874 21.094
203. NYSEG Erie St 1 128.755 13.02
204. NYSEG Moraine Rd 1 150.818 80
205. NYSEG Milliken 1 164.204 200
206. NYSEG Hyde 1 167.596 5.6
207. NYSEG Ashley Rd 1 184.545 16.138
208. NYSEG Center Point 1 190.094 22.4
209. NYSEG Willard 1 199.951 100.1
210. NYSEG Aurora 1 213.594 53.971
211. NYSEG Webb Crossing 1 335.842 54.722
212. NYSEG Mac Dougall 1 448.639 71.951
213. National Grid 0 0 65.82 26.84
214. National Grid 0 0 65.82 26.84
215. National Grid 0 0 65.82 26.84
216. National Grid 0 0 65.82 26.84
217. National Grid 0 0 65.82 26.84
218. National Grid 0 0 65.82 26.84
219. National Grid 0 0 65.82 26.84
220. National Grid 0 0 65.82 26.84
221. National Grid 0 0 65.82 26.84
222. National Grid 0 0 65.82 26.84
223. National Grid 0 0 65.82 26.84
224. National Grid 0 0 65.82 26.84
225. National Grid 0 0 65.82 26.84
226. National Grid 0 0 65.82 26.84
227. National Grid 0 0 65.82 26.84
228. National Grid 0 0 65.82 26.84
229. National Grid 0 0 65.82 26.84
230. National Grid 0 0 65.82 26.84
231. National Grid 0 0 65.82 26.84
232. National Grid 0 0 65.82 26.84
233. National Grid 0 0 65.82 26.84
234. National Grid 0 0 65.82 26.84
235. National Grid 0 0 65.82 26.84
236. National Grid 0 0 65.82 26.84
237. National Grid 0 0 65.82 26.84
238. National Grid 0 0 65.82 26.84
239. National Grid 0 0 65.82 26.84
240. National Grid 0 0 65.82 26.84
241. National Grid 0 0 65.82 26.84
242. National Grid 0 0 65.82 26.84
243. National Grid 0 0 65.82 26.84
244. National Grid Scotia 0 66.8 35.94
245. National Grid Scofield 0 67.02 56.34
246. National Grid New Buffalo Station 97 0 69.86 41.84
247. National Grid TULLER HILL 0 74.78 32.84
248. National Grid FRENCH MOUNTAIN 0 75.26 31.84
249. National Grid New Cuba Station 0 75.76 39.34
250. National Grid Belmont 0 76.93 36.84
251. National Grid Valkin 0 77.2 84.44
252. National Grid LYNDONVILLE 0 77.53 31.84
253. National Grid New Livingston Substation 0 77.85 39.34
254. National Grid East Fulton 0 78.91 66.84
255. National Grid ALTAMONT 0 79.57 53.34
256. National Grid Swann Rd 0 81.49 31.84
257. National Grid Vail Mills 0 82.85 49.34
258. National Grid CHAUTAUQUA 0 82.87 30.84
259. National Grid Burdeck 0 83.59 46.74
260. National Grid Florida 0 86.64 28.84
261. National Grid SCHROON LAKE 0 86.9 31.64
262. National Grid CURTIS GREENFIELD 0 86.94 66.84
263. National Grid FIREHOUSE 0 87.54 36.84
264. National Grid 64 STATION 64 0 87.57 31.41
265. National Grid Middleburgh 0 88.86 46.24
266. National Grid Gilmantown 0 90.34 36.84
267. National Grid GREENBUSH 0 90.95 41.54
268. National Grid Delanson 0 92.61 29.32
269. National Grid Sawyer Ave 0 93.18 58.84
270. National Grid Boyntonville 0 93.3 59.34
271. National Grid Butler 0 93.82 44.44
272. National Grid Walesville 0 96.3 40.84
273. National Grid Shawnee Rd Station 76 0 96.38 44.44
274. National Grid SELKIRK 0 97.2 29.34
275. National Grid Station 61 0 98.08 61.84
276. National Grid Rome Substation 0 98.51 46.84
277. National Grid Partridge 0 98.67 41.84
278. National Grid EAST GOLAH 0 100.52 36.84
279. National Grid Pottersville 0 100.72 39.84
280. National Grid East Pulaski 0 100.75 42.44
281. National Grid Whitesboro 0 102.64 38.84
282. National Grid Schenevus 0 102.93 29.84
283. National Grid New 3rd Ave Substation 0 103.02 66.84
284. National Grid Van Hoesen 0 104.53 75.04
285. National Grid Voorheesville 0 104.62 41.84
286. National Grid Northville Station 0 105.24 39.34
287. National Grid Grand Island 0 105.26 41.84
288. National Grid New Cicero Substation 0 107.76 106.84
289. National Grid Coffeen 0 108.48 31.84
290. National Grid GLOVERSVILLE 0 108.93 41.84
291. National Grid Burgoyne 0 109.32 53.24
292. National Grid Mexico 0 110.05 46.84
293. National Grid Nassau 0 111.81 39.84
294. National Grid South Washington 0 113.67 31.84
295. National Grid Kenmore Station 22 0 114.13 28.84
296. National Grid Clintion Station 0 114.88 40.34
297. National Grid Raquette Lake 0 116.6 27.34
298. National Grid BRUNSWICK 0 116.62 41.54
299. National Grid Middleport 0 117.53 33.84
300. National Grid Gilbert Mills 0 117.95 41.84
301. National Grid GRANBY CENTER 0 119.01 59.74
302. National Grid Port Henry 0 119.82 43.84
303. National Grid BAKER STREET 0 120.84 36.84
304. National Grid Rotterdam 0 120.97 39.84
305. National Grid Corinth 0 123 36.34
306. National Grid Beech 0 124.92 66.84
307. National Grid South Street 0 128.39 34.34
308. National Grid Sharon 0 128.82 30.87
309. National Grid North Leroy 0 129.1 31.84
310. National Grid STARR RD. 0 129.25 29.44
311. National Grid Smith Bridge Station 0 130.13 51.84
312. National Grid BATAVIA STATION 0 131.34 111.84
313. National Grid 34 BEST ST. 0 131.87 35.84
314. National Grid 41 STATION 41 0 131.87 35.84
315. National Grid Chestertown 0 132.98 61.34
316. National Grid 68 ELMWOOD 0 133.86 38.04
317. National Grid NEWTONVILLE 0 138.25 65.56
318. National Grid Bridgeport 0 139.3 103.84
319. National Grid Buffalo Station 25 0 140.95 35.84
320. National Grid NEW KRUMKILL 0 141.21 86.84
321. National Grid Inman 0 143.29 40.84
322. National Grid COBLESKILL 0 146.38 36.24
323. National Grid Delameter 0 146.54 108.84
324. National Grid Swaggertown 0 151.41 50.24
325. National Grid Gabriels Station 0 155.83 30.84
326. National Grid PINEBUSH 0 162.8 27.49
327. National Grid McClellan 0 168.32 32.14
328. National Grid East Molloy 0 175.26 73.84
329. National Grid 35 WALDEN 1 183.35 35.84
330. National Grid HAGUE 1 188.73 32.34
331. National Grid Commerce 1 194.99 31.24
332. National Grid WEAVER ST 1 197.71 30.94
333. National Grid BETHLEHEM 1 201.56 28.34
334. National Grid Wells 1 202.24 30.28
335. National Grid Fayette St 1 207.49 68.34
336. National Grid RIVERSIDE 1 220.73 31.84
337. National Grid Middleville 1 223.65 32.04
338. National Grid THOUSAND ISLANDS 1 228.96 27.17
339. National Grid RUSSELL RD 1 238.72 29.84
340. National Grid NORTH COLLINS 1 240.86 32.44
341. National Grid Summit 1 241.54 29.22
342. National Grid WOLF RD. 1 242.85 29.84
343. National Grid 171 BURT 1 248.82 31.84
344. National Grid Avenue A 1 256.45 33.24
345. National Grid Station 140 1 263.24 36.84
346. National Grid Birch Avenue 1 274.98 52.94
347. National Grid 30 SPILLMAN 1 276.53 35.84
348. National Grid 51 ELK ST 1 282.66 35.84
349. National Grid Buffalo Station 45 1 311.97 35.84
350. National Grid EDEN CENTER 1 329.14 37.84
351. National Grid Cleveland 1 339.9 33.84
352. National Grid 31 STATION 1 350.21 35.84
353. National Grid Karner 1 363.01 44.34
354. National Grid Warrensburg 1 390.13 27.34
355. National Grid Liberty Street 1 404.38 33.09
356. National Grid UNIONVILLE 1 429.03 28.84
357. National Grid Buffalo Station 122 1 450.61 32.84
358. National Grid Delmar 1 486.12 34.04
359. National Grid Lakeville 1 505.84 36.84
360. National Grid Dorwin 1 516.33 28.84
361. National Grid 32 BAILEY 1 522.54 35.84
362. National Grid 38 Spring 1 572.34 35.84
363. National Grid Station 3012 1 632.89 35.84
364. O&R Silver Lake 0 1.85332 16
365. O&R Blue Hill 0 1.85332 16
366. O&R Deer Park 34.5KV 0 1.85332 16
367. O&R Harriman-34.5KV 0 1.85332 16
368. O&R Wisner 0 1.85332 16
369. O&R Cuddebackville 0 1.85332 16
370. O&R Aluf 0 1.85332 16
371. O&R Washington Heights 34.5KV 0 1.85332 16
372. O&R Swinging Bridge 0 1.85332 16
373. O&R Sparkill 0 1.85332 16
374. O&R Rio-34.5KV 0 1.85332 16
375. O&R Chester 0 1.85332 16
376. O&R West Haverstraw 0 1.85332 16
377. O&R Rockland Sewer 0 1.85332 16
378. O&R Nanuet 0 1.85332 16
379. O&R Deer Park 0 1.85332 16
380. O&R Monroe 0 1.85332 16
381. O&R Snake Hill 0 1.85332 16
382. O&R Hunt 0 1.85332 16
383. O&R Grassy Point 0 1.85332 16
384. O&R Congers 0 1.85332 16
385. O&R Lake Road 0 1.85332 16
386. O&R South Goshen 34.5KV 0 1.85332 16
387. O&R Highland Falls (SubArea) 0 1.85332 16
388. O&R Shoemaker 0 1.85332 16
389. O&R Bloomingburg (SubArea) 0 1.85332 16
390. O&R Lederle 0 1.85332 16
391. O&R Westtown 0 1.85332 16
392. O&R Hillburn 0 1.85332 16
393. O&R Chester 34.5KV 0 1.85332 16
394. O&R Shoemaker-34.5KV 0 1.85332 16
395. O&R Monsey 0 1.85332 16
396. O&R Blue Lake 0 1.85332 16
397. O&R Harriman 0 1.85332 16
398. O&R Orangeburg 0 1.85332 16
399. O&R Washington Heights 0 1.85332 16
400. O&R Hartley Road 0 1.85332 16
401. O&R State School 0 1.85332 16
402. O&R Burns 0 1.85332 16
403. O&R New Hempstead 0 7.55836 105.3
404. O&R East Wallkill 0 11.7272 18.812
405. O&R Little Tor 0 11.9361 122.4
406. O&R Port Jervis 0 13.6183 18.109
407. O&R Oak St. 0 18.3098 95.8
408. O&R Stony Point 0 22.2931 21.624
409. O&R Sterling Forest 0 23.9857 25.519
410. O&R West Nyack 0 24.4716 293.4
411. O&R Sloatsburg 0 24.4775 98.65
412. O&R Tallman 0 24.6495 19.515
413. O&R Dean (SubArea) 0 24.8481 18.812
414. O&R Blooming Grove 0 27.9646 27.989
415. O&R Summitville (SubArea) 0 29.0123 18.109
416. O&R Corporate Drive 1 38.8883 18.109
417. O&R South Goshen 1 44.1067 103.4
418. O&R Otisville (SubArea) 1 48.6147 18.109
419. O&R Bullville (SubArea) 1 56.2104 20.921
420. O&R Viola Road 1 72.2468 175.6
421. O&R Mongaup 1 90.9696 18.109
422. O&R Wurstboro (SubArea) 1 136.243 18.4605
423. RGE 136 0 2.67277 14.4
424. RGE 74 0 3.05459 18.9
425. RGE 420 0 3.05459 25.2
426. RGE 60 0 6.38333 12.6
427. RGE Line 739 0 6.87485 6.3
428. RGE 117 0 8.10717 7.2
429. RGE Line 764 0 9.16647 12.6
430. RGE 156 0 10.2146 20.25
431. RGE 104 0 13.7327 16.2
432. RGE 72 0 14.6813 18.9
433. RGE 246 0 15.3625 12.6
434. RGE 23 0 17.7367 99
435. RGE 205 0 18.3246 15.435
436. RGE 69 0 19.7712 78.84
437. RGE 567 0 20.1783 19.8
438. RGE 762 0 20.614 19.8
439. RGE 115 0 22.7215 30.6
440. RGE 112 0 23.2925 72.9
441. RGE 216 0 24.9401 54
442. RGE 769 0 25.2075 118.8
443. RGE 766 0 25.2821 18
444. RGE 93 0 35.7995 111.24
445. RGE 71 0 43.5886 63.36
446. RGE 109 0 57.0639 135
447. RGE 122 0 59.621 66.6
448. RGE 70 0 61.866 118.8
449. RGE 62 0 62.9309 157.14
450. RGE 124 0 66.4123 116.28
451. RGE 255 0 67.7502 152.1
452. RGE 55 0 68.1069 167.4
453. RGE 46 0 68.4859 49.5
454. RGE 103 0 74.391 117
455. RGE 424 0 74.8301 24.39
456. RGE 127 0 77.1562 50.76
457. RGE 126 0 78.252 129.6
458. RGE 81 0 82.6429 117
459. RGE 58 0 84.3405 32.76
460. RGE 65 1 86.7281 192.6
461. RGE 19 1 87.6236 117
462. RGE 49 1 88.076 120.15
463. RGE 154 1 92.0961 109.665
464. RGE 29 1 94.7691 124.2
465. RGE 89 1 131.022 90.9
466. RGE 45 1 135.628 46.8
467. RGE 16 1 171.78 20.772
468. RGE 230 1 190.662 73.53
.

## NERA segment cost
Table B-3 Comparison of Segment Aggregation Methods for DRV ($/kW-year)
Utility | Staff Proposed DRV (Weighted Avg 10-yr Levelized MCOS) * | NERA Segmenting Method 10yr Levelized MCOS for Systemwide EE Purposes **
CECONY | 252.54 | 367.37
Central Hudson | 21.642 | 74.68
NYSEG | 85.2322 | 70.6
National Grid | 146.59 | 233.115
O&R | 22.73 | 87.73
RGE | 66.8509 | 98.03
* weighted average of sum of segment costs in areas with at least one segment having non-zero cost
** sum of each segment's non-zero weighted cost
233.115
74.67
70.6
98.03

## example levelized cost calc
Example Cumulative vs Back-to-Zero MCOS Calculations
(relates to "In Service Projects" section of August 2025 MCOS order, pp 46-47)
annual cost factor = | 0.15
discount rate = | 0.09
|  | 1 | 2 | 3 | 4 | 5 | 6 | 7 | 8 | 9 | 10
| NPV | 2026 | 2027 | 2028 | 2029 | 2030 | 2031 | 2032 | 2033 | 2034 | 2035 | total
investment cost |  | 0 | 500 | 0 | 1000 | 0 | 0 | 0 | 2000 | 0 | 500 | 4000
mw |  | 0 | 100 | 0 | 200 | 0 | 0 | 0 | 100 | 0 | 100 | 500
investment cost per mw |  | 0 | 5 | 0 | 5 | 0 | 0 | 0 | 20 | 0 | 5 | 35
annual cost per mw |  | 0 | 0.75 | 0 | 0.75 | 0 | 0 | 0 | 3 | 0 | 0.75 | 5.25
cumulative investment cost |  | 0 | 500 | 500 | 1500 | 1500 | 1500 | 1500 | 3500 | 3500 | 4000 | 18000
cummulative incremental mw |  | 0 | 100 | 100 | 300 | 300 | 300 | 300 | 400 | 400 | 500 | 2700
investment cost per cumulative mw |  | 0 | 5 | 5 | 5 | 5 | 5 | 5 | 8.75 | 8.75 | 8 | 55.5
annual cost per mw |  | 0 | 0.75 | 0.75 | 0.75 | 0.75 | 0.75 | 0.75 | 1.3125 | 1.3125 | 1.2 | 8.325
revenue requirement |  | 0 | 75 | 75 | 225 | 225 | 225 | 225 | 525 | 525 | 600 | 2700
NPV of revenue requirement | 1442.5637
NPV of cumulative investment cost | 9617.0914
NPV of cumulative incremenatal demand | 1508.0068
levelized investment cost per mw |  | 1: 6.3774
levelized cost x cumulative incremental mw |  | 0 | 637.7353 | 637.7353 | 1913.2058 | 1913.2058 | 1913.2058 | 1913.2058 | 2550.9411 | 2550.9411 | 3188.6764 | 17218.8523
levelized annual cost per mw |  | 1: 0.9566
levelized annual cost x cumulative incremental mw |  | 0 | 95.6603 | 95.6603 | 286.9809 | 286.9809 | 286.9809 | 286.9809 | 382.6412 | 382.6412 | 478.3015 | 2582.8279
NPV of levelized annual cost x cumulative incremental mw | 1442.5637

## example segment cost aggregate
Example Regarding Segment Cost Aggregation
equals 1 if substation area served by project, else 0
$/kw-yr | MW | Segment | area 1 | area 2 | area 3 | area 4 | area 5 |  | rev requirment
35 | 100 | transmission | 1 | 1 | 1 | 1 | 1 |  | 3500000
50 | 30 | area station | 1 | 0 | 0 | 0 | 0 |  | 1500000
25 | 20 | dist station | 1 | 0 | 0 | 0 | 0 |  | 500000
20 | 10 | secondary | 1 | 0 | 0 | 0 | 0 |  | 200000
10 | 5 | primary | 1 | 0 | 0 | 0 | 0 |  | 50000
[8 empty] | total | 5750000
non-zero segment cost used for each substation area
$/kw-yr | MW | Segment | area 1 | area 2 | area 3 | area 4 | area 5 |  | rev collected
35 | 100 | transmission | 3500000 | 3500000 | 3500000 | 3500000 | 3500000 |  | 17500000
50 | 30 | area station | 1500000 | 1500000 | 1500000 | 1500000 | 1500000 |  | 7500000
25 | 20 | dist station | 500000 | 500000 | 500000 | 500000 | 500000 |  | 2500000
20 | 10 | secondary | 200000 | 200000 | 200000 | 200000 | 200000 |  | 1000000
10 | 5 | primary | 50000 | 50000 | 50000 | 50000 | 50000 |  | 250000
[8 empty] | total | 28750000
staff proposal
network segment cost/kw-yr allocated to all substation serving areas served by network segment investment
distribution station, secondary and primary costs only recovered from substation areas with investment projects
$/kw-yr | MW | Segment | area 1 | area 2 | area 3 | area 4 | area 5 |  | rev collected
35 | 100 | transmission | 700000 | 700000 | 700000 | 700000 | 700000 |  | 3500000
50 | 30 | area station | 1500000 | 0 | 0 | 0 | 0 |  | 1500000
25 | 20 | dist station | 500000 | 0 | 0 | 0 | 0 |  | 500000
20 | 10 | secondary | 200000 | 0 | 0 | 0 | 0 |  | 200000
10 | 5 | primary | 50000 | 0 | 0 | 0 | 0 |  | 50000
[8 empty] | total | 5750000